{"text_format":"3","workbook":"xlsx","n_sheets":4,"sheets":["有国家医保编码","无国家医保编码","挂网产品新增规格","牙冠"],"not_rendered":{"defined_names":3},"read":"whole","date_system":"1900"}

{"sheet":"有国家医保编码","index":0,"n_rows":883,"n_cols":19,"rows_kept":883}
["组件编码","注册证编码","组件名称","产品材质","是否为植入或介入类","是否为一次性耗材","是否灭菌","产品转换比","包装单位","产地","医保编码20位","申报企业ID","申报企业名称","一级分类","二级分类","三级分类","四级分类","五级分类","六级分类"]
["00416880","国械注准20233130504","髋关节假体-双极头",null,"1","02","是","1","1个/盒","国产","C0346011070100104755","HCS00318","天津市金兴达实业有限公司","骨科材料","半髋关节","双极头","人工关节","钴铬钼合金","组配式"]
["00417562","陕械注准20252030110","一次性无菌颅骨钻头",null,"0","02","是","1","1支/盒","国产","C0348011050000124681","HCS10019","陕西雅格迈医疗科技有限责任公司","骨科材料","动力系统","钻头","钻头","不区分","限深/灭菌"]
["00416416","湘械注准20242040119","骨微动力系统",null,"0","02","是","1","1个/盒","国产","C0348011050000322164","HCS08705","湖南翊元科技有限公司","骨科材料","动力系统","钻头","钻头","不区分","非限深/灭菌"]
["00417458","津械注准20252040177","一次性无菌骨动力系统","--","0","02","是","1","1个/盒","国产","C0348011050000318137","HCS06317","百通生物科技（天津）有限责任公司","骨科材料","动力系统","钻头","钻头","不区分","非限深/灭菌"]
["00417565","陕械注准20252040111","一次性无菌铣刀",null,"0","02","是","1","1支/盒","国产","C0348021120100124681","HCS10019","陕西雅格迈医疗科技有限责任公司","骨科材料","动力系统","铣刀","铣刀","不锈钢","灭菌"]
["00417629","陕械注准20252040109","一次性使用磨头",null,"--","02","是","1","1支/盒","国产","C0348031130100124681","HCS10019","陕西雅格迈医疗科技有限责任公司","骨科材料","动力系统","磨头","磨头","不锈钢","带涂层/灭菌"]
["00417630","陕械注准20252040109","一次性使用磨头",null,"0","02","是","1","1支/盒","国产","C0348031130100324681","HCS10019","陕西雅格迈医疗科技有限责任公司","骨科材料","动力系统","磨头","磨头","不锈钢","带刃/灭菌"]
["00418963","国械注进20253010084","等离子手术设备-磨头",null,"0","02","是","1","1个/盒","进口","C0348031130100307551","J1638","捷迈（上海）医疗国际贸易有限公司","骨科材料","动力系统","磨头","磨头","不锈钢","带刃/灭菌"]
["00417461","京械注准20252010608","集成一体无线缆手持刨削系统-一次性使用刨削磨头",null,"1","02","是","1","1个/个","国产","C0348031130100310832","HCS01476","北京天星医疗股份有限公司","骨科材料","动力系统","磨头","磨头","不锈钢","带刃/灭菌"]
["00418965","国械注进20253010084","等离子手术设备-刨削器",null,"0","02","是","1","1个/盒","进口","C0348051150000007551","J1638","捷迈（上海）医疗国际贸易有限公司","骨科材料","动力系统","刨刀","刨刀","不区分","常规"]
["00417977","京械注准20252010608","集成一体无线缆手持刨削系统-一次性使用刨削刀头",null,"1","02","是","1","1个/个","国产","C0348051150000010832","HCS01476","北京天星医疗股份有限公司","骨科材料","动力系统","刨刀","刨刀","不区分","常规"]
["00416602","国械注准20253011187","超声骨组织手术设备-一次性使用超声骨组织手术刀头","--","--","02","是","1","1把/盒","国产","C0348061060000024949","HCS10112","桐惠（杭州）医疗科技有限公司","骨科材料","动力系统","超声骨刀","手术刀","不区分","常规"]
["00416454","京海械备20250020","固定针",null,"0","02","否","1","1个/包","国产","C0349011160000023347","HCS09349","北京易普康达医疗科技有限公司","骨科材料","骨科机器人手术相关材料","骨科机器人手术相关材料","机器人材料","不区分","常规"]
["00416455","京海械备20250019","固定钉",null,"0","02","否","1","1个/包","国产","C0349011160000023347","HCS09349","北京易普康达医疗科技有限公司","骨科材料","骨科机器人手术相关材料","骨科机器人手术相关材料","机器人材料","不区分","常规"]
["00416826","京经械备20250037","骨科用电锯片","不锈钢","0","02","否","1","1个/盒","国产","C0349011160000016836","HCS04903","北京长木谷医疗科技股份有限公司","骨科材料","骨科机器人手术相关材料","骨科机器人手术相关材料","机器人材料","不区分","常规"]
["00416521","国械注准20253010928","膝关节手术导航定位系统-骨科定位片","--","--","02","否","1","1套/盒","国产","C0349011160000020178","HCS10120","北京壹点灵动科技有限公司","骨科材料","骨科机器人手术相关材料","骨科机器人手术相关材料","机器人材料","不区分","常规"]
["00416522","国械注准20253010928","膝关节手术导航定位系统-一次性骨科定位架","--","--","02","否","1","1套/盒","国产","C0349011160000020178","HCS10120","北京壹点灵动科技有限公司","骨科材料","骨科机器人手术相关材料","骨科机器人手术相关材料","机器人材料","不区分","常规"]
["00416842","京经械备20250038","丝攻","不锈钢","--","02","否","1","1个/盒","国产","C0349011160000016836","HCS04903","北京长木谷医疗科技股份有限公司","骨科材料","骨科机器人手术相关材料","骨科机器人手术相关材料","机器人材料","不区分","常规"]
["00416853","京经械备20250039","定位针",null,"0","02","否","1","1个/盒","国产","C0349011160000016836","HCS04903","北京长木谷医疗科技股份有限公司","骨科材料","骨科机器人手术相关材料","骨科机器人手术相关材料","机器人材料","不区分","常规"]
["00416802","京经械备20250036","钻头","不锈钢","0","02","否","1","1个/盒","国产","C0349011160000016836","HCS04903","北京长木谷医疗科技股份有限公司","骨科材料","骨科机器人手术相关材料","骨科机器人手术相关材料","机器人材料","不区分","常规"]
["00418851","京械注准20252040176","骨科定位膝关节手术工具包","聚碳酸酯＋反光材料＋铝合金＋不锈钢","0","04","否","1","1个/盒","国产","C0350020000000007696","HCS00655","宽岳医疗科技（北京）有限公司（原北京金查理人工关节技术有限公司）","骨科材料","骨科导航相关材料","骨科导航相关材料","-","不区分","常规"]
["00416868","国械注准20223131474","聚醚醚酮颅骨修补系统",null,"1","02","是","1","1个/盒","国产","C0401041180300207219","HCS04997","成都美益达医疗科技有限公司","神经外科材料","颅骨固定/修补材料","颅骨板","修补材料","聚合物","不可吸收"]
["00418049","国械注准20153070705","颅内皮层电极",null,"--",null,"--","1","1支/盒","国产","C0405030210000005365","HCS00262","北京华科恒生医疗科技有限公司","神经外科材料","脑电监测材料","皮层电极","电极","不区分","常规"]
["00418087","国械注准20153070705","颅内皮层电极-连接线","--","--",null,"--","1","1条/盒","国产","C0405050610000005365","HCS00262","北京华科恒生医疗科技有限公司","神经外科材料","脑电监测材料","电极导线","导线","不区分","常规"]
["00416274","国械注进20183132246","导管",null,"1","02","是","1","1个/盒","进口","C0407011200000111297","J3512","英特格拉生命科技（上海）有限公司","神经外科材料","脑脊液分流材料","脑室端导管","分流管","不区分","带涂层"]
["00418544","鲁械注准20252140277","亲水涂层腰大池引流导管","--","0","02","是","1","1套/盒","国产","C0407021200000101622","HCS00465","山东大正医疗器械股份有限公司","神经外科材料","脑脊液分流材料","腰骶端导管","分流管","不区分","带涂层"]
["00416272","国械注进20183132246","导管","硅胶","1","02","是","1","1个/盒","进口","C0407031200000111297","J3512","英特格拉生命科技（上海）有限公司","神经外科材料","脑脊液分流材料","腹腔端导管","分流管","不区分","带涂层"]
["00416273","国械注进20183132246","导管","硅胶","1","02","是","1","1套/盒","进口","C0407041210002511297","J3512","英特格拉生命科技（上海）有限公司","神经外科材料","脑脊液分流材料","脑室-腹腔分流装置","分流装置","不区分","可调压/带涂层/抗虹吸/成人型"]
["00416270","国械注进20183132246","导管",null,"1","02","是","1","1套/盒","进口","C0407140350000211297","J3512","英特格拉生命科技（上海）有限公司","神经外科材料","脑脊液分流材料","体外引流装置","引流装置","不区分","脑室外引流/带涂层/不带集液腔"]
["00419128","国械注准20253030993","一次性使用组织导管扩张器","PC和ABS材质","1","02","是","1","1套/盒","国产","C0407140350000304638","HCS00288","常州威克医疗器械有限公司","神经外科材料","脑脊液分流材料","体外引流装置","引流装置","不区分","脑室外引流/不带涂层/带集液腔"]
["00416447","鲁械注准20242140778","颅脑外引流系统",null,"--","02","是","1","1套/盒","国产","C0407140350000111620","HCS02731","威海柯西医疗科技有限公司","神经外科材料","脑脊液分流材料","体外引流装置","引流装置","不区分","脑室外引流/带涂层/带集液腔"]
["00416378","湘械注准20252090531","一次性神经肌肉刺激器",null,"--",null,"--","1","1袋/袋","国产","C0408151230000021477","HCS10039","湖南贵丰医疗设备有限公司","神经外科材料","神经刺激材料","体外刺激器","神经刺激材料","不区分","常规"]
["00416971","国械注准20253131237","左心耳闭合系统","闭合夹主要由TC20钛合金金属夹本体及包覆于其外的PET编织套管 组成。","1","02","是","1","1套/盒","国产","C0501041260000023948","HCS10231","北京领健医疗科技有限公司","心脏外科类材料","心律失常外科","心耳闭合装置","心耳夹","不区分","常规"]
["00418103","苏械注准20252020210","球囊扩张导管",null,"--",null,"--","1","1根/袋","国产","C0101020021502112308","HCS04416","江苏格里特医疗科技有限公司","非血管介入治疗类材料","呼吸介入材料","气道球囊"]
["00412222","国械注准20253010767","一次性使用肺部射频消融导管",null,"--","02","是","1","1根/盒","国产","C0101040040000303588","HCS02586","杭州堃博生物科技有限公司","非血管介入治疗类材料","呼吸介入材料","气道射频导管","导管","不区分","多电极"]
["00416738","苏械注准20252020457","一次性使用内镜用活检钳","--","--",null,"--","1","1根/袋","国产","C0101070070000112308","HCS04416","江苏格里特医疗科技有限公司","非血管介入治疗类材料","呼吸介入材料","呼吸活检钳","活检材料","不区分","带针/带齿/带外鞘管"]
["00416737","苏械注准20252020457","一次性使用内镜用活检钳","--","--",null,"--","1","1根/袋","国产","C0101070070000512308","HCS04416","江苏格里特医疗科技有限公司","非血管介入治疗类材料","呼吸介入材料","呼吸活检钳","活检材料","不区分","不带针/带齿/带外鞘管"]
["00416736","苏械注准20252020457","一次性使用内镜用活检钳","--","--",null,"--","1","1根/袋","国产","C0101070070000612308","HCS04416","江苏格里特医疗科技有限公司","非血管介入治疗类材料","呼吸介入材料","呼吸活检钳","活检材料","不区分","不带针/带齿/无外鞘管"]
["00416732","苏械注准20252020457","一次性使用内镜用活检钳",null,"--",null,"--","1","1根/袋","国产","C0101070070000712308","HCS04416","江苏格里特医疗科技有限公司","非血管介入治疗类材料","呼吸介入材料","呼吸活检钳","活检材料","不区分","不带针/不带齿/带外鞘管"]
["00416735","苏械注准20252020457","一次性使用内镜用活检钳","--","--",null,"--","1","1根/袋","国产","C0101070070000812308","HCS04416","江苏格里特医疗科技有限公司","非血管介入治疗类材料","呼吸介入材料","呼吸活检钳","活检材料","不区分","不带针/不带齿/无外鞘管"]
["00418086","苏械注准20252020143","一次性使用内窥镜用异物钳",null,"0","02","是","1","1根/袋","国产","C0101100080000012308","HCS04416","江苏格里特医疗科技有限公司","非血管介入治疗类材料","呼吸介入材料","支气管镜用异物钳","异物钳","不区分","常规"]
["00416780","国械注准20253010945","一次性使用微波消融针",null,"1","02","是","1","1盒/盒","国产","C0105070210000220640","HCS07511","浙江丹晖共创医疗科技有限公司","非血管介入治疗类材料","肿瘤介入材料","微波消融电极（针、刀）","电极","不区分","水冷型"]
["00416536","国械注准20253010861","一次性使用微波消融针",null,"--","02","是","1","1套/盒","国产","C0105070210000219922","HCS09911","江苏昕晨医疗科技有限公司","非血管介入治疗类材料","肿瘤介入材料","微波消融电极（针、刀）","电极","不区分","水冷型"]
["00416678","国械注准20253051072","一次性使用可载粒子胆道引流管套件","--","--",null,"--","1","1套/袋","国产","C0105100450000004740","HCS00819","河南驼人贝斯特医疗器械有限公司","非血管介入治疗类材料","肿瘤介入材料","可植入放射性粒子植入装置","植入装置","不区分","常规"]
["00415772","国械注准20193051990","放射治疗红外定位系统-红外定位小球",null,"0","04","否","1","1盒/盒","国产","C0105140000000013796","HCS10189","江苏富科思科技有限公司","非血管介入治疗类材料","肿瘤介入材料","其他肿瘤介入材料","-","不区分","常规"]
["00418276","国械注准20253091267","陡脉冲治疗仪-一次性使用陡脉冲辅助电极","不锈钢、PI","0","02","是","1","1根/盒","国产","C0105140000000011518","HCS01861","赛诺微医疗科技（浙江）有限公司","非血管介入治疗类材料","肿瘤介入材料","其他肿瘤介入材料","-","不区分","常规"]
["00418277","国械注准20253091267","陡脉冲治疗仪-一次性使用陡脉冲主电极","不锈钢、PI","0","02","是","1","1根/盒","国产","C0105140000000011518","HCS01861","赛诺微医疗科技（浙江）有限公司","非血管介入治疗类材料","肿瘤介入材料","其他肿瘤介入材料","-","不区分","常规"]
["00310521","国械注准20183011544","射频控温热凝器-射频穿刺针",null,"否","是","否","10","10支/盒","国产","C0106010260000212676","HCS02933","西安灭菌消毒设备制造公司","非血管介入治疗类材料","非血管介入通用材料","非血管介入通用穿刺针","穿刺器","不区分","普通穿刺/常规穿刺针≥18G"]
["00390525","国械注准20143012237","射频控温热凝器-射频穿刺针",null,"0","02","否","10","10支/盒","国产","C0106010260000212676","HCS02933","西安灭菌消毒设备制造公司","非血管介入治疗类材料","非血管介入通用材料","非血管介入通用穿刺针","穿刺器","不区分","普通穿刺/常规穿刺针≥18G"]
["00414862","国械注准20243141381","一次性使用椎间盘穿刺针",null,"--",null,"--","1","1个/个","国产","C0106010260000212506","HCS05804","朔崛（江苏）医疗科技有限公司","非血管介入治疗类材料","非血管介入通用材料","非血管介入通用穿刺针","穿刺器","不区分","普通穿刺/常规穿刺针≥18G"]
["00417348","国械注准20253140673","一次性使用射频套管针","医用304不锈钢","0","02","是","1","1支/支","国产","C0106010260000412678","HCS04249","陕西鑫带路电子科技有限公司","非血管介入治疗类材料","非血管介入通用材料","非血管介入通用穿刺针","穿刺器","不区分","影像引导穿刺/常规穿刺针≥18G"]
["00416693","豫械注准20252030346","一次性使用介入穿刺针及附件","--","--",null,"--","1","1套/袋","国产","C0106010260000404740","HCS00819","河南驼人贝斯特医疗器械有限公司","非血管介入治疗类材料","非血管介入通用材料","非血管介入通用穿刺针","穿刺器","不区分","影像引导穿刺/常规穿刺针≥18G"]
["00416456","吉械注准20252140293","一次性使用骨髓穿刺活检针套件",null,"1","02","是","1","1套/套","国产","C0106020070000924637","HCS10001","吉林省新特恩医疗器械有限公司","非血管介入治疗类材料","非血管介入通用材料","非血管介入通用活检针","活检材料","不区分","骨活检/手动"]
["00417837","鲁械注准20252020289","一次性使用无菌活体取样钳",null,"--",null,"--","1","1把/盒","国产","C0106020070000901928","HCS00249","山东冠龙医疗用品有限公司","非血管介入治疗类材料","非血管介入通用材料","非血管介入通用活检针","活检材料","不区分","骨活检/手动"]
["00416507","甘械注准20252140203","一次性使用球囊扩充压力泵","--","--",null,"--","1","1套/套","国产","C0106040470000006847","HCS00230","兰州兰飞医疗器械有限公司","非血管介入治疗类材料","非血管介入通用材料","压力泵","压力泵","不区分","常规"]
["00417347","国械注准20253140673","一次性使用射频套管针","医用304不锈钢","--","02","是","1","1支/支","国产","C0106070200000012678","HCS04249","陕西鑫带路电子科技有限公司","非血管介入治疗类材料","非血管介入通用材料","穿刺套管","套管","不区分","常规"]
["00416775","鲁械注准20252010318","多功能手术解剖器",null,"0","02","是","1","1把/把","国产","C0106080210000024786","HCS10087","济南恒聚医疗科技有限公司","非血管介入治疗类材料","非血管介入通用材料","高频电刀用电极","电极","不区分","常规"]
["00417902","吉械注准20252010083","一次性使用高频手术电极",null,"1","02","是","1","1支/袋","国产","C0106080210000024609","HCS10250","吉林省慕迪恩灵医疗科技有限公司","非血管介入治疗类材料","非血管介入通用材料","高频电刀用电极","电极","不区分","常规"]
["00416464","浙械注准20252181471","一次性使用电子宫腔成像导管",null,"0","02","是","1","1套/盒","国产","C0106110000000024954","HCS10084","湖州艾琳医学科技有限公司","非血管介入治疗类材料","非血管介入通用材料","其他非血管介入通用材料","-","不区分","其他"]
["00417792","苏械注准20252140567","鼻窦球囊导管",null,"0","02","是","1","1套/套","国产","C0107020021503824633","HCS10195","安骏生物医疗科技（苏州）有限公司","非血管介入治疗类材料","其他非血管介入材料","耳鼻咽喉球囊导管"]
["00416494","苏械注准20252141073","一次性使用羊水穿刺活检针",null,"--",null,"--","1","1支/袋","国产","C0107030260000122448","HCS09058","爱伯力医疗科技（无锡）有限公司","非血管介入治疗类材料","其他非血管介入材料","羊水穿刺针","穿刺器","不区分","针尖有B超显影/有针芯/有侧孔"]
["00416486","苏械注准20252141073","一次性使用羊水穿刺活检针",null,"--",null,"--","1","1支/袋","国产","C0107030260000222448","HCS09058","爱伯力医疗科技（无锡）有限公司","非血管介入治疗类材料","其他非血管介入材料","羊水穿刺针","穿刺器","不区分","针尖有B超显影/有针芯/无侧孔"]
["00416417","浙械注准20252181390","一次性使用电子宫腔镜导管","--","0","02","是","1","1支/袋","国产","C0107070000000013213","HCS04678","宁波新跃医疗科技股份有限公司","非血管介入治疗类材料","其他非血管介入材料","其他非血管介入材料","-","不区分","常规"]
["00417014","闽械注准20252140061","一次性使用胸腔引流套件","TPU、3M4576＋EVA泡棉、聚氨酯（海绵）、PC、06Cr19Ni10","1","02","是","1","1套/盒","国产","C0107070000000000977","HCS00245","施爱德（厦门）医疗器材有限公司","非血管介入治疗类材料","其他非血管介入材料","其他非血管介入材料","-","不区分","常规"]
["00417345","粤械注准20242181448","一次性使用电子宫腔成像导管",null,"0","02","是","1","1支/盒","国产","C0107070000000008862","HCS00833","珠海市司迈科技有限公司","非血管介入治疗类材料","其他非血管介入材料","其他非血管介入材料","-","不区分","常规"]
["00416907","湘械注准20252180478","一次性活检钳包","--","0","02","是","1","1套/盒","国产","C0107070000000022936","HCS09359","长沙拜仁生物科技有限公司","非血管介入治疗类材料","其他非血管介入材料","其他非血管介入材料","-","不区分","常规"]
["00418285","苏械注准20252180375","一次性使用子宫颈活体取样钳","05Cr17Ni4Cu4Nb","1","02","是","1","1把/套","国产","C0107070000000011834","HCS02713","江苏寒武纪医疗设备有限公司","非血管介入治疗类材料","其他非血管介入材料","其他非血管介入材料","-","不区分","常规"]
["00418941","湘械注准20252020329","一次性手术导管","--","--","02","是","1","1根/盒","国产","C0107070000000021666","HCS08287","长沙美希艾医疗器械有限公司","非血管介入治疗类材料","其他非血管介入材料","其他非血管介入材料","-","不区分","常规"]
["00416803","国械注准20253010879","一次性使用心脏脉冲电场消融导管-导管连接线","--","--",null,"--","1","1个/盒","国产","C0201060530000224135","HCS09929","苏州艾科脉医疗技术有限公司","血管介入治疗类材料","电生理类材料","导管连线","连接线","不区分","治疗型"]
["00417467","国械注进20163120798","临时心脏起搏器电极导线",null,"0","02","是","1","1根/盒","进口","C0201070611000204254","J1222","美敦力（上海）管理有限公司","血管介入治疗类材料","电生理类材料","临时起搏电极"]
["00416915","国械注准20253060929","一次性使用心腔内超声诊断导管","--","--","02","是","1","1根/盒","国产","C0201100040000221467","HCS08153","江苏霆升科技有限公司","血管介入治疗类材料","电生理类材料","心内超声导管","导管","不区分","二维/扇形"]
["00416801","国械注准20253010879","一次性使用心脏脉冲电场消融导管",null,"--",null,"--","1","1个/盒","国产","C0201160040000024135","HCS09929","苏州艾科脉医疗技术有限公司","血管介入治疗类材料","电生理类材料","电生理其他治疗导管","导管","不区分","常规"]
["00417438","国械注准20253031444","冠状动脉棘突球囊扩张导管",null,"1","02","是","1","1根/盒","国产","C0202080021500000928","HCS00014","南京友德邦医疗科技有限公司","血管介入治疗类材料","冠脉介入治疗材料","冠脉棘/乳突球囊"]
["00416707","国械注准20253030966","微导管","--","--",null,"--","1","1套/盒","国产","C0202110040000004740","HCS00819","河南驼人贝斯特医疗器械有限公司","血管介入治疗类材料","冠脉介入治疗材料","冠脉微导管","导管","不区分","常规"]
["00418064","湘械注准20252030382","导引导丝","不锈钢、镍钛合金、铂合金","1","02","是","1","1套/套","国产","C0202210030000024314","HCS10081","湖南普惠圣康医疗科技有限公司","血管介入治疗类材料","冠脉介入治疗材料","冠脉导引导丝","导丝","不区分","常规"]
["00417400","国械注准20253031001","左心耳封堵器介入输送系统","聚四氟乙烯、304不锈钢等","1","02","是","1","1套/袋","国产","C0203020550001003323","HCS00024","上海形状记忆合金材料有限公司","血管介入治疗类材料","结构心脏病用材料","封堵器输送系统","输送系统","不区分","左心耳/导引系统"]
["00416650","国械注准20253130951","经导管瓣中瓣系统-生物瓣膜","--","1","02","是","1","1枚/盒","国产","C0203100560000006274","HCS00442","北京佰仁医疗科技股份有限公司（原北京佰仁医疗科技有限公司）","血管介入治疗类材料","结构心脏病用材料","二尖瓣介入心脏瓣膜","瓣膜","-","-"]
["00402107","国械注准20243031779","心脏瓣膜球囊扩张导管",null,"1","02","是","1","1个/盒","国产","C0203170040000018594","HCS06379","为泰医疗器械（深圳）有限公司","血管介入治疗类材料","结构心脏病用材料","主动脉瓣球囊扩张导管","导管","不区分","常规"]
["00416653","国械注准20253130951","经导管瓣中瓣系统-输送器","--","1",null,"是","1","1个/盒","国产","C0203180550000006274","HCS00442","北京佰仁医疗科技股份有限公司（原北京佰仁医疗科技有限公司）","血管介入治疗类材料","结构心脏病用材料","经导管介入瓣膜输送系统","输送系统","不区分","常规"]
["00416481","川械注准20252030042","可调弯鞘套件","--","1","02","是","1","1根/盒","国产","C0203190000000021277","HCS08049","成都纽脉生物科技有限公司","血管介入治疗类材料","结构心脏病用材料","其他结构心脏病类产品","-","不区分","其他"]
["00416668","国械注准20253130951","经导管瓣中瓣系统-压握器","--","1","02","是","1","1个/套","国产","C0203190000000006274","HCS00442","北京佰仁医疗科技股份有限公司（原北京佰仁医疗科技有限公司）","血管介入治疗类材料","结构心脏病用材料","其他结构心脏病类产品","-","不区分","其他"]
["00416671","国械注准20253130951","经导管瓣中瓣系统-充压泵","--","1","02","是","1","1个/盒","国产","C0203190000000006274","HCS00442","北京佰仁医疗科技股份有限公司（原北京佰仁医疗科技有限公司）","血管介入治疗类材料","结构心脏病用材料","其他结构心脏病类产品","-","不区分","其他"]
["00416710","京械注准20252030619","撕开型血管鞘组件",null,"1","02","是","1","1套/套","国产","C0204130620000301554","HCS00033","北京迪玛克医药科技有限公司","血管介入治疗类材料","起搏器类材料","起搏器附件","起搏器附件","不区分","撕开鞘"]
["00416400","国械注准20253031107","神经血管微导管",null,"1","02","是","1","1根/盒","国产","C0205070040000400928","HCS00014","南京友德邦医疗科技有限公司","血管介入治疗类材料","神经介入治疗材料","微导管","导管","不区分","支架输送/不可解脱漂浮微导管"]
["00416861","国械注进20253030241","血栓抽吸导管",null,"1","02","是","1","1个/盒","进口","C0205080040000103633","J1217","史赛克（北京）医疗器械有限公司","血管介入治疗类材料","神经介入治疗材料","神经介入治疗导管","导管","不区分","抽吸"]
["00416638","鄂械注准20252035393","一次性使用可调弯微导丝","镍钛合金，06Cr19Ni10不锈钢，铂镍合金，聚碳酸酯，铜","1","02","是","1","1套/袋","国产","C0205120030100222266","HCS08486","武汉厚睿生医疗科技有限公司","血管介入治疗类材料","神经介入治疗材料","微导丝","导丝","合金","工作导丝"]
["00418949","国械注准20243130732","颅内弹簧圈栓塞系统",null,"--","02","是","1","1套/盒","国产","C0205160650200319368","HCS06784","聚辉医疗科技（深圳）有限公司","血管介入治疗类材料","神经介入治疗材料","弹簧圈","栓塞材料","铂钨合金","电解脱/形状3D"]
["00418931","国械注准20243130732","颅内弹簧圈栓塞系统",null,"--","02","是","1","1套/盒","国产","C0205160650200419368","HCS06784","聚辉医疗科技（深圳）有限公司","血管介入治疗类材料","神经介入治疗材料","弹簧圈","栓塞材料","铂钨合金","电解脱/形状2D"]
["00416979","国械注准20253130950","主动脉弓支架系统-主动脉弓分支支架系统",null,"--","02","是","1","1套/盒","国产","C0206050011401203377","HCS00010","先健科技（深圳）有限公司","血管介入治疗类材料","外周血管介入","胸主动脉支架"]
["00417083","国械注准20253130950","主动脉弓支架系统-主动脉弓主体支架系统",null,"1","02","是","1","1套/盒","国产","C0206050011401203377","HCS00010","先健科技（深圳）有限公司","血管介入治疗类材料","外周血管介入","胸主动脉支架"]
["00416398","国械注准20253030908","肺动脉血栓清除系统-取栓支架导管",null,"1","02","是","1","1根/套","国产","C0206130011403624652","HCS09985","上海融脉医疗科技有限公司","血管介入治疗类材料","外周血管介入","外周血管支架"]
["00416488","国械注进20253030265","肺动脉取栓系统-取栓支架",null,"1","02","是","1","1根/盒","进口","C0206130011403624339","J12546","即通医疗科技（合肥）有限公司","血管介入治疗类材料","外周血管介入","外周血管支架"]
["00416413","国械注准20213030455","非顺应性外周球囊扩张导管",null,"1","02","是","1","1根/盒","国产","C0206180021500813938","HCS04816","北京永益润成科技有限公司","血管介入治疗类材料","外周血管介入","外周药物涂层球囊"]
["00417048","国械注准20213030845","一次性使用无菌外周血管内药物涂层球囊扩张导管",null,"1","02","是","1","1根/根","国产","C0206180021500300476","HCS01137","普利瑞医疗科技（苏州）有限公司","血管介入治疗类材料","外周血管介入","外周药物涂层球囊"]
["00417052","国械注准20213030845","一次性使用无菌外周血管内药物涂层球囊扩张导管",null,"1","02","是","1","1根/根","国产","C0206180021500400476","HCS01137","普利瑞医疗科技（苏州）有限公司","血管介入治疗类材料","外周血管介入","外周药物涂层球囊"]
["00416461","国械注准20253031223","紫杉醇涂层外周球囊扩张导管",null,"1","02","是","1","1套/包","国产","C0206180021500309124","HCS00027","乐普（北京）医疗器械股份有限公司","血管介入治疗类材料","外周血管介入","外周药物涂层球囊"]
["00416936","国械注准20253030991","颈动脉球囊扩张导管",null,"1","02","是","1","1根/盒","国产","C0206180021500512602","HCS03774","苏州中天医疗器械科技有限公司","血管介入治疗类材料","外周血管介入","外周药物涂层球囊"]
["00416645","国械注准20253031104","外周切割球囊",null,"1","02","是","1","1个/盒","国产","C0206210021500011857","HCS02705","上海申淇医疗科技有限公司（原上海申淇医疗科技股份有限公司）","血管介入治疗类材料","外周血管介入","切割球囊"]
["00416934","国械注准20253130570","分支型主动脉覆膜支架系统",null,"1","02","是","1","1根/盒","国产","C0206260040000002501","HCS00072","上海微创心脉医疗科技（集团）股份有限公司（原上海微创心脉医疗科技股份有限公司）","血管介入治疗类材料","外周血管介入","导引导管","导管","不区分","常规"]
["00416487","国械注进20242030608","亲水涂层导引鞘","聚四氟乙烯（PTFE）、304V 不锈钢","1","02","是","1","1根/盒","进口","C0206270150000224339","J12546","即通医疗科技（合肥）有限公司","血管介入治疗类材料","外周血管介入","导引鞘","鞘管","不区分","固定弯（直型鞘）"]
["00417718","浙械注准20252031378","导管鞘",null,"1","02","是","1","1根/盒","国产","C0206270150000222103","HCS08449","言启医疗器械（杭州）有限责任公司","血管介入治疗类材料","外周血管介入","导引鞘","鞘管","不区分","固定弯（直型鞘）"]
["00418887","湘械注准20252030404","导引鞘",null,"1","02","是","1","1套/套","国产","C0206270150000224314","HCS10081","湖南普惠圣康医疗科技有限公司","血管介入治疗类材料","外周血管介入","导引鞘","鞘管","不区分","固定弯（直型鞘）"]
["00416403","国械注准20253030917","一次性使用微导管","--","--",null,"是","1","1条/盒","国产","C0206280040000114610","HCS04945","深圳美诺微创医疗科技有限公司","血管介入治疗类材料","外周血管介入","微导管","导管","不区分","单件/直头/长度＜150cm"]
["00416596","国械注准20253031213","外周微导管",null,"1","02","是","1","1套/盒","国产","C0206280040000121593","HCS09135","上海百全通医疗科技有限公司","血管介入治疗类材料","外周血管介入","微导管","导管","不区分","单件/直头/长度＜150cm"]
["00416698","国械注准20253030966","微导管","--","--",null,"--","1","1套/盒","国产","C0206280040000104740","HCS00819","河南驼人贝斯特医疗器械有限公司","血管介入治疗类材料","外周血管介入","微导管","导管","不区分","单件/直头/长度＜150cm"]
["00416379","国械注准20253030917","一次性使用微导管",null,"--","02","是","1","1条/盒","国产","C0206280040000214610","HCS04945","深圳美诺微创医疗科技有限公司","血管介入治疗类材料","外周血管介入","微导管","导管","不区分","单件/直头/长度≥150cm"]
["00416703","国械注准20253030966","微导管","--","--",null,"--","1","1套/盒","国产","C0206280040000204740","HCS00819","河南驼人贝斯特医疗器械有限公司","血管介入治疗类材料","外周血管介入","微导管","导管","不区分","单件/直头/长度≥150cm"]
["00416595","国械注准20253031213","外周微导管",null,"1","02","是","1","1套/盒","国产","C0206280040000321593","HCS09135","上海百全通医疗科技有限公司","血管介入治疗类材料","外周血管介入","微导管","导管","不区分","单件/弯头/长度＜150cm"]
["00416704","国械注准20253030966","微导管","--","--",null,"--","1","1套/盒","国产","C0206280040000304740","HCS00819","河南驼人贝斯特医疗器械有限公司","血管介入治疗类材料","外周血管介入","微导管","导管","不区分","单件/弯头/长度＜150cm"]
["00416705","国械注准20253030966","微导管","--","--",null,"--","1","1套/盒","国产","C0206280040000404740","HCS00819","河南驼人贝斯特医疗器械有限公司","血管介入治疗类材料","外周血管介入","微导管","导管","不区分","单件/弯头/长度≥150cm"]
["00416706","国械注准20253030966","微导管","--","--",null,"--","1","1套/盒","国产","C0206280040000504740","HCS00819","河南驼人贝斯特医疗器械有限公司","血管介入治疗类材料","外周血管介入","微导管","导管","不区分","套装/直头/长度＜150cm"]
["00416701","国械注准20253030966","微导管","--","--",null,"--","1","1套/盒","国产","C0206280040000604740","HCS00819","河南驼人贝斯特医疗器械有限公司","血管介入治疗类材料","外周血管介入","微导管","导管","不区分","套装/直头/长度≥150cm"]
["00418043","国械注准20253031006","外周血栓抽吸导管",null,"1","02","是","1","1根/盒","国产","C0206290040001107816","HCS02004","迪泰医学科技（苏州）有限公司","血管介入治疗类材料","外周血管介入","机械血栓抽吸导管","导管","不区分","动静脉通用/不带喷药/有源"]
["00416386","国械注准20253030908","肺动脉血栓清除系统-抽吸导管",null,"1","02","是","1","1根/套","国产","C0206290040001224652","HCS09985","上海融脉医疗科技有限公司","血管介入治疗类材料","外周血管介入","机械血栓抽吸导管","导管","不区分","动静脉通用/不带喷药/无源"]
["00416878","国械注准20253030970","外周血栓抽吸导管","--","1","02","是","1","1套/袋","国产","C0206290040001220958","HCS07802","深圳佰特微医疗科技有限公司","血管介入治疗类材料","外周血管介入","机械血栓抽吸导管","导管","不区分","动静脉通用/不带喷药/无源"]
["00416883","国械注准20253030987","外周血栓抽吸导管用栓塞移除装置",null,"1","02","是","1","1套/盒","国产","C0206290040001202261","HCS00035","北京先瑞达医疗科技有限公司","血管介入治疗类材料","外周血管介入","机械血栓抽吸导管","导管","不区分","动静脉通用/不带喷药/无源"]
["00416724","国械注准20253031015","肺动脉造影球囊导管","球囊导管主要材质：聚醚嵌段聚酰胺、聚碳酸酯、304 不锈钢、聚氨酯、硅胶； 旋塞阀材质：聚碳酸酯、高密度聚乙烯； 注射器材质：聚丙烯（PP）和橡胶。","1","02","是","1","1根/盒","国产","C0206340040000024803","HCS10133","武汉三力方医疗科学技术有限公司","血管介入治疗类材料","外周血管介入","外周血管其他导管","导管","不区分","常规"]
["00416497","国械注准20253030995","腔静脉滤器回收装置","镍钛合金、PC、HDPE、PP","1","02","是","1","1套/盒","国产","C0206360670000018405","HCS05968","深圳市科奕顿生物医疗科技有限公司","血管介入治疗类材料","外周血管介入","腔静脉滤器回收套件","回收装置","不区分","常规"]
["00416467","京械注准20252030638","外周导丝","不锈钢","1","02","是","1","1套/盒","国产","C0206370030100123578","HCS09284","北京昕科医疗科技有限公司","血管介入治疗类材料","外周血管介入","导引导丝","导丝","不锈钢","普通/0.014英寸/长度＞2.6m"]
["00416468","京械注准20252030638","外周导丝","不锈钢","1","02","是","1","1套/盒","国产","C0206370030100223578","HCS09284","北京昕科医疗科技有限公司","血管介入治疗类材料","外周血管介入","导引导丝","导丝","不锈钢","普通/0.014英寸/长度≤2.6m"]
["00416470","京械注准20252030638","外周导丝","不锈钢","1","02","是","1","1套/盒","国产","C0206370030100323578","HCS09284","北京昕科医疗科技有限公司","血管介入治疗类材料","外周血管介入","导引导丝","导丝","不锈钢","普通/0.018英寸/长度＞2.6m"]
["00416473","京械注准20252030638","外周导丝","不锈钢","1","02","是","1","1套/盒","国产","C0206370030100423578","HCS09284","北京昕科医疗科技有限公司","血管介入治疗类材料","外周血管介入","导引导丝","导丝","不锈钢","普通/0.018英寸/长度≤2.6m"]
["00417535","京械注准20252030649","硬导丝","--","--",null,"--","1","1根/包","国产","C0206370030101420953","HCS07856","北京巨源仁通医疗科技有限公司","血管介入治疗类材料","外周血管介入","导引导丝","导丝","不锈钢","加硬/0.035英寸/长度≤2.6m"]
["00418956","湘械注准20252030344","亲水涂层导丝",null,"1","02","是","1","1套/套","国产","C0206370030201124314","HCS10081","湖南普惠圣康医疗科技有限公司","血管介入治疗类材料","外周血管介入","导引导丝","导丝","合金","加硬/0.018英寸/长度＞2.6m"]
["00417095","国械注准20253031095","经颈静脉肝内穿刺器械",null,"1","02","是","1","1套/包","国产","C0206440260000218737","HCS06202","江苏百优达生命科技有限公司","血管介入治疗类材料","外周血管介入","经颈静脉肝内穿刺器","穿刺器","不区分","实芯型"]
["00418645","沪械注准20252060203","一次性使用软性支气管电子内窥镜","--","--","02","是","1","1支/支","国产","C0101250040000223501","HCS09454","瀚湄信息科技（上海）有限公司","非血管介入治疗类材料","呼吸介入材料","其他呼吸介入材料","导管","不区分","导管"]
["00418628","沪械注准20252060142","一次性使用软性鼻咽喉电子内窥镜","--","--","02","是","1","1支/支","国产","C0101250040000223501","HCS09454","瀚湄信息科技（上海）有限公司","非血管介入治疗类材料","呼吸介入材料","其他呼吸介入材料","导管","不区分","导管"]
["00417105","浙械注准20242062043","一次性电子支气管内窥镜导管",null,"0","02","是","1","1支/支","国产","C0101250040000206716","HCS01679","杭州桐庐医疗光学仪器有限公司","非血管介入治疗类材料","呼吸介入材料","其他呼吸介入材料","导管","不区分","导管"]
["00418045","闽械注准20252080108","一次性使用口咽通气道","--","--",null,"--","1","1个/个","国产","C0101252250000319595","HCS09060","厦门星火微光医疗器械制造有限公司","非血管介入治疗类材料","呼吸介入材料","其他呼吸介入材料","通气道","不区分","通气道"]
["00418159","苏械注准20252020210","球囊扩张导管",null,"--",null,"--","1","1根/袋","国产","C0102010021502412308","HCS04416","江苏格里特医疗科技有限公司","非血管介入治疗类材料","消化介入材料","贲门球囊"]
["00418169","苏械注准20252020210","球囊扩张导管",null,"--",null,"--","1","1根/袋","国产","C0102020021502412308","HCS04416","江苏格里特医疗科技有限公司","非血管介入治疗类材料","消化介入材料","食道球囊"]
["00418176","苏械注准20252020210","球囊扩张导管",null,"--",null,"--","1","1根/袋","国产","C0102030021502412308","HCS04416","江苏格里特医疗科技有限公司","非血管介入治疗类材料","消化介入材料","肠道扩张球囊"]
["00417559","津械注准20252140088","前导子肠梗阻置入球囊导管",null,"0","02","是","1","1套/套","国产","C0102030021502514889","HCS04845","天津搏飞科技发展有限公司","非血管介入治疗类材料","消化介入材料","肠道扩张球囊"]
["00417578","津械注准20252140088","前导子肠梗阻置入球囊导管",null,"0","02","是","1","1套/套","国产","C0102030021502614889","HCS04845","天津搏飞科技发展有限公司","非血管介入治疗类材料","消化介入材料","肠道扩张球囊"]
["00418107","苏械注准20252020210","球囊扩张导管",null,"--",null,"--","1","1根/袋","国产","C0102040021502812308","HCS04416","江苏格里特医疗科技有限公司","非血管介入治疗类材料","消化介入材料","胆胰扩张球囊"]
["00416666","浙械注准20252021386","一次性使用球囊扩张导管",null,"1","02","是","1","1套/套","国产","C0102040021502807120","HCS00329","浙江微度医疗器械有限公司","非血管介入治疗类材料","消化介入材料","胆胰扩张球囊"]
["00418391","国械注进20203130015","胰管支架及推送器",null,"1","02","是","1","1个/包","进口","C0102080011505511325","J1253","波科国际医疗贸易（上海）有限公司","非血管介入治疗类材料","消化介入材料","胰管支架"]
["00397166","浙械注准20242061342","一次性使用胆胰管成像导管",null,"0","02","是","1","1支/支","国产","C0102110040000106716","HCS01679","杭州桐庐医疗光学仪器有限公司","非血管介入治疗类材料","消化介入材料","胆胰导管","导管","不区分","光学成像"]
["00418432","吉械注准20252060324","一次性使用电子胆道内窥镜导管取石套件","PEBAX编织管、ABS、TPU管、镍钛合金丝和PTFE","1","02","是","1","1套/袋","国产","C0102110040000202349","HCS00753","吉林省沃鸿医疗器械制造有限公司","非血管介入治疗类材料","消化介入材料","胆胰导管","导管","不区分","电子成像"]
["00416627","苏械注准20242062103","一次性使用胆胰管成像导管","--","--",null,"--","1","1根/盒","国产","C0102110040000224727","HCS10152","易镜医疗（常州）有限公司","非血管介入治疗类材料","消化介入材料","胆胰导管","导管","不区分","电子成像"]
["00416475","赣械注准20252020073","一次性使用消化导丝","--","--",null,"--","1","1根/根","国产","C0102160030000324914","HCS10175","江西微丝医学技术有限公司","非血管介入治疗类材料","消化介入材料","消化道导丝","导丝","不区分","ERCP消化道导丝/单头导丝/直头"]
["00416477","赣械注准20252020073","一次性使用消化导丝","--","--",null,"--","1","1根/根","国产","C0102160030000424914","HCS10175","江西微丝医学技术有限公司","非血管介入治疗类材料","消化介入材料","消化道导丝","导丝","不区分","ERCP消化道导丝/单头导丝/弯头"]
["00417580","津械注准20252140088","前导子肠梗阻置入球囊导管",null,"0","02","是","1","1套/套","国产","C0102160030000714889","HCS04845","天津搏飞科技发展有限公司","非血管介入治疗类材料","消化介入材料","消化道导丝","导丝","不区分","普通消化道导丝/单头导丝/直头"]
["00418923","苏械注准20142020451","一次性使用取石网篮",null,null,"02","是","1","1个/个","国产","C0102170190100408752","HCS00331","常州乐奥医疗科技股份有限公司","非血管介入治疗类材料","消化介入材料","消化介入网篮","网篮","不锈钢","不可连碎石器/普通"]
["00416669","苏械注准20212020031","一次性使用内窥镜取石网篮",null,null,"02","是","1","1套/包","国产","C0102170190200409161","HCS00314","张家港市欧凯医疗器械有限公司","非血管介入治疗类材料","消化介入材料","消化介入网篮","网篮","合金","不可连碎石器/普通"]
["00418428","吉械注准20252060324","一次性使用电子胆道内窥镜导管取石套件",null,"1","02","是","1","1套/袋","国产","C0102170190200402349","HCS00753","吉林省沃鸿医疗器械制造有限公司","非血管介入治疗类材料","消化介入材料","消化介入网篮","网篮","合金","不可连碎石器/普通"]
["00418390","苏械注准20202021206","一次性使用内窥镜用套扎器","--","--",null,"--","1","1套/盒","国产","C0102210230000012308","HCS04416","江苏格里特医疗科技有限公司","非血管介入治疗类材料","消化介入材料","痔套扎器","套扎器","不区分","常规"]
["00416450","渝械注准20252020211","一次性使用肛肠套扎器",null,"1","02","是","1","1套/盒","国产","C0102210230000024944","HCS10100","重庆普深医疗器械有限公司","非血管介入治疗类材料","消化介入材料","痔套扎器","套扎器","不区分","常规"]
["00400574","国械注准20243012015","一次性使用电圈套器",null,"0","02","是","1","1个/袋","国产","C0102220110000322404","HCS08575","江苏科威琦医学科技有限公司","非血管介入治疗类材料","消化介入材料","圈套器（息肉勒除器）","圈套器","不区分","软丝圈套器/可旋转/通电"]
["00400736","国械注准20243012015","一次性使用电圈套器",null,"0","02","是","1","1个/袋","国产","C0102220110000522404","HCS08575","江苏科威琦医学科技有限公司","非血管介入治疗类材料","消化介入材料","圈套器（息肉勒除器）","圈套器","不区分","硬丝圈套器/不可旋转/通电"]
["00400744","国械注准20243012015","一次性使用电圈套器",null,"0","02","是","1","1个/袋","国产","C0102220110000722404","HCS08575","江苏科威琦医学科技有限公司","非血管介入治疗类材料","消化介入材料","圈套器（息肉勒除器）","圈套器","不区分","硬丝圈套器/可旋转/通电"]
["00416381","苏械注准20162020573","一次性使用活体取样钳",null,"0","02","是","1","1根/袋","国产","C0102260070000109381","HCS02728","南京佳普医疗设备有限公司","非血管介入治疗类材料","消化介入材料","活检钳","活检材料","不区分","带针/有涂层/成人"]
["00416734","苏械注准20252020457","一次性使用内镜用活检钳","--","--",null,"--","1","1根/袋","国产","C0102260070000512308","HCS04416","江苏格里特医疗科技有限公司","非血管介入治疗类材料","消化介入材料","活检钳","活检材料","不区分","不带针/有涂层/成人"]
["00416733","苏械注准20252020457","一次性使用内镜用活检钳","--","--",null,"--","1","1根/袋","国产","C0102260070000612308","HCS04416","江苏格里特医疗科技有限公司","非血管介入治疗类材料","消化介入材料","活检钳","活检材料","不区分","不带针/有涂层/小儿"]
["00416739","苏械注准20252020457","一次性使用内镜用活检钳","--","--",null,"--","1","1根/袋","国产","C0102260070000712308","HCS04416","江苏格里特医疗科技有限公司","非血管介入治疗类材料","消化介入材料","活检钳","活检材料","不区分","不带针/无涂层/成人"]
["00418084","苏械注准20252020143","一次性使用内窥镜用异物钳",null,"0","02","是","1","1根/袋","国产","C0102280080000312308","HCS04416","江苏格里特医疗科技有限公司","非血管介入治疗类材料","消化介入材料","消化介入异物钳","异物钳","不区分","钳形"]
["00418190","苏械注准20252020210","球囊扩张导管","--","--",null,"--","1","1根/袋","国产","C0102360020000012308","HCS04416","江苏格里特医疗科技有限公司","非血管介入治疗类材料","消化介入材料","小肠镜球囊","球囊","不区分","常规"]
["00416657","国械注准20253140907","一次性使用内镜注射针",null,"1","02","是","1","1套/套","国产","C0102380320200507120","HCS00329","浙江微度医疗器械有限公司","非血管介入治疗类材料","消化介入材料","消化介入注射针","注射针","聚丙烯","针长不可调节/可锁定/透明"]
["00416869","国械注准20253011133","一次性使用高频黏膜切开刀","--","1","02","是","1","1个/袋","国产","C0102390330000106087","HCS00295","安瑞医疗器械（杭州）有限公司","非血管介入治疗类材料","消化介入材料","组织切开刀","切开刀","不区分","先端绝缘/带注液"]
["00416511","苏械注准20252061004","一次性使用电子下消化道成像导管","TPU(热塑性聚氨酯)、FEP(氟化乙烯丙烯共聚物)、Pvc(聚氯乙烯)、 PTFE(聚四氟乙烯) 、06Cr19Ni10(304不锈钢)","1","02","是","1","1套/套","国产","C0102440000000023242","HCS09343","江苏新法奥医疗科技有限公司","非血管介入治疗类材料","消化介入材料","其他消化介入材料","-","不区分","常规"]
["00416614","湘械注准20242141192","一次性使用棱形输尿管支架及附件",null,"--",null,"--","1","1支/包","国产","C0103010011509207655","HCS00513","湖南瑞邦医疗科技发展有限公司","非血管介入治疗类材料","泌尿介入材料","输尿管支架"]
["00416667","湘械注准20242141192","一次性使用棱形输尿管支架及附件",null,"--",null,"--","1","1套/包","国产","C0103010011507407655","HCS00513","湖南瑞邦医疗科技发展有限公司","非血管介入治疗类材料","泌尿介入材料","输尿管支架"]
["00417376","粤械注准20252140644","一次性使用下段弧形输尿管支架",null,"1","02","是","1","1根/袋","国产","C0103010011508601682","HCS00400","广州维力医疗器械股份有限公司","非血管介入治疗类材料","泌尿介入材料","输尿管支架"]
["00417550","国械注准20253130520","尿道支架系统",null,"1","02","是","1","1个/盒","国产","C0103020011403824740","HCS09952","上海惠凯医疗科技有限公司","非血管介入治疗类材料","泌尿介入材料","尿道支架"]
["00418241","苏械注准20202020300","一次性使用泌尿亲水性导丝",null,"1","02","是","1","1根/袋","国产","C0103050030200111889","HCS03557","苏州市倍咏医疗科技有限公司","非血管介入治疗类材料","泌尿介入材料","泌尿介入导丝","导丝","合金","有涂层/单软头/带内芯"]
["00418228","苏械注准20202020298","一次性使用泌尿斑马导丝",null,"1","02","是","1","1根/袋","国产","C0103050030200111889","HCS03557","苏州市倍咏医疗科技有限公司","非血管介入治疗类材料","泌尿介入材料","泌尿介入导丝","导丝","合金","有涂层/单软头/带内芯"]
["00414902","湘械注准20242141192","一次性使用棱形输尿管支架及附件",null,"--",null,"--","1","1根/包","国产","C0103050030200107655","HCS00513","湖南瑞邦医疗科技发展有限公司","非血管介入治疗类材料","泌尿介入材料","泌尿介入导丝","导丝","合金","有涂层/单软头/带内芯"]
["00416478","赣械注准20252020074","一次性使用非血管腔道导丝","--","--",null,"--","1","1根/根","国产","C0103050030200124914","HCS10175","江西微丝医学技术有限公司","非血管介入治疗类材料","泌尿介入材料","泌尿介入导丝","导丝","合金","有涂层/单软头/带内芯"]
["00416611","湘械注准20242141192","一次性使用棱形输尿管支架及附件",null,"--",null,"--","1","1根/包","国产","C0103050030200507655","HCS00513","湖南瑞邦医疗科技发展有限公司","非血管介入治疗类材料","泌尿介入材料","泌尿介入导丝","导丝","合金","无涂层/单软头/带内芯"]
["00416652","苏械注准20252020960","一次性使用泌尿取石网篮",null,"1","02","是","1","1把/袋","国产","C0103080190200319374","HCS06745","江苏真由美生物科技有限公司","非血管介入治疗类材料","泌尿介入材料","泌尿取石网篮","网篮","合金","硬镜用/梭型"]
["00416673","苏械注准20252020960","一次性使用泌尿取石网篮","--","1","02","是","1","1把/袋","国产","C0103080190200419374","HCS06745","江苏真由美生物科技有限公司","非血管介入治疗类材料","泌尿介入材料","泌尿取石网篮","网篮","合金","软镜用/三爪状"]
["00416376","苏械注准20252020975","泌尿封堵取石网","--","1","02","是","1","1把/袋","国产","C0103090190000019374","HCS06745","江苏真由美生物科技有限公司","非血管介入治疗类材料","泌尿介入材料","泌尿拦截网篮","网篮","不区分","常规"]
["00417555","沪械注准20252020233","镍钛合金泌尿系统取石网","--","1","02","是","1","1个/盒","国产","C0103090190000024740","HCS09952","上海惠凯医疗科技有限公司","非血管介入治疗类材料","泌尿介入材料","泌尿拦截网篮","网篮","不区分","常规"]
["00416630","苏械注准20252020143","一次性使用内窥镜用异物钳","--","0","02","是","1","1根/袋","国产","C0103100080000012308","HCS04416","江苏格里特医疗科技有限公司","非血管介入治疗类材料","泌尿介入材料","泌尿异物钳","异物钳","不区分","常规"]
["00417558","沪械注准20242020307","一次性使用输尿管导引鞘","--","1","02","是","1","1个/盒","国产","C0103110150000324740","HCS09952","上海惠凯医疗科技有限公司","非血管介入治疗类材料","泌尿介入材料","泌尿介入鞘","鞘管","不区分","输尿管/不可撕开鞘/单腔"]
["00416604","湘械注准20252010508","一次性使用无菌激光光纤","纤芯：纯石英；包层:;掺氟石英；涂覆层：特种聚酯、ETFE","--","02","是","1","1支/袋","国产","C0103130160000324874","HCS10220","湖南未来工场医疗科技有限公司","非血管介入治疗类材料","泌尿介入材料","泌尿介入激光光纤","光纤","不区分","钬激光/平头/400μm＜直径≤1000μm"]
["00417428","国械注准20253010807","等离子手术设备-一次性使用等离子手术电极","常规","0","02","是","1","1支/盒","国产","C0103160400000206328","HCS00463","北京杰西慧中科技股份有限公司（原北京杰西慧中科技有限公司）","非血管介入治疗类材料","泌尿介入材料","电切环","电切环","不区分","双极"]
["00417326","国械注准20233010602","一次性使用等离子手术电极",null,"0","02","是","1","1套/套","国产","C0103160400000319655","HCS07569","杭州超凯医疗科技有限公司","非血管介入治疗类材料","泌尿介入材料","电切环","电切环","不区分","等离子"]
["00417442","国械注准20253010807","等离子手术设备-一次性使用等离子手术电极","常规","0","02","是","1","1支/盒","国产","C0103160400000306328","HCS00463","北京杰西慧中科技股份有限公司（原北京杰西慧中科技有限公司）","非血管介入治疗类材料","泌尿介入材料","电切环","电切环","不区分","等离子"]
["00413625","苏械注准20252060554","一次性使用电子输尿管肾盂内窥镜导管",null,"0","02","是","1","1根/盒","国产","C0103180040000121254","HCS08452","苏州瑞贝嘉医疗科技有限公司","非血管介入治疗类材料","泌尿介入材料","输尿管成像导管","导管","不区分","单腔"]
["00416406","闽械注准20252060112","一次性使用电子输尿管肾盂内窥镜导管",null,"0","02","是","1","1支/支","国产","C0103180040000121106","HCS09660","福建智德医疗科技有限公司","非血管介入治疗类材料","泌尿介入材料","输尿管成像导管","导管","不区分","单腔"]
["00416679","苏械注准20252060550","一次性使用电子输尿管肾盂内窥镜导管","--","--","02","是","1","1套/包","国产","C0103180040000109161","HCS00314","张家港市欧凯医疗器械有限公司","非血管介入治疗类材料","泌尿介入材料","输尿管成像导管","导管","不区分","单腔"]
["00416411","鲁械注准20232140327","一次性使用活检针",null,"--","02","是","1","1套/盒","国产","C0105030070000415972","HCS06725","郯城京郯科技有限公司","非血管介入治疗类材料","肿瘤介入材料","组织穿刺活检针","活检材料","不区分","经颈静脉穿刺入路/软组织活检"]
["00407467","沪械注准20252140003","肝内穿刺活检针套装",null,"1","02","是","1","1根/盒","国产","C0105030070000421214","HCS08051","上海小鱼医疗科技有限公司","非血管介入治疗类材料","肿瘤介入材料","组织穿刺活检针","活检材料","不区分","经颈静脉穿刺入路/软组织活检"]
["00418156","湘械注准20252020234","经皮导入器",null,"1","02","是","1","1套/套","国产","C0105040260000224314","HCS10081","湖南普惠圣康医疗科技有限公司","非血管介入治疗类材料","肿瘤介入材料","胆道引流套管针","穿刺器","不区分","分步式"]
["00417328","国械注进20253030151","经外周置入中心静脉导管",null,"1","02","是","1","1套/包","进口","C0207030040100617457","J9917","德佩医疗器械（北京）有限公司","血管介入治疗类材料","通用介入治疗材料","中心静脉导管","导管","聚氨酯","经外周静脉路入/末端瓣膜"]
["00416527","国械注进20253030186","经外周中心静脉导管",null,"--","02","是","1","1套/套","进口","C0207030040100705617","J4106","天津安怀信进出口有限公司","血管介入治疗类材料","通用介入治疗材料","中心静脉导管","导管","聚氨酯","经外周静脉路入/前端开口"]
["00417330","国械注进20253030151","经外周置入中心静脉导管",null,"1","02","是","1","1套/盒","进口","C0207030040100717457","J9917","德佩医疗器械（北京）有限公司","血管介入治疗类材料","通用介入治疗材料","中心静脉导管","导管","聚氨酯","经外周静脉路入/前端开口"]
["00417331","国械注进20253030151","经外周置入中心静脉导管",null,"1","02","是","1","1套/盒","进口","C0207030040100817457","J9917","德佩医疗器械（北京）有限公司","血管介入治疗类材料","通用介入治疗材料","中心静脉导管","导管","聚氨酯","经外周静脉路入/带心电导联定位"]
["00416382","国械注进20243140556","植入式给药装置及附件",null,"1","02","是","1","1个/个","进口","C0207040720000210290","J1171","巴德医疗科技（上海）有限公司","血管介入治疗类材料","通用介入治疗材料","输液港","输液港","不区分","末端开口静脉型"]
["00417676","湘械注准20252030383","导丝",null,"1","02","是","1","1条/包","国产","C0207060030000000446","HCS00040","湖南埃普特医疗器械有限公司","血管介入治疗类材料","通用介入治疗材料","造影导丝","导丝","不区分","常规"]
["00416660","国械注准20253130951","经导管瓣中瓣系统-导管鞘套件","--","1","02","是","1","1套/盒","国产","C0207090150000506274","HCS00442","北京佰仁医疗科技股份有限公司（原北京佰仁医疗科技有限公司）","血管介入治疗类材料","通用介入治疗材料","外周血管介入鞘组","鞘管","不区分","不带阀/普通鞘"]
["00416524","苏械注准20252030802","一次性使用血管鞘组",null,"1","02","是","1","1套/套","国产","C0207100150000014387","HCS04799","江苏普力优创科技有限公司","血管介入治疗类材料","通用介入治疗材料","血管鞘","鞘管","不区分","常规"]
["00418142","苏械注准20252030965","血管鞘组",null,"1","02","是","1","1根/盒","国产","C0207100150000007816","HCS02004","迪泰医学科技（苏州）有限公司","血管介入治疗类材料","通用介入治疗材料","血管鞘","鞘管","不区分","常规"]
["00416676","豫械注准20252030346","一次性使用介入穿刺针及附件","--","--",null,"--","1","1套/袋","国产","C0207110260000204740","HCS00819","河南驼人贝斯特医疗器械有限公司","血管介入治疗类材料","通用介入治疗材料","穿刺针","穿刺器","不区分","普通穿刺"]
["00416876","鄂械注准20252145602","一次性使用股动脉压迫止血器",null,"--","02","是","1","1套/包","国产","C0207120730000316429","HCS04867","湖北胜冠医疗科技有限公司","血管介入治疗类材料","通用介入治疗材料","血管止血装置","止血装置","不区分","压迫"]
["00416874","鄂械注准20252145564","一次性使用桡动脉压迫止血器",null,"--",null,"--","1","1套/包","国产","C0207120730000316429","HCS04867","湖北胜冠医疗科技有限公司","血管介入治疗类材料","通用介入治疗材料","血管止血装置","止血装置","不区分","压迫"]
["00416482","湘械注准20252140528","桡动脉压迫止血器","--","--","02","是","1","1片/袋","国产","C0207120730000318374","HCS06755","湖南玉津医疗科技有限公司","血管介入治疗类材料","通用介入治疗材料","血管止血装置","止血装置","不区分","压迫"]
["00416469","国械注准20253131014","封堵止血器",null,"1","02","是","1","1根/袋","国产","C0207120730000412392","HCS03547","通桥医疗科技有限公司","血管介入治疗类材料","通用介入治疗材料","血管止血装置","止血装置","不区分","封堵"]
["00405118","国械注进20233060588","造影注射器管路系统",null,"--",null,"--","1","1根/根","进口","C0207150750000000451","J4991","上海嘉蓝实业有限公司","血管介入治疗类材料","通用介入治疗材料","自动造影剂注射套装","注射套装","不区分","常规"]
["00417816","国械注进20233060588","造影注射器管路系统-系统管路","--","--",null,"--","1","1根/根","进口","C0207150750000000451","J4991","上海嘉蓝实业有限公司","血管介入治疗类材料","通用介入治疗材料","自动造影剂注射套装","注射套装","不区分","常规"]
["00419209","国械注准20253060895","高压造影注射器系统管路",null,"1","04","是","1","1套/套","国产","C0207150750000013467","HCS06602","江苏松泽医疗科技有限公司","血管介入治疗类材料","通用介入治疗材料","自动造影剂注射套装","注射套装","不区分","常规"]
["00416446","国械注准20253131020","聚醚醚酮骨锚钉","锚钉：聚醚醚酮，缝线：超高分子量聚乙烯","1","02","是","1","1个/袋","国产","C0301010760200206333","HCS01029","杭州锐健马斯汀医疗器材有限公司","骨科材料","锚钉","带线锚钉","锚钉","聚醚醚酮（PEEK）","2＜直径≤6mm"]
["00417183","国械注准20253130998","聚醚醚酮带线锚钉","--","--",null,"--","1","1个/盒","国产","C0301010760200209648","HCS00190","苏州爱得科技发展股份有限公司","骨科材料","锚钉","带线锚钉","锚钉","聚醚醚酮（PEEK）","2＜直径≤6mm"]
["00417192","国械注准20253130998","聚醚醚酮带线锚钉","--","--",null,"--","1","1个/盒","国产","C0301010760200309648","HCS00190","苏州爱得科技发展股份有限公司","骨科材料","锚钉","带线锚钉","锚钉","聚醚醚酮（PEEK）","直径＞6mm"]
["00416817","国械注准20253130160","不可吸收韧带固定螺钉","--","1","02","是","1","1枚/盒","国产","C0303010780100123490","HCS10134","尤尼泰科（重庆）医疗科技有限公司","骨科材料","固定钉","界面固定钉","固定钉","钛合金","普通界面螺钉/直径＜6mm"]
["00416816","国械注准20253130160","不可吸收韧带固定螺钉","--","1","02","是","1","1枚/盒","国产","C0303010780100223490","HCS10134","尤尼泰科（重庆）医疗科技有限公司","骨科材料","固定钉","界面固定钉","固定钉","钛合金","普通界面螺钉/直径≥6.0mm"]
["00416815","国械注准20253130428","界面螺钉","--","1","02","是","1","1枚/盒","国产","C0303010780200223490","HCS10134","尤尼泰科（重庆）医疗科技有限公司","骨科材料","固定钉","界面固定钉","固定钉","聚醚醚酮（PEEK）","普通界面螺钉/直径≥6.0mm"]
["00416813","国械注准20253130428","界面螺钉","--","1","02","是","1","1枚/盒","国产","C0303010780200423490","HCS10134","尤尼泰科（重庆）医疗科技有限公司","骨科材料","固定钉","界面固定钉","固定钉","聚醚醚酮（PEEK）","带鞘界面螺钉/直径≥6.0mm"]
["00416612","国械注准20163132194","可吸收接骨螺钉",null,"--","02","是","1","1个/盒","国产","C0303010780300104440","HCS00311","武汉华威生物材料工程有限公司","骨科材料","固定钉","界面固定钉","固定钉","复合材料","普通界面螺钉/可吸收/直径＜6mm"]
["00418459","国械注准20253130127","全缝线半月板缝合系统","--","--",null,"--","1","1个/个","国产","C0307010810000116888","HCS06588","苏州竞捷医疗科技有限公司","骨科材料","半月板修复移植系统","半月板修复系统","修复材料","不区分","全内"]
["00417397","国械注准20243132564","超高分子量聚乙烯缝线","--","--",null,"--","1","1根/包","国产","C0308010810000009648","HCS00190","苏州爱得科技发展股份有限公司","骨科材料","关节镜配套系统","修复用缝线","修复材料","不区分","常规"]
["00418007","国械注准20223011510","等离子手术设备-一次性使用等离子手术电极","常规","0","02","是","1","1支/盒","国产","C0308030830000006328","HCS00463","北京杰西慧中科技股份有限公司（原北京杰西慧中科技有限公司）","骨科材料","关节镜配套系统","等离子系统","等离子系统","不区分","常规"]
["00418957","国械注进20253010084","等离子手术设备-一次性使用往复等离子刀头",null,"0","02","是","1","1个/盒","进口","C0308030830000007551","J1638","捷迈（上海）医疗国际贸易有限公司","骨科材料","关节镜配套系统","等离子系统","等离子系统","不区分","常规"]
["00418958","国械注进20253010084","等离子手术设备-一次性使用刨削/等离子/冲洗三合一刀头",null,"0","02","是","1","1个/盒","进口","C0308030830000007551","J1638","捷迈（上海）医疗国际贸易有限公司","骨科材料","关节镜配套系统","等离子系统","等离子系统","不区分","常规"]
["00416902","国械注准20253011168","一次性使用等离子手术电极",null,"0","02","是","1","1根/盒","国产","C0308030830000007506","HCS00570","上海方润医疗科技股份有限公司（原方润医疗器械科技（上海）有限公司）","骨科材料","关节镜配套系统","等离子系统","等离子系统","不区分","常规"]
["00418008","国械注准20223011510","等离子手术设备-一次性使用等离子手术电极","常规","0","02","是","1","1支/盒","国产","C0308040840000006328","HCS00463","北京杰西慧中科技股份有限公司（原北京杰西慧中科技有限公司）","骨科材料","关节镜配套系统","射频系统","射频系统","不区分","常规"]
["00416898","国械注准20253011168","一次性使用等离子手术电极",null,"0","02","是","1","1根/盒","国产","C0308040840000007506","HCS00570","上海方润医疗科技股份有限公司（原方润医疗器械科技（上海）有限公司）","骨科材料","关节镜配套系统","射频系统","射频系统","不区分","常规"]
["00418460","国械注准20253130127","全缝线半月板缝合系统","--","--",null,"--","1","1个/个","国产","C0310012330000316888","HCS06588","苏州竞捷医疗科技有限公司","骨科材料","其他微创材料","其他微创材料","内窥镜手术器械","不区分","内窥镜手术器械"]
["00418845","国械注准20163130328","胸壁接骨板、螺钉内固定系统-接骨板",null,"1","02","否","1","1块/袋","国产","C0311010800200805610","HCS00062","深圳市沃尔德外科医疗器械技术有限公司","骨科材料","接骨板","胸骨接骨板","固定板","纯钛","锁定加压/不含紧急释放钉/非灭菌"]
["00416605","国械注准20253131287","记忆合金肋骨接骨板",null,"--",null,"--","1","1块/盒","国产","C0311020800300304172","HCS00231","兰州西脉记忆合金股份有限公司","骨科材料","接骨板","肋骨接骨板","固定板","钛合金","锁定加压/灭菌"]
["00416573","国械注准20253131287","记忆合金肋骨接骨板",null,"--",null,"--","1","1块/盒","国产","C0311020800300404172","HCS00231","兰州西脉记忆合金股份有限公司","骨科材料","接骨板","肋骨接骨板","固定板","钛合金","锁定加压/非灭菌"]
["00416530","国械注准20253131287","记忆合金肋骨接骨板",null,"--",null,"--","1","1块/盒","国产","C0311020800300504172","HCS00231","兰州西脉记忆合金股份有限公司","骨科材料","接骨板","肋骨接骨板","固定板","钛合金","万向锁定加压/灭菌"]
["00416565","国械注准20253131287","记忆合金肋骨接骨板",null,"--",null,"--","1","1块/盒","国产","C0311020800300604172","HCS00231","兰州西脉记忆合金股份有限公司","骨科材料","接骨板","肋骨接骨板","固定板","钛合金","万向锁定加压/非灭菌"]
["00417371","国械注准20243130161","锁定接骨板系统-锁定接骨板",null,"--",null,"--","1","1个/袋","国产","C0311110800301012285","HCS03960","无锡倍达医疗科技有限公司","骨科材料","接骨板","胫骨接骨板","固定板","钛合金","锁定加压/干部/非灭菌"]
["00418980","苏苏械备20201072号","骨牵引针",null,"1","02","否","1","1枚/包","国产","C0314010870100213772","HCS04493","苏州市锐铸医疗器械有限公司","骨科材料","外固定架系统","外固定架固定针","外固定系统","不锈钢","单针/非灭菌"]
["00418960","鲁械注准20252040218","无菌骨牵引针",null,"0","02","是","1","1支/袋","国产","C0314010870100304528","HCS00567","山东君泰安德医疗科技股份有限公司（原潍坊君泰安德医疗科技有限公司）","骨科材料","外固定架系统","外固定架固定针","外固定系统","不锈钢","夹持针/灭菌"]
["00418978","苏苏械备20201072号","骨牵引针",null,"1","02","否","1","1枚/包","国产","C0314010870300213772","HCS04493","苏州市锐铸医疗器械有限公司","骨科材料","外固定架系统","外固定架固定针","外固定系统","钛合金","单针/非灭菌"]
["00418966","鲁械注准20252040218","无菌骨牵引针",null,"0","02","是","1","1支/袋","国产","C0314010870300304528","HCS00567","山东君泰安德医疗科技股份有限公司（原潍坊君泰安德医疗科技有限公司）","骨科材料","外固定架系统","外固定架固定针","外固定系统","钛合金","夹持针/灭菌"]
["00414047","苏械注准20252040505","骨科外固定支架-滑移夹",null,"0","02","否","1","1只/包","国产","C0314020870100205818","HCS00260","苏州市伊斯顿医疗器械有限公司","骨科材料","外固定架系统","外固定架固定夹","外固定系统","不锈钢","单孔/非灭菌"]
["00417143","苏锡械备20200224号","骨科牵引器",null,"--",null,"--","1","1个/袋","国产","C0314020870100412285","HCS03960","无锡倍达医疗科技有限公司","骨科材料","外固定架系统","外固定架固定夹","外固定系统","不锈钢","多孔/非灭菌"]
["00413812","苏械注准20252040505","骨科外固定支架-针杆夹",null,"0","02","否","1","1只/包","国产","C0314020870100405818","HCS00260","苏州市伊斯顿医疗器械有限公司","骨科材料","外固定架系统","外固定架固定夹","外固定系统","不锈钢","多孔/非灭菌"]
["00417146","苏锡械备20200224号","骨科牵引器",null,"--",null,"--","1","1个/袋","国产","C0314020870300412285","HCS03960","无锡倍达医疗科技有限公司","骨科材料","外固定架系统","外固定架固定夹","外固定系统","钛合金及其他","多孔/非灭菌"]
["00417161","苏锡械备20200224号","骨科牵引器",null,"--",null,"--","1","1个/袋","国产","C0314020870400412285","HCS03960","无锡倍达医疗科技有限公司","骨科材料","外固定架系统","外固定架固定夹","外固定系统","铝合金","多孔/非灭菌"]
["00413776","苏械注准20252040505","骨科外固定支架-针杆夹",null,"0","02","否","1","1只/包","国产","C0314020870400405818","HCS00260","苏州市伊斯顿医疗器械有限公司","骨科材料","外固定架系统","外固定架固定夹","外固定系统","铝合金","多孔/非灭菌"]
["00414040","苏械注准20252040505","骨科外固定支架-环针夹",null,"0","02","否","1","1只/包","国产","C0314020870400405818","HCS00260","苏州市伊斯顿医疗器械有限公司","骨科材料","外固定架系统","外固定架固定夹","外固定系统","铝合金","多孔/非灭菌"]
["00414043","苏械注准20252040505","骨科外固定支架-滑移夹",null,"0","02","否","1","1只/包","国产","C0314020870400405818","HCS00260","苏州市伊斯顿医疗器械有限公司","骨科材料","外固定架系统","外固定架固定夹","外固定系统","铝合金","多孔/非灭菌"]
["00414061","苏械注准20252040505","骨科外固定支架-杆杆夹",null,"0","02","否","1","1只/包","国产","C0314020870400405818","HCS00260","苏州市伊斯顿医疗器械有限公司","骨科材料","外固定架系统","外固定架固定夹","外固定系统","铝合金","多孔/非灭菌"]
["00417167","苏锡械备20200224号","骨科牵引器",null,"--",null,"--","1","1个/袋","国产","C0314030870100212285","HCS03960","无锡倍达医疗科技有限公司","骨科材料","外固定架系统","外固定架连接棒（环）","外固定系统","不锈钢","直型/非灭菌"]
["00413989","苏械注准20252040505","骨科外固定支架-连接器",null,"0","02","否","1","1只/包","国产","C0314030870100205818","HCS00260","苏州市伊斯顿医疗器械有限公司","骨科材料","外固定架系统","外固定架连接棒（环）","外固定系统","不锈钢","直型/非灭菌"]
["00414012","苏械注准20252040505","骨科外固定支架-连接杆",null,"0","02","否","1","1只/包","国产","C0314030870100205818","HCS00260","苏州市伊斯顿医疗器械有限公司","骨科材料","外固定架系统","外固定架连接棒（环）","外固定系统","不锈钢","直型/非灭菌"]
["00417169","苏锡械备20200224号","骨科牵引器",null,"--",null,"--","1","1个/袋","国产","C0314030870100412285","HCS03960","无锡倍达医疗科技有限公司","骨科材料","外固定架系统","外固定架连接棒（环）","外固定系统","不锈钢","弧形/非灭菌"]
["00417182","苏锡械备20200224号","骨科牵引器",null,"--",null,"--","1","1个/袋","国产","C0314030870100612285","HCS03960","无锡倍达医疗科技有限公司","骨科材料","外固定架系统","外固定架连接棒（环）","外固定系统","不锈钢","环形/非灭菌"]
["00417721","苏械注准20232041266","环式外固定支架",null,"--",null,"--","1","1个/袋","国产","C0314030870100612285","HCS03960","无锡倍达医疗科技有限公司","骨科材料","外固定架系统","外固定架连接棒（环）","外固定系统","不锈钢","环形/非灭菌"]
["00417189","苏锡械备20200224号","骨科牵引器",null,"--",null,"--","1","1个/袋","国产","C0314030870100712285","HCS03960","无锡倍达医疗科技有限公司","骨科材料","外固定架系统","外固定架连接棒（环）","外固定系统","不锈钢","一体化"]
["00417201","苏锡械备20200224号","骨科牵引器",null,"--",null,"--","1","1个/袋","国产","C0314030870200612285","HCS03960","无锡倍达医疗科技有限公司","骨科材料","外固定架系统","外固定架连接棒（环）","外固定系统","纯钛","环形/非灭菌"]
["00417207","苏锡械备20200224号","骨科牵引器",null,"--",null,"--","1","1个/袋","国产","C0314030870200712285","HCS03960","无锡倍达医疗科技有限公司","骨科材料","外固定架系统","外固定架连接棒（环）","外固定系统","纯钛","一体化"]
["00417212","苏锡械备20200224号","骨科牵引器",null,"--",null,"--","1","1个/袋","国产","C0314030870500212285","HCS03960","无锡倍达医疗科技有限公司","骨科材料","外固定架系统","外固定架连接棒（环）","外固定系统","铝合金","直型/非灭菌"]
["00413994","苏械注准20252040505","骨科外固定支架-连接杆",null,"0","02","否","1","1只/包","国产","C0314030870500205818","HCS00260","苏州市伊斯顿医疗器械有限公司","骨科材料","外固定架系统","外固定架连接棒（环）","外固定系统","铝合金","直型/非灭菌"]
["00417226","苏锡械备20200224号","骨科牵引器",null,"--",null,"--","1","1个/袋","国产","C0314030870500412285","HCS03960","无锡倍达医疗科技有限公司","骨科材料","外固定架系统","外固定架连接棒（环）","外固定系统","铝合金","弧形/非灭菌"]
["00417453","苏械注准20212041016","腕关节外固定支架",null,"0","02","--","1","1个/袋","国产","C0314030870500712285","HCS03960","无锡倍达医疗科技有限公司","骨科材料","外固定架系统","外固定架连接棒（环）","外固定系统","铝合金","一体化"]
["00413988","苏械注准20252040505","骨科外固定支架-连接器",null,"0","02","否","1","1只/包","国产","C0314030870500705818","HCS00260","苏州市伊斯顿医疗器械有限公司","骨科材料","外固定架系统","外固定架连接棒（环）","外固定系统","铝合金","一体化"]
["00414056","苏械注准20252040505","骨科外固定支架-关节器",null,"0","02","否","1","1只/包","国产","C0314030870500705818","HCS00260","苏州市伊斯顿医疗器械有限公司","骨科材料","外固定架系统","外固定架连接棒（环）","外固定系统","铝合金","一体化"]
["00413976","苏械注准20252040505","骨科外固定支架-螺栓",null,"0","02","否","1","1只/包","国产","C0314040870100105818","HCS00260","苏州市伊斯顿医疗器械有限公司","骨科材料","外固定架系统","外固定架配件","外固定系统","不锈钢","螺栓"]
["00414039","苏械注准20252040505","骨科外固定支架-夹针螺栓",null,"0","02","否","1","1只/包","国产","C0314040870100105818","HCS00260","苏州市伊斯顿医疗器械有限公司","骨科材料","外固定架系统","外固定架配件","外固定系统","不锈钢","螺栓"]
["00417335","苏锡械备20200224号","骨科牵引器",null,"--",null,"--","1","1个/袋","国产","C0314040870100212285","HCS03960","无锡倍达医疗科技有限公司","骨科材料","外固定架系统","外固定架配件","外固定系统","不锈钢","螺母"]
["00413980","苏械注准20252040505","骨科外固定支架-螺母",null,"0","02","否","1","1只/包","国产","C0314040870100205818","HCS00260","苏州市伊斯顿医疗器械有限公司","骨科材料","外固定架系统","外固定架配件","外固定系统","不锈钢","螺母"]
["00395791","苏械注准20212041031","环式外固定支架",{"$nulls":3},"-","1","1个/袋","国产","C0314040870100312285","HCS03960","无锡倍达医疗科技有限公司","骨科材料","外固定架系统","外固定架配件","外固定系统","不锈钢","铰链"]
["00417338","苏锡械备20200224号","骨科牵引器",null,"--",null,"--","1","1个/袋","国产","C0314040870100412285","HCS03960","无锡倍达医疗科技有限公司","骨科材料","外固定架系统","外固定架配件","外固定系统","不锈钢","螺纹杆"]
["00413942","苏械注准20252040505","骨科外固定支架-螺纹杆",null,"0","02","否","1","1只/包","国产","C0314040870100405818","HCS00260","苏州市伊斯顿医疗器械有限公司","骨科材料","外固定架系统","外固定架配件","外固定系统","不锈钢","螺纹杆"]
["00417340","苏锡械备20200224号","骨科牵引器",null,"--",null,"--","1","1个/袋","国产","C0314040870100512285","HCS03960","无锡倍达医疗科技有限公司","骨科材料","外固定架系统","外固定架配件","外固定系统","不锈钢","垫圈"]
["00414078","苏械注准20252040505","骨科外固定支架-垫片",null,"0","02","否","1","1只/包","国产","C0314040870100505818","HCS00260","苏州市伊斯顿医疗器械有限公司","骨科材料","外固定架系统","外固定架配件","外固定系统","不锈钢","垫圈"]
["00417346","苏锡械备20200224号","骨科牵引器",null,"--",null,"--","1","1个/袋","国产","C0314040870100712285","HCS03960","无锡倍达医疗科技有限公司","骨科材料","外固定架系统","外固定架配件","外固定系统","不锈钢","支撑柱"]
["00413890","苏械注准20252040505","骨科外固定支架-延长器",null,"0","02","否","1","1只/包","国产","C0314040870100705818","HCS00260","苏州市伊斯顿医疗器械有限公司","骨科材料","外固定架系统","外固定架配件","外固定系统","不锈钢","支撑柱"]
["00413986","苏械注准20252040505","骨科外固定支架-连接柱",null,"0","02","否","1","1只/包","国产","C0314040870100705818","HCS00260","苏州市伊斯顿医疗器械有限公司","骨科材料","外固定架系统","外固定架配件","外固定系统","不锈钢","支撑柱"]
["00413992","苏械注准20252040505","骨科外固定支架-连接片",null,"0","02","否","1","1只/包","国产","C0314040870100705818","HCS00260","苏州市伊斯顿医疗器械有限公司","骨科材料","外固定架系统","外固定架配件","外固定系统","不锈钢","支撑柱"]
["00417355","苏锡械备20200224号","骨科牵引器",null,"--",null,"--","1","1个/袋","国产","C0314040870100912285","HCS03960","无锡倍达医疗科技有限公司","骨科材料","外固定架系统","外固定架配件","外固定系统","不锈钢","螺钉"]
["00413885","苏械注准20252040505","骨科外固定支架-延长器",null,"0","02","否","1","1只/包","国产","C0314040870300705818","HCS00260","苏州市伊斯顿医疗器械有限公司","骨科材料","外固定架系统","外固定架配件","外固定系统","钛合金","支撑柱"]
["00413981","苏械注准20252040505","骨科外固定支架-螺母",null,"0","02","否","1","1只/包","国产","C0314040870400205818","HCS00260","苏州市伊斯顿医疗器械有限公司","骨科材料","外固定架系统","外固定架配件","外固定系统","铝合金","螺母"]
["00414075","苏械注准20252040505","骨科外固定支架-垫片",null,"0","02","否","1","1只/包","国产","C0314040870400505818","HCS00260","苏州市伊斯顿医疗器械有限公司","骨科材料","外固定架系统","外固定架配件","外固定系统","铝合金","垫圈"]
["00418050","苏械注准20212041031","环式外固定支架",null,"--",null,"--","1","1个/袋","国产","C0314040870400712285","HCS03960","无锡倍达医疗科技有限公司","骨科材料","外固定架系统","外固定架配件","外固定系统","铝合金","支撑柱"]
["00413987","苏械注准20252040505","骨科外固定支架-连接柱",null,"0","02","否","1","1只/包","国产","C0314040870400705818","HCS00260","苏州市伊斯顿医疗器械有限公司","骨科材料","外固定架系统","外固定架配件","外固定系统","铝合金","支撑柱"]
["00413990","苏械注准20252040505","骨科外固定支架-连接片",null,"0","04","否","1","1只/包","国产","C0314040870400705818","HCS00260","苏州市伊斯顿医疗器械有限公司","骨科材料","外固定架系统","外固定架配件","外固定系统","铝合金","支撑柱"]
["00417356","苏锡械备20200224号","骨科牵引器",null,"--",null,"--","1","1个/袋","国产","C0314040870500712285","HCS03960","无锡倍达医疗科技有限公司","骨科材料","外固定架系统","外固定架配件","外固定系统","碳纤维及其他","支撑柱"]
["00416489","鲁械注准20252040223","无菌骨牵引针",null,"--","02","是","1","1根/根","国产","C0316010890100121865","HCS09266","山东含章医疗技术有限公司","骨科材料","其他固定材料","克氏针","内固定材料","不锈钢","普通/灭菌"]
["00417869","国械注准20143132267","金属骨针","不锈钢","1","02","是","1","1支/袋","国产","C0316010890100309756","HCS00359","天津市新中医疗器械有限公司","骨科材料","其他固定材料","克氏针","内固定材料","不锈钢","带穿刺头/灭菌"]
["00418972","苏苏械备20201072号","骨牵引针",null,"1","02","否","1","1枚/包","国产","C0316010890100813772","HCS04493","苏州市锐铸医疗器械有限公司","骨科材料","其他固定材料","克氏针","内固定材料","不锈钢","尖端带螺纹/非灭菌"]
["00416179","京械注准20232040467","个性化膝关节手术导板-股骨远端截骨导板",null,"0","02","否","1","1个/包","国产","C0316040920200405804","HCS00989","纳通生物科技（北京）有限公司","骨科材料","其他固定材料","导板","导板","金属","3D打印/非灭菌"]
["00416181","京械注准20232040467","个性化膝关节手术导板-股骨四合一截骨导板",null,"0","02","否","1","1个/包","国产","C0316040920200405804","HCS00989","纳通生物科技（北京）有限公司","骨科材料","其他固定材料","导板","导板","金属","3D打印/非灭菌"]
["00416182","京械注准20232040467","个性化膝关节手术导板-股骨髁间截骨导板",null,"0","02","否","1","1个/包","国产","C0316040920200405804","HCS00989","纳通生物科技（北京）有限公司","骨科材料","其他固定材料","导板","导板","金属","3D打印/非灭菌"]
["00416184","京械注准20232040467","个性化膝关节手术导板-股骨远端钻孔导板",null,"0","02","否","1","1个/包","国产","C0316040920200405804","HCS00989","纳通生物科技（北京）有限公司","骨科材料","其他固定材料","导板","导板","金属","3D打印/非灭菌"]
["00416185","京械注准20232040467","个性化膝关节手术导板-胫骨平台后倾截骨导板",null,"0","02","否","1","1个/包","国产","C0316040920200405804","HCS00989","纳通生物科技（北京）有限公司","骨科材料","其他固定材料","导板","导板","金属","3D打印/非灭菌"]
["00416186","京械注准20232040467","个性化膝关节手术导板-胫骨平台二合一导板",null,"0","02","否","1","1个/包","国产","C0316040920200405804","HCS00989","纳通生物科技（北京）有限公司","骨科材料","其他固定材料","导板","导板","金属","3D打印/非灭菌"]
["00416188","京械注准20232040467","个性化膝关节手术导板-胫骨平台切骨器",null,"0","02","否","1","1个/包","国产","C0316040920200405804","HCS00989","纳通生物科技（北京）有限公司","骨科材料","其他固定材料","导板","导板","金属","3D打印/非灭菌"]
["00413068","冀衡械备20170307号","医用外固定支具",null,"--","02","--","1","1个/个","国产","C0316092340000211970","HCS02664","安平县康兴医疗器械有限公司","骨科材料","其他固定材料","其他固定材料","固定支具","不区分","固定支具"]
["00418212","鄂械注准20242195283","脊柱矫形器","高分子聚乙烯","0","04","否","1","1个/套","国产","C0316091270000314919","HCS03509","武汉市济世假肢矫形器有限责任公司","骨科材料","其他固定材料","其他固定材料","固定器","不区分","固定器"]
["00418503","京海械备20250007","躯干固定器",null,"0","04","否","1","1套/套","国产","C0316091270000324687","HCS10266","科洛华医疗科技（北京）有限公司","骨科材料","其他固定材料","其他固定材料","固定器","不区分","固定器"]
["00416901","苏械注准20242191712","脊柱矫形器","PLA","0","04","否","1","1个/盒","国产","C0316091270000324724","HCS07381","江苏云仟佰数字科技有限公司","骨科材料","其他固定材料","其他固定材料","固定器","不区分","固定器"]
["00417547","冀衡械备20180426号","腹部固定器",null,"0","02","否","1","1个/个","国产","C0316091270000313397","HCS07176","衡水弘晟医疗器械有限公司","骨科材料","其他固定材料","其他固定材料","固定器","不区分","固定器"]
["00416986","豫械注准20222190271","上肢矫形器",null,"0","04","否","1","1个/个","国产","C0316091270000319670","HCS10048","郑州臻善医疗器械有限公司","骨科材料","其他固定材料","其他固定材料","固定器","不区分","固定器"]
["00416996","豫械注准20222190272","脊柱矫形器","高分子材料，织物，金属材料。","0","04","否","1","1个/个","国产","C0316091270000319670","HCS10048","郑州臻善医疗器械有限公司","骨科材料","其他固定材料","其他固定材料","固定器","不区分","固定器"]
["00417004","豫械注准20222190273","下肢矫形器","高分子材料，织物，金属材料","0","04","否","1","1个/个","国产","C0316091270000319670","HCS10048","郑州臻善医疗器械有限公司","骨科材料","其他固定材料","其他固定材料","固定器","不区分","固定器"]
["00406980","冀衡械备20180428号","骨折固定夹板",null,"0","02","否","1","1个/袋","国产","C0316090800000113397","HCS07176","衡水弘晟医疗器械有限公司","骨科材料","其他固定材料","其他固定材料","固定板","不区分","固定板"]
["00416908","鲁宁械备20250067","骨科高分子夹板","--","0","02","否","1","1片/袋","国产","C0316090800000124883","HCS10236","济宁众思达医疗科技有限公司","骨科材料","其他固定材料","其他固定材料","固定板","不区分","固定板"]
["00415595","国械注准20243132551","钴铬钼连接棒-直行连接棒",null,"1","02","否","1","1根/袋","国产","C0325020890200805610","HCS00062","深圳市沃尔德外科医疗器械技术有限公司","骨科材料","胸腰椎后路固定系统","胸腰椎后路固定棒","内固定材料","钴铬合金","普通棒/非预弯棒/非灭菌"]
["00407818","国械注准20253130318","椎体融合器",null,"1","02","否","1","1套/盒","国产","C0329090990100203779","HCS00438","宁波华科润生物科技有限公司","骨科材料","脊柱固定融合系统","颈椎钛网","钛网","纯钛","非灭菌"]
["00418147","国械注准20253041013","骨填充网袋","PET","1","02","是","1","1个/盒","国产","C0331121010000002184","HCS01526","北京邦塞科技有限公司","骨科材料","椎体成形系统","金属网状支撑物","椎体成形工具","不区分","常规"]
["00417160","国械注准20253010482","一次性使用双极高频内窥镜手术器械","--","--",null,"--","1","1个/盒","国产","C0333011040000011587","HCS02400","苏州爱科硕科技有限公司","骨科材料","脊柱内镜配套系统","内镜射频刀头","射频刀头","不区分","常规"]
["00418855","国械注准20163130420","人工肩关节假体-肱骨组件固定杆","钛合金","1","02","是","1","1个/盒","国产","C0336071070000001523","HCS00841","宽岳新晟实医疗科技（上海）有限公司（原上海晟实医疗器械科技有限公司）","骨科材料","人工反肩关节","其他人工反肩配件","人工关节","不区分","常规"]
["00416684","国械注准20253131080","踝关节假体-胫骨衬垫",null,"1","02","是","1","1个/盒","国产","C0338011070000010845","HCS01216","北京科仪邦恩医疗器械科技有限公司","骨科材料","人工踝关节","滑动核","人工关节","不区分","常规"]
["00416694","国械注准20253131080","踝关节假体-胫骨托",null,"1","02","是","1","1个/盒","国产","C0338021070000310845","HCS01216","北京科仪邦恩医疗器械科技有限公司","骨科材料","人工踝关节","胫骨假体","人工关节","不区分","固定平台/骨水泥型"]
["00416695","国械注准20253131080","踝关节假体-胫骨托","钛合金","1","02","是","1","1个/盒","国产","C0338021070000410845","HCS01216","北京科仪邦恩医疗器械科技有限公司","骨科材料","人工踝关节","胫骨假体","人工关节","不区分","固定平台/生物型"]
["00416700","国械注准20253131080","踝关节假体-距骨部件","铸造钴铬钼合金","1","02","是","1","1个/盒","国产","C0338031070000010845","HCS01216","北京科仪邦恩医疗器械科技有限公司","骨科材料","人工踝关节","距骨假体","人工关节","不区分","常规"]
["00417707","国械注准20193130376","膝关节假体-股骨髁","钴铬钼合金","1","02","是","1","1个/盒","国产","C0341091070000010845","HCS01216","北京科仪邦恩医疗器械科技有限公司","骨科材料","骨肿瘤人工关节","肿瘤膝关节","人工关节","不区分","常规"]
["00414051","国械注准20243132560","膝关节假体-胫骨固定托",null,"--",null,"--","1","1个/个","国产","C0342021070101219541","HCS06928","联科医疗器材（重庆）有限公司","骨科材料","初次膝关节","胫骨假体","人工关节","钴铬钼合金","固定平台/骨水泥型/通用型"]
["00406086","国械注准20153130598","膝关节假体-胫骨垫",null,"1","02","是","1","1个/盒","国产","C0342081070200105119","HCS00214","北京力达康科技有限公司","骨科材料","初次膝关节","单髁垫片","人工关节","普通聚乙烯","固定平台/含抗氧化剂"]
["00419156","国械注进20243130072","膝关节假体-胫骨平台",null,"1","02","是","1","1个/包","进口","C0343011070200807551","J1638","捷迈（上海）医疗国际贸易有限公司","骨科材料","翻修膝关节","胫骨平台","人工关节","钛合金","固定平台/普通型/非铰链型"]
["00419161","国械注进20243130072","膝关节假体-胫骨垫片",null,"1","02","是","1","1个/包","进口","C0343021070100807551","J1638","捷迈（上海）医疗国际贸易有限公司","骨科材料","翻修膝关节","垫片","人工关节","高交联聚乙烯","固定垫片/加强型（中央金属针固定）/非铰链型"]
["00419157","国械注进20243130072","膝关节假体-股骨填充块",null,"1","02","是","1","1个/包","进口","C0343031070100107551","J1638","捷迈（上海）医疗国际贸易有限公司","骨科材料","翻修膝关节","填充块","人工关节","钽金属","股骨侧/阶梯型/普通工艺"]
["00419142","国械注进20243130072","膝关节假体-股骨填充块",null,"1","02","是","1","1个/包","进口","C0343031070100507551","J1638","捷迈（上海）医疗国际贸易有限公司","骨科材料","翻修膝关节","填充块","人工关节","钽金属","股骨侧/锥形/普通工艺"]
["00419144","国械注进20243130072","膝关节假体-胫骨填充块",null,"1","02","是","1","1个/包","进口","C0343031070101307551","J1638","捷迈（上海）医疗国际贸易有限公司","骨科材料","翻修膝关节","填充块","人工关节","钽金属","胫骨侧/锥形/普通工艺"]
["00419145","国械注进20243130072","膝关节假体-股骨远端垫块",null,"1","02","是","1","1个/包","进口","C0343031070200307551","J1638","捷迈（上海）医疗国际贸易有限公司","骨科材料","翻修膝关节","填充块","人工关节","钛合金","股骨侧/楔型/普通工艺"]
["00419148","国械注进20243130072","膝关节假体-股骨后髁垫块",null,"1","02","是","1","1个/包","进口","C0343031070200707551","J1638","捷迈（上海）医疗国际贸易有限公司","骨科材料","翻修膝关节","填充块","人工关节","钛合金","股骨侧/矩形/普通工艺"]
["00419154","国械注进20243130072","膝关节假体-胫骨垫块",null,"1","02","是","1","1个/包","进口","C0343031070201507551","J1638","捷迈（上海）医疗国际贸易有限公司","骨科材料","翻修膝关节","填充块","人工关节","钛合金","胫骨侧/矩形/普通工艺"]
["00419155","国械注进20243130072","膝关节假体-延长杆",null,"1","02","是","1","1个/包","进口","C0343041070100107551","J1638","捷迈（上海）医疗国际贸易有限公司","骨科材料","翻修膝关节","延长杆","人工关节","钛合金","通用型/骨水泥型/音叉型"]
["00419141","国械注进20243130072","膝关节假体-延长杆",null,"1","02","是","1","1个/包","进口","C0343041070100207551","J1638","捷迈（上海）医疗国际贸易有限公司","骨科材料","翻修膝关节","延长杆","人工关节","钛合金","通用型/骨水泥型/实体型"]
["00419146","国械注进20243130072","膝关节假体-延长杆",null,"1","02","是","1","1个/包","进口","C0343041070101407551","J1638","捷迈（上海）医疗国际贸易有限公司","骨科材料","翻修膝关节","延长杆","人工关节","钛合金","胫骨侧型/骨水泥型/实体型"]
["00419147","国械注进20243130072","膝关节假体-股骨部件",null,"1","02","是","1","1个/包","进口","C0343051070200507551","J1638","捷迈（上海）医疗国际贸易有限公司","骨科材料","翻修膝关节","股骨髁","人工关节","钴铬钼合金","非铰链型/多半径"]
["00419143","国械注进20243130072","膝关节假体-插销螺钉",null,"1","02","是","1","1个/包","进口","C0343071070100407551","J1638","捷迈（上海）医疗国际贸易有限公司","骨科材料","翻修膝关节","连接件","人工关节","钛合金","胫骨侧/不可调偏心"]
["00417534","国械注准20243132210","髋关节假体 羟基磷灰石喷涂股骨柄","钛合金","1","02","是","1","1个/盒","国产","C0344021070200806083","HCS00212","浙江科惠医疗器械股份有限公司","骨科材料","初次髋关节","一体式股骨柄","人工关节","钛合金","无领型/单喷涂层/生物型"]
["00416900","国械注准20243131158","髋关节假体组件 金属球头","钴铬钼合金","1","02","是","1","1个/盒","国产","C0344051070200006083","HCS00212","浙江科惠医疗器械股份有限公司","骨科材料","初次髋关节","股骨头","人工关节","钴铬钼合金","常规"]
["00417320","国械注准20243131634","髋关节假体 高交联超高分子量聚乙烯内衬","高交联超高分子量聚乙烯","0","02","是","1","1个/包","国产","C0344061070200306083","HCS00212","浙江科惠医疗器械股份有限公司","骨科材料","初次髋关节","髋臼内衬","人工关节","高交联聚乙烯","锥度锁定及其他/限制型"]
["00417503","国械注准20243131634","髋关节假体 高交联超高分子量聚乙烯内衬","高交联超高分子量聚乙烯","0","02","否","1","1个/盒","国产","C0344061070200606083","HCS00212","浙江科惠医疗器械股份有限公司","骨科材料","初次髋关节","髋臼内衬","人工关节","高交联聚乙烯","卡环锁定/限制型"]
["00416677","国械注准20193130057","髋关节假体-生物型股骨柄-股骨柄","钛合金","1","02","是","1","1个/盒","国产","C0345011070201310845","HCS01216","北京科仪邦恩医疗器械科技有限公司","骨科材料","翻修髋关节","组配式股骨柄","人工关节","钛合金","远端/锥型/单喷涂层"]
["00416089","国械注准20153130597","组合型髋关节假体-股骨柄",null,"1","02","是","1","1个/盒","国产","C0345021070200205119","HCS00214","北京力达康科技有限公司","骨科材料","翻修髋关节","一体式股骨柄","人工关节","钛合金","有领型/生物型"]
["00416655","国械注准20203130430","髋关节假体-生物型股骨柄-生物型股骨柄","钛合金","1","02","是","1","1个/盒","国产","C0345021070200410845","HCS01216","北京科仪邦恩医疗器械科技有限公司","骨科材料","翻修髋关节","一体式股骨柄","人工关节","钛合金","无领型/生物型"]
["00416820","渝械注准20252020064","非吸收性外科缝线","--","1","02","是","1","1根/盒","国产","C1408021840000723490","HCS10134","尤尼泰科（重庆）医疗科技有限公司","基础卫生材料","缝合及凝固材料","不可吸收性非特殊理化缝线","不可吸收性缝线","不区分","编织/带针/7/0#及以下"]
["00416175","浙械注准20142020178","非吸收性外科缝线",null,null,"02","是","1","1包/包","国产","C1408021840000801943","HCS02734","杭州华威医疗用品有限公司","基础卫生材料","缝合及凝固材料","不可吸收性非特殊理化缝线","不可吸收性缝线","不区分","编织/带针/4/0#-6/0#"]
["00416172","浙械注准20142020178","非吸收性外科缝线",null,"--","02","是","1","1包/包","国产","C1408021840000901943","HCS02734","杭州华威医疗用品有限公司","基础卫生材料","缝合及凝固材料","不可吸收性非特殊理化缝线","不可吸收性缝线","不区分","编织/带针/3/0#及以上"]
["00416821","渝械注准20252020065","非吸收性外科缝线","--","1","02","是","1","1根/盒","国产","C1408021840001023490","HCS10134","尤尼泰科（重庆）医疗科技有限公司","基础卫生材料","缝合及凝固材料","不可吸收性非特殊理化缝线","不可吸收性缝线","不区分","编织/不带针/7/0#及以下"]
["00416291","粤械注准20242020419","皮肤缝合器","--","--","02","是","1","1套/包","国产","C1408061870000218714","HCS06226","广州澳邦医药有限公司","基础卫生材料","缝合及凝固材料","皮肤缝合器","缝合器","不区分","＞35枚"]
["00418199","冀械注准20232020039","一次性使用缝线推结器",null,"0","02","是","1","1支/袋","国产","C1408070000000001346","HCS09507","保定市思瑞医疗器械制造有限公司","基础卫生材料","缝合及凝固材料","其他缝合及凝固材料","-","不区分","其他"]
["00416414","鲁械注准20252020242","一次性使用无菌外科免缝拉链","--","--",null,"--","1","1条/条","国产","C1408070000000011490","HCS02480","山东海迪科医用制品有限公司","基础卫生材料","缝合及凝固材料","其他缝合及凝固材料","-","不区分","其他"]
["00410781","冀衡械备20170309号","医用固定带",null,"--","02","--","1","1个/个","国产","C1409011880000011970","HCS02664","安平县康兴医疗器械有限公司","基础卫生材料","护创材料","外固定材料","外固定材料","不区分","常规"]
["00416466","苏械注准20252140963","医用无菌敷贴",null,"0","02","是","1","1片/袋","国产","C1409011880000006323","HCS05713","江苏米沙瓦医疗用品有限公司","基础卫生材料","护创材料","外固定材料","外固定材料","不区分","常规"]
["00416480","鲁菏械备20190038号","创口贴","无纺布","0","04","否","40","40片/盒","国产","C1409020000000011490","HCS02480","山东海迪科医用制品有限公司","基础卫生材料","护创材料","其他护创材料","-","不区分","其他"]
["00410867","冀衡械备20170308号","腹带",null,"--","02","--","1","1个/个","国产","C1409022500000111970","HCS02664","安平县康兴医疗器械有限公司","基础卫生材料","护创材料","其他护创材料","腹带","不区分","腹带"]
["00389150","鄂械注准20242144889","医用手术膜",null,"--","02","是","1","1片/片","国产","C1409022490000222608","HCS08819","武汉柯尼兹医疗科技有限公司","基础卫生材料","护创材料","其他护创材料","手术薄膜","不区分","手术薄膜"]
["00417841","国械注准20153081943","一次性使用麻醉穿刺包",null,"0","02","是","1","1包/包","国产","C1410011890000203426","HCS03025","河南新卫医疗器械有限公司","基础卫生材料","麻醉包及套件","麻醉包","麻醉套包","不区分","硬膜外麻醉"]
["00416421","鄂汉械备20250182","二氧化碳吸收器","钠石灰钙石灰","0","02","否","1","1瓶/瓶","国产","C1410042350000223286","HCS09180","武汉惟术医疗技术有限公司","基础卫生材料","麻醉包及套件","其他麻醉套件","麻醉吸收剂","不区分","麻醉吸收剂"]
["00417085","京械注准20252140663","一次性使用药液转移过滤器",null,"0","02","是","1","1个/袋","国产","C1411011900000108438","HCS00119","北京天地和协科技有限公司","基础卫生材料","药液转移器","药液转移器","移液器","不区分","有针"]
["00416891","鲁济械备20240197","便携式集尿袋","--","--",null,"--","1","1个/包","国产","C1412011910000012357","HCS05519","纳维（山东）生物技术有限公司","基础卫生材料","引流袋","集尿袋","集尿袋","不区分","常规"]
["00409248","粤穗械备20250101","集尿袋",null,"0","02","否","1","1个/袋","国产","C1412011910000020123","HCS07245","广州圣维奇医疗科技有限公司","基础卫生材料","引流袋","集尿袋","集尿袋","不区分","常规"]
["00416384","津械备20230402号","引流袋",{"$nulls":3},"否","1","1套/套","国产","C1412020350000021104","HCS09844","天津诺德康生物科技有限公司","基础卫生材料","引流袋","引流袋","引流装置","不区分","常规"]
["00419037","皖滁械备20210022号","引流袋系统",null,"0","02","否","1","1只/袋","国产","C1412020350000015326","HCS07106","安徽蓝欣医疗科技有限公司","基础卫生材料","引流袋","引流袋","引流装置","不区分","常规"]
["00418468","沪宝械备20220066","一件式造口袋","造口底盘由有一种或两种高分子聚合物组成。当由两种高分子聚合而成时，胶体为黄白两种颜色。黄色粘胶为亲水复粘粘胶。袋体采用 EVOH 高阻隔 7 层共挤消光薄膜。","0","02","否","1","1片/盒","国产","C1413011920000119573","HCS08198","上海康凯来医药科技有限公司","基础卫生材料","造口护理材料","造口袋","造口袋","不区分","一件式"]
["00417454","粤械注准20252180700","一次性使用无菌宫颈扩张棒",null,"0","02","是","1","1支/盒","国产","C1415010040000009235","HCS00715","东莞麦可龙医疗科技有限公司","基础卫生材料","扩张导管","子宫颈扩张导管","导管","不区分","常规"]
["00416415","浙械注准20252181390","一次性使用电子宫腔镜导管","--","0","02","是","1","1支/袋","国产","C1415010040000013213","HCS04678","宁波新跃医疗科技股份有限公司","基础卫生材料","扩张导管","子宫颈扩张导管","导管","不区分","常规"]
["00417450","赣械注准20252140078","一次性使用测温测压导尿管",null,"0","02","是","1","1支/盒","国产","C1416080040000004693","HCS03996","江西安联医疗器械有限公司","基础卫生材料","测压导管","膀胱测压导管","导管","不区分","常规"]
["00417766","豫械注准20252020217","一次性使用腹腔穿刺引流导管套件",null,"--","02","是","1","1套/盒","国产","C1417030350300306345","HCS00182","河南立科达医疗用品科技有限公司","基础卫生材料","导管、引流装置","腹腔引流管","引流装置","硅胶","无负压/带穿刺针"]
["00418387","苏械注准20152140667","一次性使用导尿包",null,"0","02","是","1","1包/包","国产","C1417041950200201020","HCS00304","江苏伟康洁婧医疗器械股份有限公司","基础卫生材料","导管、引流装置","导尿管/套装","导尿包","乳胶","硅胶涂层/双腔"]
["00417762","苏械注准20232140177","一次性使用无菌导尿管",null,"0","02","是","1","1只/包","国产","C1417051960300120523","HCS10249","南京虹恺医疗器械有限公司","基础卫生材料","导管、引流装置","儿童导尿管","导尿管","硅胶","硅胶涂层/单腔"]
["00417773","苏械注准20232140177","一次性使用无菌导尿管",null,"0","02","是","1","1只/包","国产","C1417051960300220523","HCS10249","南京虹恺医疗器械有限公司","基础卫生材料","导管、引流装置","儿童导尿管","导尿管","硅胶","硅胶涂层/双腔"]
["00417785","苏械注准20232140177","一次性使用无菌导尿管",null,"0","02","是","1","1只/包","国产","C1417061960300120523","HCS10249","南京虹恺医疗器械有限公司","基础卫生材料","导管、引流装置","成人导尿管","导尿管","硅胶及其他","硅胶涂层/单腔"]
["00417786","苏械注准20232140177","一次性使用无菌导尿管",null,"0","02","是","1","1只/包","国产","C1417061960300220523","HCS10249","南京虹恺医疗器械有限公司","基础卫生材料","导管、引流装置","成人导尿管","导尿管","硅胶及其他","硅胶涂层/双腔"]
["00417780","苏械注准20232140177","一次性使用无菌导尿管",null,"0","02","是","1","1只/包","国产","C1417061960300320523","HCS10249","南京虹恺医疗器械有限公司","基础卫生材料","导管、引流装置","成人导尿管","导尿管","硅胶及其他","硅胶涂层/三腔"]
["00416888","豫长械备20250120","咽鼓管吹张球","硅胶＋pvc","0","02","否","1","1套/袋","国产","C1417090040000003053","HCS01566","河南省恒日医疗器械有限公司","基础卫生材料","导管、引流装置","咽鼓管导管","导管","不区分","常规"]
["00382884","粤穗械备20230604","直肠管",null,"0","02","否","1","1支/套","国产","C1417110100000022161","HCS07982","广州明科医疗设备有限公司","基础卫生材料","导管、引流装置","冲洗、吸引管","管路","不区分","常规"]
["00400097","湘长械备20240210号","肛管",null,"0","02","否","1","1个/袋","国产","C1417110100000023744","HCS09641","长沙海路预测医疗科技有限公司","基础卫生材料","导管、引流装置","冲洗、吸引管","管路","不区分","常规"]
["00416306","苏械注准20252080594","冲吸式口护吸痰管",null,"--",null,"--","1","1支/包","国产","C1417110100000010356","HCS01349","江苏省长丰医疗实业有限公司","基础卫生材料","导管、引流装置","冲洗、吸引管","管路","不区分","常规"]
["00416389","鄂汉械备20250159","冲洗引流管",null,"0","02","否","1","1个/袋","国产","C1417110100000005587","HCS00892","武汉君安友联医疗科技有限责任公司","基础卫生材料","导管、引流装置","冲洗、吸引管","管路","不区分","常规"]
["00416572","冀石械备20250088","一次性吸引管",null,"--",null,"--","1","1个/个","国产","C1417110100000014310","HCS07732","石家庄致巨生物科技有限公司","基础卫生材料","导管、引流装置","冲洗、吸引管","管路","不区分","常规"]
["00414312","津械注准20242020293","一次性冲洗管路",null,"--","02","是","1","1根/袋","国产","C1417110100000023836","HCS10107","天津红杉医疗器械有限公司","基础卫生材料","导管、引流装置","冲洗、吸引管","管路","不区分","常规"]
["00417798","苏械注准20252140314","一次性使用冲洗吸引引流管",null,"0","02","是","1","1套/套","国产","C1417110100000024633","HCS10195","安骏生物医疗科技（苏州）有限公司","基础卫生材料","导管、引流装置","冲洗、吸引管","管路","不区分","常规"]
["00417061","浙械注准20252081384","可视化吸痰管","--","0","02","是","1","1支/袋","国产","C1417110100000005749","HCS02760","昊谱（杭州）生物科技有限公司","基础卫生材料","导管、引流装置","冲洗、吸引管","管路","不区分","常规"]
["00417797","苏械注准20252140595","一次性使用冲洗引流管",null,"0","02","是","1","1套/套","国产","C1417110100000024633","HCS10195","安骏生物医疗科技（苏州）有限公司","基础卫生材料","导管、引流装置","冲洗、吸引管","管路","不区分","常规"]
["00418959","国械注进20253010084","等离子手术设备-一次性使用引流管",null,"0","02","--","1","1个/盒","进口","C1417110100000007551","J1638","捷迈（上海）医疗国际贸易有限公司","基础卫生材料","导管、引流装置","冲洗、吸引管","管路","不区分","常规"]
["00417043","湘械注准20252140403","一次性使用肛肠排气导管",null,"0","02","是","1","1套/盒","国产","C1417110100000020901","HCS07754","湖南禾瑞医疗科技有限公司","基础卫生材料","导管、引流装置","冲洗、吸引管","管路","不区分","常规"]
["00418283","苏械注准20252020385","一次性使用冲洗吸引器","PVC","0","02","是","1","1套/盒","国产","C1417110100000011834","HCS02713","江苏寒武纪医疗设备有限公司","基础卫生材料","导管、引流装置","冲洗、吸引管","管路","不区分","常规"]
["00417323","京门械备20250001","冲洗引流管","引流管，聚氨乙烯PVC，PolyvinylChloride(简称PVC);连接件，聚丙烯，Polypropylene(简称PP)","0","02","否","1","1套/袋","国产","C1417110100000024123","HCS10243","北京拜特曼医疗科技有限公司","基础卫生材料","导管、引流装置","冲洗、吸引管","管路","不区分","常规"]
["00418268","皖械注准20252010081","灌注泵-灌注泵管",null,"0","02","是","1","1根/袋","国产","C1417110100000013597","HCS04857","安徽万维医疗科技有限公司","基础卫生材料","导管、引流装置","冲洗、吸引管","管路","不区分","常规"]
["00417836","鲁威械备20250055","肛门引流装置套装","硅橡胶、PVC、PP、PC、聚丙烯酸钠","0","02","否","1","1套/包","国产","C1417140000000007187","HCS00002","山东威高集团医用高分子制品股份有限公司","基础卫生材料","导管、引流装置","其他导管、引流管","-","不区分","常规"]
["00417801","苏械注准20252140586","一次性使用体外吸引连接管",null,"0","02","是","1","1套/套","国产","C1417140000000024633","HCS10195","安骏生物医疗科技（苏州）有限公司","基础卫生材料","导管、引流装置","其他导管、引流管","-","不区分","常规"]
["00417799","苏械注准20252140701","一次性使用留置引流导管包",null,"0","02","是","1","1套/套","国产","C1417140000000024633","HCS10195","安骏生物医疗科技（苏州）有限公司","基础卫生材料","导管、引流装置","其他导管、引流管","-","不区分","常规"]
["00417577","鲁械注准20252140231","一次性使用硅橡胶引流管",null,"0","02","是","1","1个/包","国产","C1417140000000012477","HCS04789","山东大乐医疗器械有限公司","基础卫生材料","导管、引流装置","其他导管、引流管","-","不区分","常规"]
["00417462","皖械注准20252140125","鼓膜通气引流管",null,"0","02","是","1","1个/个","国产","C1417140000000016945","HCS05388","合肥启灏医疗科技有限公司","基础卫生材料","导管、引流装置","其他导管、引流管","-","不区分","常规"]
["00417159","京通械备20160027","负压引流器",null,"0","02","是","1","1袋/套","国产","C1417150350000005198","HCS02798","北京万生人和科技有限公司","基础卫生材料","导管、引流装置","负压引流器/附件","引流装置","不区分","常规"]
["00418811","苏苏械备20171170号","负压引流器","--","0","02","否","1","1个/包","国产","C1417150350000004647","HCS02114","苏州安密医疗器械有限公司","基础卫生材料","导管、引流装置","负压引流器/附件","引流装置","不区分","常规"]
["00416877","国械注准20253031129","一次性使用血栓抽吸负压吸引泵","--","0","02","是","1","1套/袋","国产","C1417150350000020958","HCS07802","深圳佰特微医疗科技有限公司","基础卫生材料","导管、引流装置","负压引流器/附件","引流装置","不区分","常规"]
["00416670","沪械注准20252140217","硅橡胶封闭负压引流装置套装",null,"0","02","是","1","1套/套","国产","C1417150350000023756","HCS09796","上海梁津康正医疗科技有限公司","基础卫生材料","导管、引流装置","负压引流器/附件","引流装置","不区分","常规"]
["00416895","国械注准20253141234","聚氨酯封闭式负压引流材料",null,"0","02","是","1","1套/盒","国产","C1417150350000009648","HCS00190","苏州爱得科技发展股份有限公司","基础卫生材料","导管、引流装置","负压引流器/附件","引流装置","不区分","常规"]
["00416465","浙械注准20252181472","一次性宫腔组织吸引管",null,"0","02","是","1","1套/盒","国产","C1419011970000024954","HCS10084","湖州艾琳医学科技有限公司","基础卫生材料","专用吸引材料","宫腔组织吸引管","吸引材料","不区分","常规"]
["00417536","国械注进20253180059","连续胚胎培养液","--","0",null,"是","1","1瓶/盒","进口","C1422012010000011981","J7992","库博医疗科技（上海）有限公司","基础卫生材料","辅助生殖胚胎培养液","体外受精胚胎培养液","培养液","不区分","常规"]
["00417537","国械注进20253180073","精子冲洗液","--","0",null,"是","1","1盒/盒","进口","C1422012010000011981","J7992","库博医疗科技（上海）有限公司","基础卫生材料","辅助生殖胚胎培养液","体外受精胚胎培养液","培养液","不区分","常规"]
["00416870","国械注准20253141114","一次性使用泵用静脉输液套件",null,"0","02","是","1","1套/包","国产","C1423012020000124567","HCS10185","迈科斯威尔（江苏）智能医疗科技有限公司","基础卫生材料","输液、输血器具及管路","输液器","输液器","不区分","常规"]
["00416325","皖械注准20222220081","一次性使用真空采血管",null,"--","02","否","1","1支/支","国产","C1423022030001518056","HCS10213","威高医疗科技（滁州）有限公司","基础卫生材料","输液、输血器具及管路","真空采血管","采血管","不区分","无添加剂/其他灭菌方式"]
["00416324","皖械注准20222220081","一次性使用真空采血管",null,"--","02","否","1","1支/支","国产","C1423022030001218056","HCS10213","威高医疗科技（滁州）有限公司","基础卫生材料","输液、输血器具及管路","真空采血管","采血管","不区分","抗凝剂/其他灭菌方式"]
["00416730","赣械注准20152220066","一次性使用真空采血管","--","--",null,"--","1","1支/支","国产","C1423022030000606001","HCS04187","江西格兰斯医疗器械有限公司","基础卫生材料","输液、输血器具及管路","真空采血管","采血管","不区分","促凝剂加分离胶/辐射灭菌"]
["00418163","浙械注准20232222090","一次性使用真空采血管",{"$nulls":3},"-","100","100支/盒","国产","C1423022030000618628","HCS06862","浙江荣迈医疗科技有限公司","基础卫生材料","输液、输血器具及管路","真空采血管","采血管","不区分","促凝剂加分离胶/辐射灭菌"]
["00416285","皖械注准20222220081","一次性使用真空采血管",null,"--","02","是","1","1支/支","国产","C1423022030000618056","HCS10213","威高医疗科技（滁州）有限公司","基础卫生材料","输液、输血器具及管路","真空采血管","采血管","不区分","促凝剂加分离胶/辐射灭菌"]
["00416327","皖械注准20222220081","一次性使用真空采血管",null,"--","02","是","1","1支/支","国产","C1423022030000918056","HCS10213","威高医疗科技（滁州）有限公司","基础卫生材料","输液、输血器具及管路","真空采血管","采血管","不区分","特殊添加剂/辐射灭菌"]
["00417846","苏械注准20152220233","一次性使用负压采血管","玻璃、塑料等","0","02","-","1","1支/支","国产","C1423022030001004200","HCS00996","江苏荣业科技有限公司","基础卫生材料","输液、输血器具及管路","真空采血管","采血管","不区分","无添加剂/辐射灭菌"]
["00416728","赣械注准20152220066","一次性使用真空采血管",null,null,"02","是","1","1支/支","国产","C1423022030001006001","HCS04187","江西格兰斯医疗器械有限公司","基础卫生材料","输液、输血器具及管路","真空采血管","采血管","不区分","无添加剂/辐射灭菌"]
["00418153","浙械注准20232222090","一次性使用真空采血管",{"$nulls":3},"-","100","100支/盒","国产","C1423022030001018628","HCS06862","浙江荣迈医疗科技有限公司","基础卫生材料","输液、输血器具及管路","真空采血管","采血管","不区分","无添加剂/辐射灭菌"]
["00416329","皖械注准20222220081","一次性使用真空采血管",null,"--","02","是","1","1支/支","国产","C1423022030001018056","HCS10213","威高医疗科技（滁州）有限公司","基础卫生材料","输液、输血器具及管路","真空采血管","采血管","不区分","无添加剂/辐射灭菌"]
["00418164","浙械注准20232222090","一次性使用真空采血管",{"$nulls":3},"-","100","100支/盒","国产","C1423022030000818628","HCS06862","浙江荣迈医疗科技有限公司","基础卫生材料","输液、输血器具及管路","真空采血管","采血管","不区分","抗凝剂加分离胶/辐射灭菌"]
["00416323","皖械注准20222220081","一次性使用真空采血管",null,"--","02","否","1","1支/支","国产","C1423022030001118056","HCS10213","威高医疗科技（滁州）有限公司","基础卫生材料","输液、输血器具及管路","真空采血管","采血管","不区分","促凝剂加分离胶/其他灭菌方式"]
["00416326","皖械注准20222220081","一次性使用真空采血管",null,"--","02","否","1","1支/支","国产","C1423022030001418056","HCS10213","威高医疗科技（滁州）有限公司","基础卫生材料","输液、输血器具及管路","真空采血管","采血管","不区分","特殊添加剂/其他灭菌方式"]
["00417860","苏械注准20152220233","一次性使用负压采血管","玻璃、塑料等","0","02","-","1","1支/支","国产","C1423022030000704200","HCS00996","江苏荣业科技有限公司","基础卫生材料","输液、输血器具及管路","真空采血管","采血管","不区分","抗凝剂/辐射灭菌"]
["00416731","赣械注准20152220066","一次性使用真空采血管","--","--",null,"--","1","1支/支","国产","C1423022030000706001","HCS04187","江西格兰斯医疗器械有限公司","基础卫生材料","输液、输血器具及管路","真空采血管","采血管","不区分","抗凝剂/辐射灭菌"]
["00418263","浙械注准20232222090","一次性使用真空采血管",{"$nulls":3},"-","100","100支/盒","国产","C1423022030000718628","HCS06862","浙江荣迈医疗科技有限公司","基础卫生材料","输液、输血器具及管路","真空采血管","采血管","不区分","抗凝剂/辐射灭菌"]
["00416328","皖械注准20222220081","一次性使用真空采血管",null,"--","02","是","1","1支/支","国产","C1423022030000718056","HCS10213","威高医疗科技（滁州）有限公司","基础卫生材料","输液、输血器具及管路","真空采血管","采血管","不区分","抗凝剂/辐射灭菌"]
["00416471","苏械注准20252140698","自体细胞采集器","--","--",null,"--","1","1个/个","国产","C1423052040000021633","HCS09874","江苏瑞培生命科技有限公司","基础卫生材料","输液、输血器具及管路","过滤分离器具","分离器","不区分","常规"]
["00418962","苏械注准20252140763","一次性使用胃肠营养输注管路",null,"0","02","是","1","1个/包","国产","C1423072060000104647","HCS02114","苏州安密医疗器械有限公司","基础卫生材料","输液、输血器具及管路","营养输液袋/器","输液袋","不区分","肠内"]
["00417321","国械注准20253141113","一次性使用输液延长管",null,"0","02","是","1","1根/包","国产","C1423090040000006596","HCS00069","广东百合医疗科技股份有限公司","基础卫生材料","输液、输血器具及管路","输液辅助导管","导管","不区分","常规"]
["00416601","国械注准20253140905","一次性使用加温管路",null,"0","02","是","1","1根/袋","国产","C1423100040000024732","HCS10130","江苏爱铭源医疗科技有限公司","基础卫生材料","输液、输血器具及管路","加温导管","导管","不区分","常规"]
["00417359","豫械注准20242031042","一次性使用无菌输液接头消毒帽","--","0","02","是","1","1支/包","国产","C1423112070000108496","HCS01540","河南曙光汇知康生物科技股份有限公司","基础卫生材料","输液、输血器具及管路","输液接头","输液接头","不区分","分隔膜/正压"]
["00409602","鄂械注准20242145076","肠梗阻导管套件",null,"0","02","是","1","1套/盒","国产","C1424010340000605704","HCS01259","武汉沃德利派医疗器械有限公司","基础卫生材料","消化道插管/引流管","消化道插管","插管","不区分","多腔/普通型/无导丝"]
["00417571","津械注准20252140088","前导子肠梗阻置入球囊导管",null,"0","02","是","1","1套/套","国产","C1424020350000214889","HCS04845","天津搏飞科技发展有限公司","基础卫生材料","消化道插管/引流管","消化道引流管","引流装置","不区分","套装"]
["00417556","津械注准20252140088","前导子肠梗阻置入球囊导管",null,"0","02","是","1","1套/套","国产","C1424020350000114889","HCS04845","天津搏飞科技发展有限公司","基础卫生材料","消化道插管/引流管","消化道引流管","引流装置","不区分","单件"]
["00418844","苏械注准20142080210","一次性使用气管插管",null,"0","02","是","1","1支/袋","国产","C1425012090000001374","HCS00763","江苏亚光医疗器械有限公司","基础卫生材料","气管插管及附件","气管插管","气管插管","不区分","常规"]
["00417819","豫械注准20182080938","异形气管插管","PVC",null,"02","是","1","1支/袋","国产","C1425012090000005977","HCS00690","河南驼人医疗器械集团有限公司","基础卫生材料","气管插管及附件","气管插管","气管插管","不区分","常规"]
["00412163","豫械注准20202081286","一次性使用加强型气管插管",{"$nulls":3},"-","1","1根/包","国产","C1425012090000001796","HCS03370","河南瑞科医疗器械有限公司","基础卫生材料","气管插管及附件","气管插管","气管插管","不区分","常规"]
["00417820","豫械注准20182080938","异形气管插管","PVC",null,"02","是","1","1支/袋","国产","C1425032090000005977","HCS00690","河南驼人医疗器械集团有限公司","基础卫生材料","气管插管及附件","口腔气管插管","气管插管","不区分","常规"]
["00416890","粤械注准20252080725","一次性使用可视双腔支气管插管",null,"0","02","是","1","1支/支","国产","C1425042090000205296","HCS00817","珠海福尼亚医疗设备有限公司","基础卫生材料","气管插管及附件","支气管插管","气管插管","不区分","可视/双腔"]
["00416134","闽械注准20252080052","一次性使用无菌双腔支气管插管","--","--",null,"--","1","1套/套","国产","C1425042090000419595","HCS09060","厦门星火微光医疗器械制造有限公司","基础卫生材料","气管插管及附件","支气管插管","气管插管","不区分","不可视/双腔"]
["00416495","苏械注准20252080523","一次性使用气管切开插管","PVC","0","02","是","1","1只/袋","国产","C1425050200000119290","HCS07336","江苏禾川医疗有限公司","基础卫生材料","气管插管及附件","气管切开套管","套管","不区分","普通型"]
["00418063","浙械注准20162081088","一次性使用呼吸过滤器",null,"0","02","是","1","1套/套","国产","C1425062100000004678","HCS02278","宁波博雅医疗器械有限公司","基础卫生材料","气管插管及附件","湿热交换器/过滤器","气管插管附件","不区分","常规"]
["00417384","国械注进20162084335","过滤器",null,"0","02","是","1","1个/个","进口","C1425062100000006823","J1158","柯惠医疗器材国际贸易（上海）有限公司","基础卫生材料","气管插管及附件","湿热交换器/过滤器","气管插管附件","不区分","常规"]
["00416498","苏械注准20252080456","一次性使用呼吸过滤器","--","0","02","是","1","1只/袋","国产","C1425062100000019290","HCS07336","江苏禾川医疗有限公司","基础卫生材料","气管插管及附件","湿热交换器/过滤器","气管插管附件","不区分","常规"]
["00418023","浙械注准20252081356","一次性使用呼吸过滤器",null,"0","02","是","1","1只/袋","国产","C1425062100000004670","HCS01266","浙江亿联康医疗科技有限公司","基础卫生材料","气管插管及附件","湿热交换器/过滤器","气管插管附件","不区分","常规"]
["00416574","湘械注准20252080419","一次性使用呼吸麻醉过滤器(人工鼻)",null,"0","02","是","1","1个/套","国产","C1425062100000024721","HCS10005","湖南恺迈舒霖医疗器械有限公司","基础卫生材料","气管插管及附件","湿热交换器/过滤器","气管插管附件","不区分","常规"]
["00418069","浙甬械备20230235","一次性肺功能仪用过滤嘴",null,"0","02","否","1","1套/套","国产","C1425062100000004678","HCS02278","宁波博雅医疗器械有限公司","基础卫生材料","气管插管及附件","湿热交换器/过滤器","气管插管附件","不区分","常规"]
["00418436","豫械注准20192080668","一次性使用气管插管套件",null,"0","02","是","1","1套/套","国产","C1425070040000004740","HCS00819","河南驼人贝斯特医疗器械有限公司","基础卫生材料","气管插管及附件","导管插管","导管","不区分","常规"]
["00416742","赣械注准20202080579","一次性使用麻醉面罩",null,"0","02","是","1","1套/套","国产","C1425082110000006001","HCS04187","江西格兰斯医疗器械有限公司","基础卫生材料","气管插管及附件","麻醉用气管插管及面罩","面罩","不区分","常规"]
["00407888","陕械注准20252080072","一次性使用麻醉面罩",null,"0","02","是","1","1只/只","国产","C1425082110000016645","HCS08508","陕西德康莆医疗科技有限公司","基础卫生材料","气管插管及附件","麻醉用气管插管及面罩","面罩","不区分","常规"]
["00419207","浙械注准20232082104","一次性使用气管插管导丝","--","--","02","是","1","1支/包","国产","C1425090000000412164","HCS03949","杭州川方至医疗器械有限公司","基础卫生材料","气管插管及附件","其他气管插管及附件","-","不区分","插管导丝"]
["00417533","国械注准20253070799","神经监护气管插管",null,"0","02","--","1","1套/盒","国产","C1425090000000124345","HCS10003","南京华远医疗科技有限公司","基础卫生材料","气管插管及附件","其他气管插管及附件","-","不区分","其他"]
["00416393","国械注准20253071134","神经监护气管插管",null,"1","02","是","1","1套/盒","国产","C1425090000000107708","HCS07824","南京科泰柯林医疗科技有限公司","基础卫生材料","气管插管及附件","其他气管插管及附件","-","不区分","其他"]
["00411637","赣械注准20172080005","一次性使用喉罩",null,"0","02","是","1","1支/支","国产","C1425090000000206001","HCS04187","江西格兰斯医疗器械有限公司","基础卫生材料","气管插管及附件","其他气管插管及附件","-","不区分","喉罩"]
["00416496","苏械注准20252080439","一次性使用喉罩","硅胶","0","02","是","1","1只/袋","国产","C1425090000000219290","HCS07336","江苏禾川医疗有限公司","基础卫生材料","气管插管及附件","其他气管插管及附件","-","不区分","喉罩"]
["00414478","粤械注准20252080615","一次性使用无菌喉罩",null,"0","02","是","1","1个/个","国产","C1425090000000221545","HCS08363","广东省宇莱特医疗器械有限公司","基础卫生材料","气管插管及附件","其他气管插管及附件","-","不区分","喉罩"]
["00418048","内械注准20252080005","一次性使用医用喉罩",null,"0","02","是","1","1套/套","国产","C1425090000000205457","HCS01077","英华融泰医疗科技股份有限公司","基础卫生材料","气管插管及附件","其他气管插管及附件","-","不区分","喉罩"]
["00418065","内械注准20252080010","一次性使用免充气喉罩气道导管",null,"0","02","是","1","1套/套","国产","C1425090000000205457","HCS01077","英华融泰医疗科技股份有限公司","基础卫生材料","气管插管及附件","其他气管插管及附件","-","不区分","喉罩"]
["00418068","浙甬械备20140060号","咬嘴",null,"0","02","否","1","1套/套","国产","C1425090000000304678","HCS02278","宁波博雅医疗器械有限公司","基础卫生材料","气管插管及附件","其他气管插管及附件","-","不区分","口垫"]
["00416365","苏泰械备20170266号","胃镜咬口",null,"0","02","否","1","1只/袋","国产","C1425090000000309006","HCS10180","泰州市绿元康医疗器械有限公司","基础卫生材料","气管插管及附件","其他气管插管及附件","-","不区分","口垫"]
["00416985","鄂汉械备20250195","咬嘴","聚乙烯等高分子材料","0","02","否","1","1个/袋","国产","C1425090000000324465","HCS09866","武汉普乐医疗科技有限公司","基础卫生材料","气管插管及附件","其他气管插管及附件","-","不区分","口垫"]
["00418047","闽械注准20252140109","一次性使用咬口","--","--",null,"--","1","1个/个","国产","C1425090000000319595","HCS09060","厦门星火微光医疗器械制造有限公司","基础卫生材料","气管插管及附件","其他气管插管及附件","-","不区分","口垫"]
["00418046","闽械注准20252140110","气管插管固定器","--","--",null,"--","1","1个/个","国产","C1425090000000319595","HCS09060","厦门星火微光医疗器械制造有限公司","基础卫生材料","气管插管及附件","其他气管插管及附件","-","不区分","口垫"]
["00418219","豫械注准20252140059","一次性使用喉镜片包","其他","0","02","是","1","1包/包","国产","C1425092190000518395","HCS09951","河南正华医疗科技有限公司","基础卫生材料","气管插管及附件","其他气管插管及附件","喉镜","不区分","喉镜"]
["00414695","国械注进20243140602","可吸收微孔多聚糖止血粉",null,"1","02","是","1","1支/包","进口","C1501042120200100913","J12989","海南益嘉源药业有限公司","止血防粘连材料","止血材料","粉","止血材料","淀粉（多聚糖）","预装/抑菌/质量＜2g"]
["00414694","国械注进20243140602","可吸收微孔多聚糖止血粉",null,"1","02","是","1","1支/包","进口","C1501042120200300913","J12989","海南益嘉源药业有限公司","止血防粘连材料","止血材料","粉","止血材料","淀粉（多聚糖）","预装/抑菌/质量≥3g"]
["00416911","国械注准20253130996","可吸收骨蜡",null,"--",null,"--","1","1片/袋","国产","C1501102120000308098","HCS01885","北京颐合恒瑞医疗科技有限公司","止血防粘连材料","止血材料","蜡","止血材料","不区分","非预装/规格≤2.5g"]
["00416918","国械注准20253131096","可吸收骨蜡",null,"1","02","是","1","1块/盒","国产","C1501102120000305159","HCS01391","陕西佰傲再生医学有限公司","止血防粘连材料","止血材料","蜡","止血材料","不区分","非预装/规格≤2.5g"]
["00416921","国械注准20253131096","可吸收骨蜡",null,"1","02","是","1","1块/盒","国产","C1501102120000405159","HCS01391","陕西佰傲再生医学有限公司","止血防粘连材料","止血材料","蜡","止血材料","不区分","非预装/规格>2.5g "]
["00416472","赣械注准20252140058","急救高岭土止血敷料","--","0","02","是","1","1个/包","国产","C1501112120000024728","HCS10011","江西如上生物科技有限公司","止血防粘连材料","止血材料","其他止血材料","止血材料","不区分","常规"]
["00416551","国械注准20193140927","一次性泵用输液器",null,"--","02","是","10","10支/盒","国产","C1601011020000113161","HCS04775","凯联医疗科技（上海）有限公司","注射穿刺类材料","注射器类","一次性使用注射器","注射器","不区分","胰岛素专用/带针"]
["00417504","湘械注准20242140908","一次性使用自锁型配药注射器",null,"--","02","是","1","1支/袋","国产","C1601011020000413310","HCS06095","湖南锦泓医疗科技有限公司","注射穿刺类材料","注射器类","一次性使用注射器","注射器","不区分","普通型/不带针"]
["00412321","津械注准20212140195","一次性使用配药用注射器",null,"--",null,"--","1","1支/支","国产","C1601011020000324236","HCS10024","天津美蓝医药科技有限公司","注射穿刺类材料","注射器类","一次性使用注射器","注射器","不区分","普通型/带针"]
["00416806","鲁械注准20252140094","一次性使用无菌配药注射器","--","--","02","是","1","1支/袋","国产","C1601011020000323835","HCS10097","山东硕华医疗器械有限公司","注射穿刺类材料","注射器类","一次性使用注射器","注射器","不区分","普通型/带针"]
["00416805","鲁械注准20242141025","一次性使用无菌低阻力配药注射器","--","--","02","是","1","1支/袋","国产","C1601011020000323835","HCS10097","山东硕华医疗器械有限公司","注射穿刺类材料","注射器类","一次性使用注射器","注射器","不区分","普通型/带针"]
["00416360","赣械注准20162140194","一次性使用无菌配药用注射针","不锈钢","0",null,"是","1","1支/袋","国产","C1603010320000006001","HCS04187","江西格兰斯医疗器械有限公司","注射穿刺类材料","动静脉、管腔室穿刺器","一次性使用注射针","注射针","不区分","常规"]
["00416359","国械注准20153141643","一次性使用无菌注射针",null,"0","02","是","1","1支/袋","国产","C1603010320000006001","HCS04187","江西格兰斯医疗器械有限公司","注射穿刺类材料","动静脉、管腔室穿刺器","一次性使用注射针","注射针","不区分","常规"]
["00416131","国械注准20253220682","一次性使用防针刺采血针",null,"1","02","是","1","1支/包","国产","C1603062150000112064","HCS07663","重庆医药集团威逊医疗科技有限公司","注射穿刺类材料","动静脉、管腔室穿刺器","静脉采血器","采血器","不区分","防针刺型"]
["00402804","国械注准20253140274","一次性使用植入式给药装置专用针",null,"1",null,"是","1","1个/只","国产","C1603090260000022294","HCS09723","青萃实业（上海）有限公司","注射穿刺类材料","动静脉、管腔室穿刺器","穿刺针","穿刺器","不区分","常规"]
["00419210","苏械注准20232020993","一次性使用穿刺器及套装","PC材质","1","02","是","1","1支/盒","国产","C1604010260000404638","HCS00288","常州威克医疗器械有限公司","注射穿刺类材料","内镜用穿刺器","穿刺器","穿刺器","不区分","带清洁环/不可视/多孔"]
["00416377","鲁械注准20252020133","一次性使用腹腔镜用穿刺器",null,"--","02","是","1","1支/袋","国产","C1604010260000511490","HCS02480","山东海迪科医用制品有限公司","注射穿刺类材料","内镜用穿刺器","穿刺器","穿刺器","不区分","不带清洁环/可视/单孔"]
["00416552","苏械注准20252020984","一次性使用单孔多通道穿刺器",null,"--","02","是","1","1个/盒","国产","C1604010260000511953","HCS02918","康晴（江苏）医疗科技有限公司","注射穿刺类材料","内镜用穿刺器","穿刺器","穿刺器","不区分","不带清洁环/可视/单孔"]
["00416373","鲁械注准20252020133","一次性使用腹腔镜用穿刺器",null,"--",null,"是","1","1支/袋","国产","C1604010260000711490","HCS02480","山东海迪科医用制品有限公司","注射穿刺类材料","内镜用穿刺器","穿刺器","穿刺器","不区分","不带清洁环/不可视/单孔"]
["00417317","苏械注准20252020958","一次性使用腹腔镜用穿刺器及套装",null,"--","02","是","1","1套/盒","国产","C1604010260000721161","HCS08370","江苏泰科博曼医疗器械有限公司","注射穿刺类材料","内镜用穿刺器","穿刺器","穿刺器","不区分","不带清洁环/不可视/单孔"]
["00418287","苏械注准20252021043","一次性使用腹腔镜用穿刺器","PC","0","02","是","1","1套/袋","国产","C1604010260000711834","HCS02713","江苏寒武纪医疗设备有限公司","注射穿刺类材料","内镜用穿刺器","穿刺器","穿刺器","不区分","不带清洁环/不可视/单孔"]
["00416594","苏械注准20212020612","一次性带过滤组件腹部穿刺器及套装","PC、06Cr19Ni10、硅胶、PVC","0","02","是","1","1套/套","国产","C1604010260000812144","HCS03731","江苏人冠医疗科技有限公司","注射穿刺类材料","内镜用穿刺器","穿刺器","穿刺器","不区分","不带清洁环/不可视/多孔"]
["00416253","津械注准20212020223","一次性使用腹腔镜用穿刺器","PC、TPU、硅胶","0","02","是","1","1套/袋","国产","C1604010260000809461","HCS02543","臻儒（天津）科技有限公司","注射穿刺类材料","内镜用穿刺器","穿刺器","穿刺器","不区分","不带清洁环/不可视/多孔"]
["00417481","赣械注准20252010077","套装式皮下组织旋切穿刺器",null,"1","02","是","1","1套/盒","国产","C1604010260000816045","HCS05243","江西鼎佑医疗科技有限公司","注射穿刺类材料","内镜用穿刺器","穿刺器","穿刺器","不区分","不带清洁环/不可视/多孔"]
["00416310","津械注准20212020223","一次性使用腹腔镜用穿刺器","PC、TPU、硅胶",null,"02","是","1","1套/袋","国产","C1604020260000309461","HCS02543","臻儒（天津）科技有限公司","注射穿刺类材料","内镜用穿刺器","穿刺套管","穿刺器","不区分","不带清洁环/带螺纹"]
["00408206","滇械注准20232140067","重组胶原蛋白修复凝胶",null,"--","04","否","5","5支/盒","国产","C1701012160100021781","HCS09463","云南雅琳医疗科技有限公司","功能性敷料","创口敷料","凝胶敷料","敷料","水凝胶","常规"]
["00408207","滇械注准20232140066","透明质酸凝胶敷料",null,"--","02","否","5","5支/盒","国产","C1701012160100021781","HCS09463","云南雅琳医疗科技有限公司","功能性敷料","创口敷料","凝胶敷料","敷料","水凝胶","常规"]
["00409869","藏械注准20242140007","重组胶原蛋白凝胶敷料",null,"0","02","否","1","1支/盒","国产","C1701012160100012096","HCS02971","西藏贝珠雅药业（集团）有限公司","功能性敷料","创口敷料","凝胶敷料","敷料","水凝胶","常规"]
["00417368","吉械注准20252140031","医用痔疮凝胶","--","--",null,"--","1","1支/支","国产","C1701012160100021032","HCS08081","吉林省恒瑞生物科技有限公司","功能性敷料","创口敷料","凝胶敷料","敷料","水凝胶","常规"]
["00416860","湘械注准20252140393","重组贻贝粘蛋白肛肠敷料","--","--",null,"--","1","1支/盒","国产","C1701012160100023394","HCS09409","湖南捷凯立医疗器械有限公司","功能性敷料","创口敷料","凝胶敷料","敷料","水凝胶","常规"]
["00415202","吉械注准20242140373","痔疮凝胶",null,"--",null,"--","1","1支/盒","国产","C1701012160100023055","HCS10091","吉林省隆通生物药业有限公司","功能性敷料","创口敷料","凝胶敷料","敷料","水凝胶","常规"]
["00416337","湘械注准20242141166","医用痔疮膏","--","--","02","是","1","1支/盒","国产","C1701012160100018469","HCS08365","湖南湘妃医疗器械有限公司","功能性敷料","创口敷料","凝胶敷料","敷料","水凝胶","常规"]
["00418392","湘械注准20252140369","贻贝粘蛋白肛肠敷料","--","--",null,"--","1","1支/盒","国产","C1701012160100023761","HCS09540","湖南慕凯医疗器械有限公司","功能性敷料","创口敷料","凝胶敷料","敷料","水凝胶","常规"]
["00416810","青械注准20252140015","医用痔疮凝胶","--","0","02","否","1","1支/盒","国产","C1701012160100024183","HCS10109","青海生命康成科技有限公司","功能性敷料","创口敷料","凝胶敷料","敷料","水凝胶","常规"]
["00416782","吉械注准20252090074","医用远红外治疗凝胶","聚乙烯复合材质","0","04","否","1","1支/支","国产","C1701012160100016290","HCS08830","吉林省苗捌奇生物科技有限公司","功能性敷料","创口敷料","凝胶敷料","敷料","水凝胶","常规"]
["00416618","闽械注准20242140123","水凝胶敷料","水凝胶","0",null,"--","1","1片/袋","国产","C1701012160100010674","HCS08001","福建宸润生物科技有限公司","功能性敷料","创口敷料","凝胶敷料","敷料","水凝胶","常规"]
["00417976","桂械注准20242140440","医用透明质酸钠创面护理凝胶",null,"--",null,"--","1","1支/盒","国产","C1701012160200023913","HCS09942","广西扬戈尔生物科技有限公司","功能性敷料","创口敷料","凝胶敷料","敷料","海藻酸钠凝胶","常规"]
["00416743","豫械注准20242140988","无菌软膏创口敷料",null,"--",null,"--","1","1盒/盒","国产","C1701012160500011746","HCS04879","河南省兴优医疗器械有限公司","功能性敷料","创口敷料","凝胶敷料","敷料","凡士林","常规"]
["00417286","滇械注准20242140035","医用液体敷料",null,"--",null,"--","1","1支/盒","国产","C1701022160200021105","HCS08192","云南雅泉生物科技有限公司","功能性敷料","创口敷料","液体敷料","敷料","硅凝胶液体","常规"]
["00418011","晋械注准20232140120","重组胶原蛋白液体修复敷料",null,"0","04","否","1","1支/盒","国产","C1701022160400003884","HCS01156","山西康必健医疗科技股份有限公司","功能性敷料","创口敷料","液体敷料","敷料","高分子聚合物液体","常规"]
["00407372","湘械注准20252140240","医用海藻糖皮肤创面敷料",null,"0","02","是","5","5片/盒","国产","C1701022160400021500","HCS09727","湖南敷尔斯生物医药有限公司","功能性敷料","创口敷料","液体敷料","敷料","高分子聚合物液体","常规"]
["00414396","湘械注准20242140563","医用重组胶原蛋白复合溶液",null,"--",null,"--","1","1支/支","国产","C1701022160400015967","HCS06356","湖南新谐康医疗器械有限公司","功能性敷料","创口敷料","液体敷料","敷料","高分子聚合物液体","常规"]
["00417406","湘械注准20232140736","医用透明质酸钠敷料",{"$nulls":3},"-","1","1瓶/盒","国产","C1701022160400019514","HCS09961","湖南嘉晗医疗器械有限公司","功能性敷料","创口敷料","液体敷料","敷料","高分子聚合物液体","常规"]
["00416849","晋械注准20252140094","医用重组贻贝粘蛋白修护敷料","--","0","02","是","1","1瓶/瓶","国产","C1701022160400012100","HCS01076","临汾市侯马经济开发区赛凌医药科技有限公司","功能性敷料","创口敷料","液体敷料","敷料","高分子聚合物液体","常规"]
["00416345","湘械注准20232140304","透明质酸钠敷贴","--","--","02","是","5","5片/盒","国产","C1701022160400018469","HCS08365","湖南湘妃医疗器械有限公司","功能性敷料","创口敷料","液体敷料","敷料","高分子聚合物液体","常规"]
["00414125","渝械注准20252140127","医用创面护理软膏",null,"0","02","否","1","1支/盒","国产","C1701022160400024182","HCS08769","领唐（重庆）实业发展有限公司","功能性敷料","创口敷料","液体敷料","敷料","高分子聚合物液体","常规"]
["00416436","鄂械注准20252145505","皮肤修复液体敷料","--","--",null,"--","1","1瓶/瓶","国产","C1701022160400017024","HCS07469","武汉九州邦医药科技有限公司","功能性敷料","创口敷料","液体敷料","敷料","高分子聚合物液体","常规"]
["00416935","苏械注准20252140144","医用生物多糖冲洗胶液",null,"0","02","是","1","1盒/盒","国产","C1701022160400024737","HCS10232","苏州复大生物医学科技有限公司","功能性敷料","创口敷料","液体敷料","敷料","高分子聚合物液体","常规"]
["00417520","湘械注准20252140363","医用透明质酸钠敷料",null,"--","02","是","1","1瓶/盒","国产","C1701022160400023454","HCS09425","湖南莫尼医疗器械有限公司","功能性敷料","创口敷料","液体敷料","敷料","高分子聚合物液体","常规"]
["00416783","苏械注准20252140732","喷剂敷料",null,"--",null,"--","1","1瓶/瓶","国产","C1701022160400006018","HCS05094","江苏通恒医疗制品有限公司","功能性敷料","创口敷料","液体敷料","敷料","高分子聚合物液体","常规"]
["00418393","湘械注准20252140155","贻贝粘蛋白液体敷料","--","--","02","是","1","1瓶/盒","国产","C1701022160400023761","HCS09540","湖南慕凯医疗器械有限公司","功能性敷料","创口敷料","液体敷料","敷料","高分子聚合物液体","常规"]
["00416840","琼械注准20252140046","医用头部修护敷料",null,"0","02","是","1","1盒/盒","国产","C1701022160400020845","HCS07723","海南中升健康发展有限公司","功能性敷料","创口敷料","液体敷料","敷料","高分子聚合物液体","常规"]
["00416857","湘械注准20252140444","医用生物胶液",null,"--",null,"--","1","1瓶/盒","国产","C1701022160400023165","HCS09410","湘潭凯思医疗器械有限公司","功能性敷料","创口敷料","液体敷料","敷料","高分子聚合物液体","常规"]
["00417093","皖械注准20252140042","医用冲洗胶液",null,"--","02","是","1","1袋/袋","国产","C1701042160700012391","HCS01454","合肥市清润药业有限公司","功能性敷料","创口敷料","水胶体敷料","敷料","羧甲基纤维素钠","常规"]
["00418024","湘械注准20252140364","医用等渗生物胶液","--","--","02","是","1","1套/套","国产","C1701042160700024574","HCS10252","长沙中才医疗科技有限公司","功能性敷料","创口敷料","水胶体敷料","敷料","羧甲基纤维素钠","常规"]
["00418192","粤械注准20252140127","水胶体敷料","--","0","02","是","10","10片/盒","国产","C1701042160700024666","HCS10040","深圳市优科医疗器械有限公司","功能性敷料","创口敷料","水胶体敷料","敷料","羧甲基纤维素钠","常规"]
["00414859","浙械注准20192140373","甲壳素无菌敷贴",null,"0","02","是","1","1片/包","国产","C1701052160100002903","HCS01381","浙江省淳安县人和医疗用品工贸有限公司","功能性敷料","创口敷料","纤维敷料","敷料","藻酸盐及其他","常规"]
["00416336","闽械注准20252140036","藻酸盐自粘敷料",null,"0","02","是","10","10片/盒","国产","C1701052160100010674","HCS08001","福建宸润生物科技有限公司","功能性敷料","创口敷料","纤维敷料","敷料","藻酸盐及其他","常规"]
["00416608","闽械注准20242140122","无菌敷料","亲水性纤维","0",null,"--","1","1片/袋","国产","C1701052160300010674","HCS08001","福建宸润生物科技有限公司","功能性敷料","创口敷料","纤维敷料","敷料","亲水性纤维","常规"]
["00416606","闽械注准20242140039","聚氨酯泡沫敷料","亲水性纤维","0",null,"--","1","1片/袋","国产","C1701052160300010674","HCS08001","福建宸润生物科技有限公司","功能性敷料","创口敷料","纤维敷料","敷料","亲水性纤维","常规"]
["00417361","苏械注准20252140827","细菌纤维素伤口护理套装",null,"0","02","是","1","1套/盒","国产","C1701052160400005767","HCS01342","苏州汇涵医用科技发展有限公司","功能性敷料","创口敷料","纤维敷料","敷料","高分子材料","常规"]
["00404764","粤械注准20242141002","生物纤维素敷料",null,"0",null,"--","1","1片/片","国产","C1701052160600023169","HCS09398","深圳柏垠医疗科技有限公司","功能性敷料","创口敷料","纤维敷料","敷料","无纺布","常规"]
["00417168","国械注准20173143345","泡沫敷料","聚氨酯","0","02","是","1","1片/袋","国产","C1701062160100004740","HCS00819","河南驼人贝斯特医疗器械有限公司","功能性敷料","创口敷料","泡沫敷料","敷料","聚氨酯及其他","常规"]
["00418370","沪械注准20252140133","聚氨酯泡沫敷料","--","--",null,"是","1","1片/片","国产","C1701062160100022072","HCS09161","上海宏钰医疗科技有限公司","功能性敷料","创口敷料","泡沫敷料","敷料","聚氨酯及其他","常规"]
["00415619","粤械注准20212140684","聚氨酯泡沫敷料",null,null,"02","是","1","1片/袋","国产","C1701062160100016199","HCS10163","东莞泰康泡绵有限公司","功能性敷料","创口敷料","泡沫敷料","敷料","聚氨酯及其他","常规"]
["00417990","湘械注准20222141619","泡沫敷料","--","0",null,"--","1","1片/袋","国产","C1701062160100014895","HCS04890","湖南达丰医疗科技有限公司","功能性敷料","创口敷料","泡沫敷料","敷料","聚氨酯及其他","常规"]
["00418421","黑械注准20232140090","医用透明质酸钠修复贴",null,"0","02","否","1","1盒/盒","国产","C1701072160500022665","HCS09571","哈尔滨镕信生物技术发展有限公司","功能性敷料","创口敷料","隔离敷料","敷料","聚酯无纺布及其他","常规"]
["00414122","渝械注准20252140120","壳聚糖液体敷料",null,"0","02","是","1","1瓶/盒","国产","C1701082160200022634","HCS08769","领唐（重庆）实业发展有限公司","功能性敷料","创口敷料","生物敷料","敷料","壳聚糖","常规"]
["00414123","渝械注准20252140071","医用壳聚糖创面敷料",null,"--",null,"--","1","1片/包","国产","C1701082160200022634","HCS08769","领唐（重庆）实业发展有限公司","功能性敷料","创口敷料","生物敷料","敷料","壳聚糖","常规"]
["00417158","鲁械注准20242140545","医用修复凝胶",null,"--",null,"--","1","1支/盒","国产","C1701082160200006637","HCS00804","青岛博益特生物材料股份有限公司","功能性敷料","创口敷料","生物敷料","敷料","壳聚糖","常规"]
["00417451","鲁械注准20242140616","伤口愈合敷料","--","--",null,"--","7","7片/盒","国产","C1701082160200006637","HCS00804","青岛博益特生物材料股份有限公司","功能性敷料","创口敷料","生物敷料","敷料","壳聚糖","常规"]
["00417557","黔械注准20252140076","无菌软膏创口敷料","无菌软膏创口敷料由无机硅酸盐颗粒(又名生物玻璃)、白凡士林、液状石蜡、苯氧乙醇、单硬脂酸甘油酯和鲸蜡硬脂醇组成","0","02","是","1","1支/盒","国产","C1701082160400024920","HCS10102","贵州沙多普生物科技有限公司","功能性敷料","创口敷料","生物敷料","敷料","活性玻璃","常规"]
["00419165","吉械注准20242140555","医用重组胶原蛋白修复贴","--","--","02","是","1","1盒/盒","国产","C1701082160500023012","HCS09565","四平鸿鑫生物科技有限公司","功能性敷料","创口敷料","生物敷料","敷料","胶原蛋白","常规"]
["00419163","吉械注准20242140554","医用重组胶原蛋白修复敷料","--","--","02","是","1","1盒/盒","国产","C1701082160500023012","HCS09565","四平鸿鑫生物科技有限公司","功能性敷料","创口敷料","生物敷料","敷料","胶原蛋白","常规"]
["00419164","吉械注准20242140494","医用重组胶原蛋白液体敷料","--","--","02","是","1","1盒/盒","国产","C1701082160500023012","HCS09565","四平鸿鑫生物科技有限公司","功能性敷料","创口敷料","生物敷料","敷料","胶原蛋白","常规"]
["00414103","湘械注准20242140424","医用创面护理膏",null,"--","04","是","1","1支/支","国产","C1701082160500013931","HCS05179","湖南紫晶汇康生物医药集团有限公司","功能性敷料","创口敷料","生物敷料","敷料","胶原蛋白","常规"]
["00417298","滇械注准20242140039","医用重组胶原蛋白敷贴","--","--",null,"--","5","5片/盒","国产","C1701082160500021105","HCS08192","云南雅泉生物科技有限公司","功能性敷料","创口敷料","生物敷料","敷料","胶原蛋白","常规"]
["00416892","鲁械注准20252140209","重组胶原蛋白鼻腔黏膜护理敷料","产品由喷雾器和产品溶液两部分组成。喷雾器由高密度聚乙烯瓶、 聚丙烯喷雾剂泵组成；产品溶液由重组胶原蛋白、戊二醇、羧甲基纤维素钠、甘油、 氯化钠、磷酸氢二钠、磷酸二氢钠、山梨酸钾和纯化水组成；以非无菌形式提供。","0","04","否","1","1瓶/盒","国产","C1701082160500010538","HCS01158","山东星之诚生物科技有限公司","功能性敷料","创口敷料","生物敷料","敷料","胶原蛋白","常规"]
["00416330","闽械注准20242140151","重组胶原蛋白创面敷料",null,"0","02","是","5","5袋/盒","国产","C1701082160500010674","HCS08001","福建宸润生物科技有限公司","功能性敷料","创口敷料","生物敷料","敷料","胶原蛋白","常规"]
["00416332","闽械注准20252140048","重组胶原蛋白液体敷料","胶原蛋白","0","02","是","10","10瓶/盒","国产","C1701082160500010674","HCS08001","福建宸润生物科技有限公司","功能性敷料","创口敷料","生物敷料","敷料","胶原蛋白","常规"]
["00416439","鲁械注准20252140333","医用透明质酸钠修复贴",null,"0","02","是","5","5片/盒","国产","C1701082160500011490","HCS02480","山东海迪科医用制品有限公司","功能性敷料","创口敷料","生物敷料","敷料","胶原蛋白","常规"]
["00416675","鄂械注准20252145508","重组胶原蛋白复配液体敷料",null,"--","02","是","1","1盒/盒","国产","C1701082160500019724","HCS06943","湖北翎美生物科技有限公司","功能性敷料","创口敷料","生物敷料","敷料","胶原蛋白","常规"]
["00416769","吉械注准20252140205","医用重组胶原蛋白疤痕修复凝胶",null,"--",null,"--","1","1支/支","国产","C1701082160500016290","HCS08830","吉林省苗捌奇生物科技有限公司","功能性敷料","创口敷料","生物敷料","敷料","胶原蛋白","常规"]
["00417301","黑械注准20232140081","重组胶原蛋白透明质酸钠修复敷料",null,"0","02","是","1","1瓶/盒","国产","C1701082160500019299","HCS10242","哈尔滨万敷优美科技开发有限公司","功能性敷料","创口敷料","生物敷料","敷料","胶原蛋白","常规"]
["00416672","鄂械注准20252145581","重组胶原蛋白溶液",null,"--","02","是","1","1支/支","国产","C1701082160500019724","HCS06943","湖北翎美生物科技有限公司","功能性敷料","创口敷料","生物敷料","敷料","胶原蛋白","常规"]
["00416674","鄂械注准20232144553","重组胶原蛋白液体敷料",null,"--",null,"--","1","1支/支","国产","C1701082160500019724","HCS06943","湖北翎美生物科技有限公司","功能性敷料","创口敷料","生物敷料","敷料","胶原蛋白","常规"]
["00416773","吉械注准20252140158","医用重组胶原蛋白修复液","聚乙烯","0","02","是","1","1瓶/瓶","国产","C1701082160500016290","HCS08830","吉林省苗捌奇生物科技有限公司","功能性敷料","创口敷料","生物敷料","敷料","胶原蛋白","常规"]
["00416778","吉械注准20252140075","医用重组胶原蛋白抗过敏鼻炎凝胶","聚乙烯","--",null,"--","1","1支/支","国产","C1701082160500016290","HCS08830","吉林省苗捌奇生物科技有限公司","功能性敷料","创口敷料","生物敷料","敷料","胶原蛋白","常规"]
["00417448","湘械注准20242140338","医用重组胶原蛋白护理液","--","--",null,"--","1","1瓶/盒","国产","C1701082160500019514","HCS09961","湖南嘉晗医疗器械有限公司","功能性敷料","创口敷料","生物敷料","敷料","胶原蛋白","常规"]
["00417303","黑械注准20222140083","医用重组Ⅲ型人源化胶原蛋白修复敷料",null,"0","02","是","5","5片/盒","国产","C1701082160500019299","HCS10242","哈尔滨万敷优美科技开发有限公司","功能性敷料","创口敷料","生物敷料","敷料","胶原蛋白","常规"]
["00418187","粤械注准20252140581","重组胶原蛋白液体敷料","--","--",null,"--","1","1片/袋","国产","C1701082160500009223","HCS00108","广州创尔生物技术股份有限公司","功能性敷料","创口敷料","生物敷料","敷料","胶原蛋白","常规"]
["00417164","川械注准20242140154","重组胶原蛋白敷料",null,"0","02","是","5","5片/盒","国产","C1701082160500001628","HCS00063","成都青山利康药业股份有限公司（原成都青山利康药业有限公司）","功能性敷料","创口敷料","生物敷料","敷料","胶原蛋白","常规"]
["00408209","滇械注准20232140070","疤痕修复凝胶",null,"0","02","否","1","1支/盒","国产","C1702012160100021781","HCS09463","云南雅琳医疗科技有限公司","功能性敷料","疤痕敷料","凝胶疤痕修复材料","敷料","硅凝胶","常规"]
["00415622","粤械注准20232141394","硅凝胶疤痕修复贴",null,"0","04","否","1","1片/袋","国产","C1702012160100016199","HCS10163","东莞泰康泡绵有限公司","功能性敷料","疤痕敷料","凝胶疤痕修复材料","敷料","硅凝胶","常规"]
["00416852","晋械注准20252140064","重组胶原蛋白疤痕凝胶","--","0","02","是","1","1支/支","国产","C1702012160100012100","HCS01076","临汾市侯马经济开发区赛凌医药科技有限公司","功能性敷料","疤痕敷料","凝胶疤痕修复材料","敷料","硅凝胶","常规"]
["00416506","桂械注准20252140134","医用硅酮疤痕修复凝胶","--","0","04","否","1","1支/盒","国产","C1702012160300022802","HCS09519","广西维美生物科技有限公司","功能性敷料","疤痕敷料","凝胶疤痕修复材料","敷料","硅酮胶","常规"]
["00416437","鄂械注准20252145514","医用硅酮疤痕凝胶","--","--",null,"--","1","1支/盒","国产","C1702012160300017024","HCS07469","武汉九州邦医药科技有限公司","功能性敷料","疤痕敷料","凝胶疤痕修复材料","敷料","硅酮胶","常规"]
["00416772","吉械注准20252140037","医用疤痕修复液","--","--",null,"--","1","1瓶/瓶","国产","C1702022160000016290","HCS08830","吉林省苗捌奇生物科技有限公司","功能性敷料","疤痕敷料","液体疤痕修复材料","敷料","不区分","常规"]
["00416301","湘械注准20222141158","医用疤痕敷料",null,"--","04","否","1","1支/盒","国产","C1702032160000018469","HCS08365","湖南湘妃医疗器械有限公司","功能性敷料","疤痕敷料","软膏疤痕修复材料","敷料","不区分","常规"]
["00407752","豫械注准20252140193","医用无菌纱布绷带",null,"0","02","是","1","1卷/包","国产","C1703012160100018695","J9460","中环医疗科技（河南）有限公司","功能性敷料","包扎敷料","绷带","敷料","纱布","常规"]
["00416593","豫械注准20252140189","医用纱布绷带","--","0","02","是","1","1卷/包","国产","C1703012160100014079","HCS04215","河南安得医疗科技有限公司","功能性敷料","包扎敷料","绷带","敷料","纱布","常规"]
["00417153","晋吕械备20250008","医用降温绷带","--","--",null,"--","1","1包/包","国产","C1703012160100014831","HCS04646","太原生科医疗器械有限公司","功能性敷料","包扎敷料","绷带","敷料","纱布","常规"]
["00416445","沪青械备20240031","弹力套","复合透气弹力无纺布","0","02","否","1","1条/袋","国产","C1703012160200023754","HCS09756","护舒康医疗科技（上海）有限公司","功能性敷料","包扎敷料","绷带","敷料","无纺布","常规"]
["00417561","赣吉械备20250013","自粘绷带","--","--",null,"--","1","1卷/卷","国产","C1703012160200024304","HCS09867","江西源洪医疗科技发展有限公司","功能性敷料","包扎敷料","绷带","敷料","无纺布","常规"]
["00417154","豫长械备20160015号","粘胶型石膏绷带",null,"0","02","-","1","1卷/卷","国产","C1703012160400005689","HCS00612","新乡市华西卫材有限公司","功能性敷料","包扎敷料","绷带","敷料","天然石膏","常规"]
["00414377","豫长械备20170080号","石膏绷带(粘胶型)",{"$nulls":3},"-","1","1个/包","国产","C1703012160400001796","HCS03370","河南瑞科医疗器械有限公司","功能性敷料","包扎敷料","绷带","敷料","天然石膏","常规"]
["00416520","湘械注准20242141056","医用护理霜","--","--",null,"--","1","1瓶/盒","国产","C1704010000000015758","HCS07193","湖南天根乐微君科技有限公司","功能性敷料","其他敷料","其他敷料","-","不区分","其他"]
["00416390","吉械注准20252140215","医用护眼敷料","--","--",null,"--","1","1盒/盒","国产","C1704010000000011566","HCS04303","吉林省国大生物制药有限公司","功能性敷料","其他敷料","其他敷料","-","不区分","其他"]
["00416809","青械注准20252140014","抗鼻腔过敏凝胶","--","--","02","否","1","1支/盒","国产","C1704010000000024183","HCS10109","青海生命康成科技有限公司","功能性敷料","其他敷料","其他敷料","-","不区分","其他"]
["00417417","吉械注准20252140182","医用β-葡聚糖皮肤修护敷料","--","--",null,"--","1","1瓶/瓶","国产","C1704010000000021645","HCS08774","吉林省双欣医疗器械有限公司","功能性敷料","其他敷料","其他敷料","-","不区分","其他"]
["00417413","吉械注准20252140304","抗鼻腔过敏敷料","--","--",null,"--","1","1瓶/瓶","国产","C1704010000000021645","HCS08774","吉林省双欣医疗器械有限公司","功能性敷料","其他敷料","其他敷料","-","不区分","其他"]
["00417420","吉械注准20252140217","医用水凝胶眼贴","--","--",null,"--","1","1片/片","国产","C1704010000000021645","HCS08774","吉林省双欣医疗器械有限公司","功能性敷料","其他敷料","其他敷料","-","不区分","其他"]
["00416581","鄂械注准20232164362","医用护眼贴",null,null,"02","是","1","1片/片","国产","C1704010000000013989","HCS10188","湖北李时珍现代生物医药集团有限公司","功能性敷料","其他敷料","其他敷料","-","不区分","其他"]
["00401322","晋械注准20242060081","医用射线防护剂",null,"0","04","否","1","1支/盒","国产","C1704012210000221686","HCS08540","山西康必健医药集团有限公司","功能性敷料","其他敷料","其他敷料","射线防护","不区分","射线防护"]
["00417165","湘械注准20252060126","医用皮肤防护剂","--","--",null,"--","1","1瓶/盒","国产","C1704012210000214989","HCS05153","湖南银华棠医药科技有限公司","功能性敷料","其他敷料","其他敷料","射线防护","不区分","射线防护"]
["00418230","湘械注准20242061332","医用射线防护喷剂","--","--","04","--","1","1瓶/瓶","国产","C1704012210000213931","HCS05179","湖南紫晶汇康生物医药集团有限公司","功能性敷料","其他敷料","其他敷料","射线防护","不区分","射线防护"]
["00416303","湘械注准20242141292","医用人体润滑剂",null,"--","02","是","1","1支/盒","国产","C1704012230000418469","HCS08365","湖南湘妃医疗器械有限公司","功能性敷料","其他敷料","其他敷料","润滑剂","不区分","润滑剂"]
["00410094","晋械注准20202180074","壳聚糖妇科凝胶",null,"0","02","否","1","1支/支","国产","C1704012220000303884","HCS01156","山西康必健医疗科技股份有限公司","功能性敷料","其他敷料","其他敷料","妇科护理","不区分","妇科护理"]
["00416367","苏械注准20242181652","无菌交联透明质酸钠凝胶",null,"0","02","是","1","1盒/盒","国产","C1704012220000301979","HCS00923","常州百瑞吉生物医药股份有限公司","功能性敷料","其他敷料","其他敷料","妇科护理","不区分","妇科护理"]
["00416302","湘械注准20232180389","医用妇科凝胶","--","0","02","是","1","1支/盒","国产","C1704012220000318469","HCS08365","湖南湘妃医疗器械有限公司","功能性敷料","其他敷料","其他敷料","妇科护理","不区分","妇科护理"]
["00416341","湘械注准20222181492","抗HPV生物功能敷料","--","--","04","否","1","1支/盒","国产","C1704012220000318469","HCS08365","湖南湘妃医疗器械有限公司","功能性敷料","其他敷料","其他敷料","妇科护理","不区分","妇科护理"]
["00416508","桂械注准20252180155","医用妇科凝胶",null,"0","02","否","1","1支/盒","国产","C1704012220000322802","HCS09519","广西维美生物科技有限公司","功能性敷料","其他敷料","其他敷料","妇科护理","不区分","妇科护理"]
["00415206","吉械注准20242180349","医用妇科液体敷料",null,"--",null,"--","1","1瓶/盒","国产","C1704012220000323055","HCS10091","吉林省隆通生物药业有限公司","功能性敷料","其他敷料","其他敷料","妇科护理","不区分","妇科护理"]
["00416435","鄂械注准20252185487","医用妇科凝胶",null,"--",null,"--","6","6支/盒","国产","C1704012220000317024","HCS07469","武汉九州邦医药科技有限公司","功能性敷料","其他敷料","其他敷料","妇科护理","不区分","妇科护理"]
["00417988","湘械注准20222181553","抗HPV生物蛋白敷料","--","--","02","否","1","1支/袋","国产","C1704012220000314895","HCS04890","湖南达丰医疗科技有限公司","功能性敷料","其他敷料","其他敷料","妇科护理","不区分","妇科护理"]
["00417989","湘械注准20222181151","卡波姆阴道填塞凝胶","--","--","02","--","1","1支/袋","国产","C1704012220000314895","HCS04890","湖南达丰医疗科技有限公司","功能性敷料","其他敷料","其他敷料","妇科护理","不区分","妇科护理"]
["00416774","吉械注准20252140108","医用妇科液体敷料","聚乙烯","0","04","否","1","1盒/盒","国产","C1704012220000316290","HCS08830","吉林省苗捌奇生物科技有限公司","功能性敷料","其他敷料","其他敷料","妇科护理","不区分","妇科护理"]
["00416776","吉械注准20242180735","β-葡聚糖阴道凝胶","聚乙烯","0","02","否","1","1盒/盒","国产","C1704012220000316290","HCS08830","吉林省苗捌奇生物科技有限公司","功能性敷料","其他敷料","其他敷料","妇科护理","不区分","妇科护理"]
["00416438","鄂械注准20252185534","医用妇科敷料","--","--",null,"--","1","1瓶/瓶","国产","C1704012220000317024","HCS07469","武汉九州邦医药科技有限公司","功能性敷料","其他敷料","其他敷料","妇科护理","不区分","妇科护理"]
["00416531","国械注准20163131609","医用胶原充填剂",null,"1","02","否","1","1支/盒","国产","C0607040000000011370","HCS06913","斐缦（长春）医药生物科技有限责任公司","人工器官、组织及配套材料","人体器官填充材料","其他器官填充材料","-","不区分","常规"]
["00416412","国械注准20253170142","患者匹配式增材制造颌面假体",null,"1","02","否","1","1个/袋","国产","C0701010890200200198","HCS10214","福建中科康钛材料科技有限公司","口腔材料","颌面整复材料","颌面接骨板","内固定材料","合金","锁定"]
["00417522","国械注准20233130287","钛网板系统","--","1","02","否","1","1块/袋","国产","C0701040810100105610","HCS00062","深圳市沃尔德外科医疗器械技术有限公司","口腔材料","颌面整复材料","钛网","修复材料","纯钛","普通"]
["00416460","国械注准20253131101","聚乳酸面部填充剂","--","1","02","是","1","1瓶/盒","国产","C0701050810600309124","HCS00027","乐普（北京）医疗器械股份有限公司","口腔材料","颌面整复材料","面部重建植入物","修复材料","透明质酸钠及其他","鼻/修复材料 /可吸收"]
["00417288","国械注准20253131017","注射用面部胶原蛋白植入剂",null,"1","02","是","1","1支/盒","国产","C0701050810600315892","HCS05287","浙江珂瑞康生物医疗科技有限公司","口腔材料","颌面整复材料","面部重建植入物","修复材料","透明质酸钠及其他","鼻/修复材料 /可吸收"]
["00416631","国械注准20253130898","注射用透明质酸钠溶液","--","1","02","是","1","1盒/盒","国产","C0701050810600924372","HCS09865","海雅美生物技术（珠海）有限公司","口腔材料","颌面整复材料","面部重建植入物","修复材料","透明质酸钠及其他","颧骨 /修复材料 /可吸收"]
["00416127","国械注进20253130026","含利多卡因注射用交联透明质酸钠凝胶","--","1","02","是","4","4支/盒","进口","C0701050810602123532","J12810","欣可丽美学（杭州）供应链管理有限公司","口腔材料","颌面整复材料","面部重建植入物","修复材料","透明质酸钠及其他","下颌角/修复材料 /可吸收"]
["00416633","国械注准20253131239","注射用透明质酸钠溶液","--","1","02","是","1","1盒/盒","国产","C0701050810603324372","HCS09865","海雅美生物技术（珠海）有限公司","口腔材料","颌面整复材料","面部重建植入物","修复材料","透明质酸钠及其他","上颌骨/修复材料 /可吸收"]
["00418052","国械注准20253130894","注射用透明质酸钠复合溶液",null,"1","02","是","1","1支/盒","国产","C0701050810603311602","HCS00015","华熙生物科技股份有限公司（原华熙福瑞达生物医药有限公司）","口腔材料","颌面整复材料","面部重建植入物","修复材料","透明质酸钠及其他","上颌骨/修复材料 /可吸收"]
["00416091","国械注准20243171343","牙种植体系统-种植体",null,"--",null,"--","1","1只/只","国产","C0702011370100121842","HCS10170","浙江卓仕优医疗器械有限公司","口腔材料","口腔种植修复材料","种植体","种植体","纯钛","牙种植体/内连接"]
["00417255","国械注准20243172529","个性化基台及螺钉","--","--",null,"--","1","1个/盒","国产","C0702021380100116877","HCS06723","广东安特齿科有限公司","口腔材料","口腔种植修复材料","修复基台及配件","基台","合金","螺丝固位/直基台"]
["00416196","国械注准20243171343","牙种植体系统-愈合基台","--","--",null,"--","1","1只/只","国产","C0702031380100021842","HCS10170","浙江卓仕优医疗器械有限公司","口腔材料","口腔种植修复材料","愈合基台","基台","合金","常规"]
["00416513","国械注准20253170976","可吸收生物膜",null,"1","02","是","1","1片/盒","国产","C0702060810100012245","HCS03575","博纳格科技（天津）有限公司","口腔材料","口腔种植修复材料","屏障膜","修复材料","天然","常规"]
["00418272","渝械注准20242170106","定制式牙科种植用导板","02-树脂","--",null,"--","1","1个/盒","国产","C0702081370000114229","HCS04854","重庆态美医疗器械有限公司","口腔材料","口腔种植修复材料","口腔种植导板","种植体","不区分","全程导板/放射导板"]
["00418280","渝械注准20242170106","定制式牙科种植用导板","--","--",null,"--","1","1个/盒","国产","C0702081370000214229","HCS04854","重庆态美医疗器械有限公司","口腔材料","口腔种植修复材料","口腔种植导板","种植体","不区分","全程导板/修复性导板"]
["00409107","渝械注准20242170106","定制式牙科种植用导板",null,"--",null,"--","1","1个/盒","国产","C0702081370000414229","HCS04854","重庆态美医疗器械有限公司","口腔材料","口腔种植修复材料","口腔种植导板","种植体","不区分","半程导板/修复性导板"]
["00417388","粤械注准20252170367","一次性无菌机用根管锉",null,"0","02","是","1","1盒/盒","国产","C0703011400000110779","HCS00825","深圳速航科技股份有限公司","口腔材料","根管材料","机用锉","根管材料","不区分","连续旋转"]
["00417353","粤械注准20252170367","一次性无菌机用根管锉",null,"0","02","是","1","1盒/盒","国产","C0703011400000210779","HCS00825","深圳速航科技股份有限公司","口腔材料","根管材料","机用锉","根管材料","不区分","往复旋转"]
["00415831","苏通械备20200004号","粘固粉充填器",null,"0","04","否","10","10把/盒","国产","C0703021400000115209","HCS10190","伟荣医疗器械海门有限公司","口腔材料","根管材料","根管预备辅助材料","根管材料","不区分","手锉"]
["00417455","粵深械备20230554","牙用充填器",null,"0","04","否","1","1盒/盒","国产","C0703021400000110779","HCS00825","深圳速航科技股份有限公司","口腔材料","根管材料","根管预备辅助材料","根管材料","不区分","手锉"]
["00416715","粤械注准20252170363","一次性无菌根管锉",null,"0","02","是","1","1盒/盒","国产","C0703021400000110779","HCS00825","深圳速航科技股份有限公司","口腔材料","根管材料","根管预备辅助材料","根管材料","不区分","手锉"]
["00417460","粤深械备20231282","牙科吸潮纸尖",null,"0","02","否","1","1盒/盒","国产","C0703021400000610779","HCS00825","深圳速航科技股份有限公司","口腔材料","根管材料","根管预备辅助材料","根管材料","不区分","吸潮纸尖"]
["00417456","粤深械备20250523","一次性使用牙科冲洗针",null,"0","02","否","30","30个/盒","国产","C0703031400000010779","HCS00825","深圳速航科技股份有限公司","口腔材料","根管材料","根管冲洗消毒材料","根管材料","不区分","常规"]
["00416292","国械注准20173174482","根管充填材料",null,"0","04","否","1","1盒/盒","国产","C0703041400000108692","HCS00181","武汉大学口腔医学院口腔药物材料厂","口腔材料","根管材料","根管充填材料","根管材料","不区分","冷充填"]
["00419162","吉械注准20242170493","医用牙齿脱敏膏","--","0","02","否","1","1盒/盒","国产","C0705041430000023012","HCS09565","四平鸿鑫生物科技有限公司","口腔材料","牙体材料","脱敏剂","牙体材料","不区分","常规"]
["00416299","鄂械注准20122171149","牙科脱敏糊剂",null,"0","04","否","1","1瓶/瓶","国产","C0705041430000008692","HCS00181","武汉大学口腔医学院口腔药物材料厂","口腔材料","牙体材料","脱敏剂","牙体材料","不区分","常规"]
["00416348","湘械注准20232170144","牙科脱敏剂","--","1","02","是","1","1支/盒","国产","C0705041430000018469","HCS08365","湖南湘妃医疗器械有限公司","口腔材料","牙体材料","脱敏剂","牙体材料","不区分","常规"]
["00416434","鄂械注准20182172574","定制式固定义齿","金属合金","0","04","否","1","1个/盒","国产","C0706011440100110846","HCS07880","湖北凯美特医疗器械有限公司","口腔材料","修复体制作材料","修复体制作材料","义齿材料","金属合金","牙冠"]
["00384785","鄂械注准20222173945","定制式固定义齿",null,"0","04","否","1","1个/个","国产","C0706011440100222645","HCS08805","武汉嘉杭科技有限公司","口腔材料","修复体制作材料","修复体制作材料","义齿材料","金属合金","基托"]
["00384787","鄂械注准20222173962","定制式活动义齿",null,"0","04","否","1","1个/个","国产","C0706011440100222645","HCS08805","武汉嘉杭科技有限公司","口腔材料","修复体制作材料","修复体制作材料","义齿材料","金属合金","基托"]
["00417285","鄂械注准20182172533","定制式活动义齿",null,"0","04","是","1","1个/个","国产","C0706011440100208315","HCS01490","武汉派瑞义齿医疗器械有限公司","口腔材料","修复体制作材料","修复体制作材料","义齿材料","金属合金","基托"]
["00416428","鄂械注准20182172575","定制式活动义齿","金属合金","0","04","否","1","1个/盒","国产","C0706011440100210846","HCS07880","湖北凯美特医疗器械有限公司","口腔材料","修复体制作材料","修复体制作材料","义齿材料","金属合金","基托"]
["00416492","川械注准20192170129","定制式活动义齿",null,"0","04","否","1","1盒/盒","国产","C0706011440100203424","HCS10217","南充亚鑫义齿技术有限责任公司","口腔材料","修复体制作材料","修复体制作材料","义齿材料","金属合金","基托"]
["00414748","陕械注准20172170060","定制式固定义齿",null,"0","04","否","1","1个/个","国产","C0706011440100300291","HCS09828","西安多美冠义齿有限公司","口腔材料","修复体制作材料","修复体制作材料","义齿材料","金属合金","义齿材料"]
["00416493","川械注准20192170123","定制式固定义齿",null,"0","04","否","1","1盒/盒","国产","C0706011440100303424","HCS10217","南充亚鑫义齿技术有限责任公司","口腔材料","修复体制作材料","修复体制作材料","义齿材料","金属合金","义齿材料"]
["00416440","鄂械注准20162172415","定制式固定义齿","树脂","0","04","否","1","1个/盒","国产","C0706011440200109960","HCS08463","湖北欣远医疗器械有限公司","口腔材料","修复体制作材料","修复体制作材料","义齿材料","树脂 ","牙冠"]
["00416430","鄂械注准20182172575","定制式活动义齿","树脂","--","04","否","1","1个/盒","国产","C0706011440200110846","HCS07880","湖北凯美特医疗器械有限公司","口腔材料","修复体制作材料","修复体制作材料","义齿材料","树脂 ","牙冠"]
["00384788","鄂械注准20222173962","定制式活动义齿",null,"0","04","否","1","1个/个","国产","C0706011440200222645","HCS08805","武汉嘉杭科技有限公司","口腔材料","修复体制作材料","修复体制作材料","义齿材料","树脂 ","基托"]
["00414749","陕械注准20172170058","定制式可摘局部义齿",null,"0","04","否","1","1个/个","国产","C0706011440200200291","HCS09828","西安多美冠义齿有限公司","口腔材料","修复体制作材料","修复体制作材料","义齿材料","树脂 ","基托"]
["00417287","鄂械注准20182172533","定制式活动义齿",null,"0","04","否","1","1个/个","国产","C0706011440200208315","HCS01490","武汉派瑞义齿医疗器械有限公司","口腔材料","修复体制作材料","修复体制作材料","义齿材料","树脂 ","基托"]
["00416490","川械注准20192170129","定制式活动义齿",null,null,"04","否","1","1盒/盒","国产","C0706011440200203424","HCS10217","南充亚鑫义齿技术有限责任公司","口腔材料","修复体制作材料","修复体制作材料","义齿材料","树脂 ","基托"]
["00418224","粤械注准20192170587","定制式固定义齿","树脂","0","04","否","1","1个/盒","国产","C0706011440200305720","HCS02437","深圳市美鸣齿科技术有限公司","口腔材料","修复体制作材料","修复体制作材料","义齿材料","树脂 ","义齿材料"]
["00384789","鄂械注准20222173962","定制式活动义齿",null,"0","04","否","1","1个/个","国产","C0706011440200322645","HCS08805","武汉嘉杭科技有限公司","口腔材料","修复体制作材料","修复体制作材料","义齿材料","树脂 ","义齿材料"]
["00416433","鄂械注准20182172575","定制式活动义齿","树脂","0","04","否","1","1个/盒","国产","C0706011440200310846","HCS07880","湖北凯美特医疗器械有限公司","口腔材料","修复体制作材料","修复体制作材料","义齿材料","树脂 ","义齿材料"]
["00415745","陕械注准20232170003","定制式活动义齿",null,"--",null,"--","1","1个/个","国产","C0706011440200324331","HCS10176","西安新蔚蓝齿科技术有限公司","口腔材料","修复体制作材料","修复体制作材料","义齿材料","树脂 ","义齿材料"]
["00416485","川械注准20192170129","定制式活动义齿",null,"0","04","否","1","1盒/盒","国产","C0706011440200303424","HCS10217","南充亚鑫义齿技术有限责任公司","口腔材料","修复体制作材料","修复体制作材料","义齿材料","树脂 ","义齿材料"]
["00384783","鄂械注准20222173945","定制式固定义齿",null,"0","04","否","1","1个/个","国产","C0706011440500322645","HCS08805","武汉嘉杭科技有限公司","口腔材料","修复体制作材料","修复体制作材料","义齿材料","氧化锆","义齿材料"]
["00416425","鄂械注准20182172574","定制式固定义齿","氧化锆","0","04","否","1","1个/盒","国产","C0706011440500310846","HCS07880","湖北凯美特医疗器械有限公司","口腔材料","修复体制作材料","修复体制作材料","义齿材料","氧化锆","义齿材料"]
["00415736","陕械注准20242170031","定制式固定义齿",null,"--",null,"--","1","1个/个","国产","C0706011440500324331","HCS10176","西安新蔚蓝齿科技术有限公司","口腔材料","修复体制作材料","修复体制作材料","义齿材料","氧化锆","义齿材料"]
["00416441","鄂械注准20162172415","定制式固定义齿","聚醚醚酮","0","04","否","1","1个/盒","国产","C0706011440900109960","HCS08463","湖北欣远医疗器械有限公司","口腔材料","修复体制作材料","修复体制作材料","义齿材料","聚醚醚酮","牙冠"]
["00416442","鄂械注准20162172416","定制式活动义齿","聚醚醚酮","0","04","否","1","1个/盒","国产","C0706011440900209960","HCS08463","湖北欣远医疗器械有限公司","口腔材料","修复体制作材料","修复体制作材料","义齿材料","聚醚醚酮","基托"]
["00416427","鄂械注准20182172575","定制式活动义齿","聚醚醚酮","0","04","否","1","1个/盒","国产","C0706011440900210846","HCS07880","湖北凯美特医疗器械有限公司","口腔材料","修复体制作材料","修复体制作材料","义齿材料","聚醚醚酮","基托"]
["00416865","皖械注准20182170144","定制式固定义齿","--","--",null,"--","1","1个/个","国产","C0706011440900320014","HCS07872","合肥美域牙科技术有限公司","口腔材料","修复体制作材料","修复体制作材料","义齿材料","聚醚醚酮","义齿材料"]
["00416443","鄂械注准20162172415","定制式固定义齿","聚醚醚酮","0","04","否","1","1个/盒","国产","C0706011440900309960","HCS08463","湖北欣远医疗器械有限公司","口腔材料","修复体制作材料","修复体制作材料","义齿材料","聚醚醚酮","义齿材料"]
["00416431","鄂械注准20182172574","定制式固定义齿",null,"0","04","否","1","1个/盒","国产","C0706011440900310846","HCS07880","湖北凯美特医疗器械有限公司","口腔材料","修复体制作材料","修复体制作材料","义齿材料","聚醚醚酮","义齿材料"]
["00398478","冀沧械备20230061","氟化泡沫盛装牙托",{"$nulls":3},"-","50","50个/盒","国产","C0710021470000107282","HCS04742","黄骅市康田医疗器械有限公司","口腔材料","预防材料","防龋材料","预防材料","不区分","泡沫"]
["00417886","苏械注准20252170734","防龋凝胶","无色透明凝胶","0","02","否","1","1支/盒","国产","C0710021470000217573","HCS08382","西岭（镇江）医疗科技有限公司","口腔材料","预防材料","防龋材料","预防材料","不区分","凝胶"]
["00417414","吉械注准20252170209","医用口腔防蛀膏","--","--",null,"--","1","1支/支","国产","C0710021470000221645","HCS08774","吉林省双欣医疗器械有限公司","口腔材料","预防材料","防龋材料","预防材料","不区分","凝胶"]
["00406622","国械注进20232170235","氟保护剂",null,"--",null,"--","1","1盒/盒","进口","C0710021470000310566","J1322","松风齿科器材贸易（上海）有限公司","口腔材料","预防材料","防龋材料","预防材料","不区分","涂料"]
["00417991","湘械注准20222171422","氟防龋材料","--","--",null,"否","1","1瓶/盒","国产","C0710021470000314895","HCS04890","湖南达丰医疗科技有限公司","口腔材料","预防材料","防龋材料","预防材料","不区分","涂料"]
["00415998","鄂械注准20242175198","定制式正畸保持器",null,"--",null,"--","1","1个/盒","国产","C0711011480000008269","HCS00795","湖北盈瑞齿科技术有限责任公司","口腔材料","正畸材料及制品","活动矫治器","正畸材料及制品","不区分","常规"]
["00415996","鄂械注准20242175184","定制式正畸矫治器",null,"--",null,"--","1","1个/盒","国产","C0711011480000008269","HCS00795","湖北盈瑞齿科技术有限责任公司","口腔材料","正畸材料及制品","活动矫治器","正畸材料及制品","不区分","常规"]
["00415830","苏通械备20200088号","金冠剪",null,"0","04","否","10","10把/盒","国产","C0711011480000015209","HCS10190","伟荣医疗器械海门有限公司","口腔材料","正畸材料及制品","活动矫治器","正畸材料及制品","不区分","常规"]
["00415829","苏通械备20190040号","拔牙钳",null,"0","04","否","1","1把/盒","国产","C0711011480000015209","HCS10190","伟荣医疗器械海门有限公司","口腔材料","正畸材料及制品","活动矫治器","正畸材料及制品","不区分","常规"]
["00414250","渝械注准20232170165","定制式保持器",null,"--",null,"--","1","1个/盒","国产","C0711021480200214229","HCS04854","重庆态美医疗器械有限公司","口腔材料","正畸材料及制品","固定矫治器","正畸材料及制品","金属","唇侧"]
["00414782","粤械注准20242170469","不锈钢正畸丝",null,"--",null,"--","10","10支/袋","国产","C0711051480100110779","HCS00825","深圳速航科技股份有限公司","口腔材料","正畸材料及制品","牙科正畸丝","正畸材料及制品","不锈钢","方丝"]
["00416257","粤械注准20242170469","不锈钢正畸丝",null,"--",null,"--","10","10支/袋","国产","C0711051480100210779","HCS00825","深圳速航科技股份有限公司","口腔材料","正畸材料及制品","牙科正畸丝","正畸材料及制品","不锈钢","圆丝"]
["00418245","浙械注准20182170080","正畸颊面管",null,"0","02","否","4","4只/套","国产","C0711071480000107788","HCS00120","杭州星辰三比齿科器材有限公司","口腔材料","正畸材料及制品","颊面管及带环","正畸材料及制品","不区分","普通颊面管/单管"]
["00418282","浙械注准20182170080","正畸颊面管",null,"0","02","否","4","4只/套","国产","C0711071480000207788","HCS00120","杭州星辰三比齿科器材有限公司","口腔材料","正畸材料及制品","颊面管及带环","正畸材料及制品","不区分","普通颊面管/双管"]
["00418291","浙械注准20182170080","正畸颊面管",null,"0","02","否","4","4只/套","国产","C0711071480000307788","HCS00120","杭州星辰三比齿科器材有限公司","口腔材料","正畸材料及制品","颊面管及带环","正畸材料及制品","不区分","普通颊面管/三管"]
["00398468","冀沧械备20220065","咬胶",null,"--",null,"--","1","1盒/盒","国产","C0711081480100607282","HCS04742","黄骅市康田医疗器械有限公司","口腔材料","正畸材料及制品","正畸弹性材料","正畸材料及制品","橡胶","弹力管"]
["00394863","粤械注准20192170268","排龈线",null,"0","02","否","1","1瓶/瓶","国产","C0712021500000218868","HCS09448","佛山市飞翼医疗器械科技有限公司","口腔材料","其他类口腔材料","排龈材料","口腔辅助材料","不区分","线"]
["00416342","湘械注准20222170438","口腔含漱液","--","--","04","否","1","1支/盒","国产","C0712041500000018469","HCS08365","湖南湘妃医疗器械有限公司","口腔材料","其他类口腔材料","溃疡辅助治疗材料","口腔辅助材料","不区分","常规"]
["00416781","吉械注准20252170098","医用重组胶原蛋白口腔溃疡凝胶","聚乙烯复合材质","0","04","否","1","1支/支","国产","C0712041500000016290","HCS08830","吉林省苗捌奇生物科技有限公司","口腔材料","其他类口腔材料","溃疡辅助治疗材料","口腔辅助材料","不区分","常规"]
["00398470","冀沧械备20210082号","牙科抛光条",null,"--",null,"--","50","50条/盒","国产","C0712071500000207282","HCS04742","黄骅市康田医疗器械有限公司","口腔材料","其他类口腔材料","研磨抛光材料","口腔辅助材料","不区分","抛光条"]
["00383411","国械备20220263","牙科抛光条",null,"--",null,"--","1","1盒/盒","进口","C0712071500000210566","J1322","松风齿科器材贸易（上海）有限公司","口腔材料","其他类口腔材料","研磨抛光材料","口腔辅助材料","不区分","抛光条"]
["00400406","粤械注准20152170077","低速涡轮牙科手机",null,"0","04","否","1","1盒/盒","国产","C0712071500000206441","HCS09643","佛山市启洋医疗器材有限公司","口腔材料","其他类口腔材料","研磨抛光材料","口腔辅助材料","不区分","抛光条"]
["00400405","粤械注准20152170078","高速气涡轮手机",null,"0","04","否","1","1支/盒","国产","C0712071500000206441","HCS09643","佛山市启洋医疗器材有限公司","口腔材料","其他类口腔材料","研磨抛光材料","口腔辅助材料","不区分","抛光条"]
["00398486","冀沧械备20190078","牙科抛光刷",null,"0","02","否","100","100个/盒","国产","C0712071500000407282","HCS04742","黄骅市康田医疗器械有限公司","口腔材料","其他类口腔材料","研磨抛光材料","口腔辅助材料","不区分","抛光刷"]
["00398487","冀沧械备20190079号","牙科抛光杯",null,"--",null,"--","100","100个/盒","国产","C0712071500000407282","HCS04742","黄骅市康田医疗器械有限公司","口腔材料","其他类口腔材料","研磨抛光材料","口腔辅助材料","不区分","抛光刷"]
["00417333","国械备20151279","菌斑指示剂","--","0","02","否","1","1瓶/盒","进口","C0712081500000003434","J1254","义获嘉伟瓦登特（上海）商贸有限公司","口腔材料","其他类口腔材料","菌斑指示剂","口腔辅助材料","不区分","常规"]
["00418262","国械注准20253161009","焦深延长型人工晶状体","--","1","02","是","1","1片/盒","国产","C0801031510000210478","HCS00993","无锡蕾明视康科技有限公司","眼科材料","人工晶状体","连续视程人工晶状体","人工晶状体","不区分","不带散光"]
["00418422","湘械注准20242161040","一次性使用眼科超乳液流套件","--","--","02","是","1","1套/套","国产","C0808010000000020562","HCS07453","湖南威视华康医疗科技有限公司","眼科材料","其他眼科用材料","其他眼科用材料","-","不区分","其他"]
["00418474","国械注准20223161170","角膜塑形用硬性透气接触镜",null,"0","04","否","1","1片/盒","国产","C0808010000000007629","HCS10261","北京博视顿视光科技有限责任公司","眼科材料","其他眼科用材料","其他眼科用材料","-","不区分","其他"]
["00402565","沪械注准20242160300","一次性使用治疗头",null,"--","02","是","1","1袋/盒","国产","C0808050000000021293","HCS08689","上海臻复医疗科技有限公司","眼科材料","其他眼科用材料","其他眼科用材料","-","不区分","常规"]
["00416626","国械注进20173100243","动静脉插管",null,"0","02","是","1","1根/盒","进口","C0901010100000004254","J1222","美敦力（上海）管理有限公司","体外循环材料","插管","动脉灌注管","管路","不区分","常规"]
["00417791","国械注准20253100858","一次性使用动静脉插管","聚氨酯","1","02","是","1","1根/盒","国产","C0901030340000019931","HCS07361","江苏赛腾医疗科技有限公司","体外循环材料","插管","股静脉插管","插管","不区分","常规"]
["00417788","国械注准20253100858","一次性使用动静脉插管","聚氨酯","1","02","是","1","1根/盒","国产","C0901040340000019931","HCS07361","江苏赛腾医疗科技有限公司","体外循环材料","插管","股动脉插管","插管","不区分","常规"]
["00419194","国械注准20243102316","一次性使用右心吸引头",null,"--",null,"--","1","1支/支","国产","C0901070340000006626","HCS00790","宁波菲拉尔医疗用品有限公司","体外循环材料","插管","吸引管","插管","不区分","常规"]
["00416625","国械注进20253100220","体外循环管路套包","--","1","02","是","1","1个/个","进口","C0903021600000004254","J1222","美敦力（上海）管理有限公司","体外循环材料","体外循环管路","体外循环套包","体外循环材料","不区分","常规"]
["00416422","国械注进20253100274","膜式氧合器","外壳：聚碳酸酯；气体交换模块：聚丙烯中空纤维；贮血器过滤器：聚酯；管路：PVC","0","02","是","1","1个/包","进口","C0906011620000009317","J3317","理诺珐（中国）医疗科技有限公司","体外循环材料","氧合器","氧合器","氧合器","不区分","常规"]
["00418135","国械注进20253100267","膜式氧合器",null,"0","02","是","1","1个/包","进口","C0906011620000009317","J3317","理诺珐（中国）医疗科技有限公司","体外循环材料","氧合器","氧合器","氧合器","不区分","常规"]
["00417360","豫械注准20242101043","碘液保护帽",null,"0","02","是","1","1支/包","国产","C1002041660000008496","HCS01540","河南曙光汇知康生物科技股份有限公司","血液净化材料","腹膜透析材料","碘液微型盖","碘伏帽","不区分","常规"]
["00406633","国械注准20253100814","富血小板血浆制备用套装",null,"--",null,"--","1","1套/盒","国产","C1003031670000021528","HCS08524","安徽茂康医疗器械有限公司","血液净化材料","血浆置换材料","血浆成分分离器","滤过器","不区分","常规"]
["00416762","国械注准20193101759","一次性使用血液灌流器",null,"0","02","是","1","1支/盒","国产","C1007011690300011510","HCS00070","佛山市博新生物科技有限公司","血液净化材料","血液吸附材料","血液灌流（吸附）器及套装","灌流（吸附）器","特异性吸附材料","常规"]
["00417116","国械注准20253101280","一次性使用血液灌流器","--","0","02","是","1","1支/盒","国产","C1007011690300002486","HCS00691","河南省驼人医疗科技有限公司","血液净化材料","血液吸附材料","血液灌流（吸附）器及套装","灌流（吸附）器","特异性吸附材料","常规"]
["00416283","国械注准20243102431","一次性使用血液透析管路及附件",null,"0","02","是","1","1套/袋","国产","C1008021710000002861","HCS10145","贝朗爱敦（上海）贸易有限公司","血液净化材料","血液透析材料","血液透析用血路管","血路管","不区分","常规"]
["00417993","国械注准20243102237","一次性使用血液透析管路",null,"0","02","是","1","1套/袋","国产","C1008021710000005179","HCS00289","贝恩医疗设备（广州）有限公司","血液净化材料","血液透析材料","血液透析用血路管","血路管","不区分","常规"]
["00416282","国械注准20243102431","一次性使用血液透析管路及附件","PVC","0","04","是","1","1套/袋","国产","C1008100100000002861","HCS10145","贝朗爱敦（上海）贸易有限公司","血液净化材料","血液透析材料","血液透析滤过补液管","管路","不区分","常规"]
["00418961","国械注准20243102561","血液透析浓缩液","药用高密度聚乙烯","0","02","否","1","1人份/人份","国产","C1010012450000207443","HCS00302","吉林省富生医疗器械有限公司","血液净化材料","其他血液净化材料","其他血液净化材料及附件","浓缩液","不区分","浓缩液"]
["00418541","国械注准20243101775","血液透析用浓缩液",null,"--",null,"--","1","1瓶/瓶","国产","C1010012450000221471","HCS10116","安徽安盛医疗科技有限公司","血液净化材料","其他血液净化材料","其他血液净化材料及附件","浓缩液","不区分","浓缩液"]
["00416646","浙械注准20252011373","一次性电动腔镜关节头直线型切割吻合器及钉仓组件",null,"--","02","是","1","1把/盒","国产","C1101021721000824587","HCS10027","绍兴精微医疗科技有限公司","吻合器及附件","开放及微创手术通用吻合器及钉仓","腔镜切割吻/缝合器"]
["00417178","湘械注准20252010432","一次性电动腔镜直线切割吻合器及组件",null,"1","02","是","1","1把/盒","国产","C1101021721000815948","HCS04866","善彤医疗科技（湖南）有限公司","吻合器及附件","开放及微创手术通用吻合器及钉仓","腔镜切割吻/缝合器"]
["00417198","湘械注准20252010432","一次性电动腔镜直线切割吻合器及组件",null,"0","02","是","5","5个/盒","国产","C1101031731101215948","HCS04866","善彤医疗科技（湖南）有限公司","吻合器及附件","开放及微创手术通用吻合器及钉仓","腔镜切割吻/缝合器钉仓（钉匣）"]
["00418334","国械注准20243022064","可吸收闭合夹与一次性使用连发施夹钳",null,"--","02","是","1","1套/盒","国产","C1101071751001602494","HCS00327","北京天助畅运医疗技术股份有限公司","吻合器及附件","开放及微创手术通用吻合器及钉仓","腔镜施夹器（钳）"]
["00418336","国械注准20243022064","可吸收闭合夹与一次性使用连发施夹钳",null,"1","02","是","1","1套/套","国产","C1101081761501902494","HCS00327","北京天助畅运医疗技术股份有限公司","吻合器及附件","开放及微创手术通用吻合器及钉仓","单发结扎夹"]
["00414132","冀械注准20232020040","一次性使用腔镜直线型切割吻合器引导头",null,"0","02","是","1","1个/袋","国产","C1103010000000001346","HCS09507","保定市思瑞医疗器械制造有限公司","吻合器及附件","其他吻合器及附件","其他吻合器及附件","-","不区分","其他"]
["00415832","苏通械备20200138号","显微持针钳",null,"0","04","否","10","10把/盒","国产","C1103010000000015209","HCS10190","伟荣医疗器械海门有限公司","吻合器及附件","其他吻合器及附件","其他吻合器及附件","-","不区分","其他"]
["00416553","桂械注准20252020225","内窥镜缝合器","不区分","1","02","是","1","1盒/盒","国产","C1103010000000024855","HCS10191","广西德睿医疗器械有限公司","吻合器及附件","其他吻合器及附件","其他吻合器及附件","-","不区分","其他"]
["00418874","国械注准20173133329","疝修补补片","聚丙烯",null,null,"是","1","1片/袋","国产","C1205011180200210088","HCS00504","青岛中惠圣熙生物工程有限公司（原青岛颐中生物工程有限公司）","修补材料","疝修补材料","腹股沟疝补片","修补材料","合成材料","不可吸收/平片/非预裁剪"]
["00418884","国械注准20173133329","疝修补补片","聚丙烯",null,null,"是","1","1套/盒","国产","C1205011180200310088","HCS00504","青岛中惠圣熙生物工程有限公司（原青岛颐中生物工程有限公司）","修补材料","疝修补材料","腹股沟疝补片","修补材料","合成材料","不可吸收/网塞/预裁剪"]
["00416850","晋临械备20250005","耳穴压豆贴","--","0","02","是","1","1片/片","国产","C1301011780000012100","HCS01076","临汾市侯马经济开发区赛凌医药科技有限公司","中医类材料","耳贴","耳贴","耳贴","不区分","常规"]
["00404948","津械注准20242200020","一次性使用无菌镀金针",{"$nulls":3},"-","1","1支/支","国产","C1302011790000211657","HCS06233","天津康鼎源医疗科技有限公司","中医类材料","针具","针具","针具","不区分","针灸针"]
["00417982","冀沧械备20220014","一次性使用皮肤针",null,"--",null,"--","1","1片/片","国产","C1302011790000424394","HCS10227","河北迈尼生物科技有限公司","中医类材料","针具","针具","针具","不区分","梅花针"]
["00410642","苏械注准20192090055","灸热贴",null,"0","02","否","1","1片/盒","国产","C1304012520000203604","HCS01627","苏州圣惠医疗器械有限公司","中医类材料","其他中医材料","其他中医材料","灸疗","不区分","灸疗"]
["00417082","苏械注准20242091563","隔盐灸","--","--","04","否","1","1片/片","国产","C1304012520000203604","HCS01627","苏州圣惠医疗器械有限公司","中医类材料","其他中医材料","其他中医材料","灸疗","不区分","灸疗"]
["00418801","苏械注准20252200759","直接灸灸疗器","--","0","02","否","1","1盒/盒","国产","C1304012520000223676","HCS09621","江苏乐艾新型医疗用品有限公司","中医类材料","其他中医材料","其他中医材料","灸疗","不区分","灸疗"]
["00417278","桂械注准20252200135","雷火灸","--","--",null,"--","1","1支/支","国产","C1304012520000214953","HCS10037","广西英和药业有限公司","中医类材料","其他中医材料","其他中医材料","灸疗","不区分","灸疗"]
["00397769","川械注准20152090038","热透TDP炎痛贴",null,"0","04","否","5","5张/盒","国产","C1304012530000306706","HCS05242","四川恒明科技开发有限公司","中医类材料","其他中医材料","其他中医材料","理疗贴","不区分","理疗贴"]
["00406290","冀石械备20220400","穴位压力刺激贴",null,"0","02","否","1","1片/片","国产","C1304012530000319798","HCS09534","石家庄冠群生物科技有限公司","中医类材料","其他中医材料","其他中医材料","理疗贴","不区分","理疗贴"]
["00410098","晋械注准20182090024","远红外小儿止咳贴",null,"0","02","否","1","1枚/袋","国产","C1304012530000303884","HCS01156","山西康必健医疗科技股份有限公司","中医类材料","其他中医材料","其他中医材料","理疗贴","不区分","理疗贴"]
["00418441","晋械注准20182090047","远红外小儿腹痛贴",null,"0","02","否","1","1枚/袋","国产","C1304012530000303884","HCS01156","山西康必健医疗科技股份有限公司","中医类材料","其他中医材料","其他中医材料","理疗贴","不区分","理疗贴"]
["00418130","黔械注准20252090040","贴敷理疗贴",null,"0","02","否","1","1袋/袋","国产","C1304012530000324726","HCS10062","贵州省大芃医疗科技有限公司","中医类材料","其他中医材料","其他中医材料","理疗贴","不区分","理疗贴"]
["00416624","苏械注准20182090422","光子理疗贴","ABS","0","02","否","2","2枚/盒","国产","C1304012530000304702","HCS10082","南京早春医疗器械有限公司","中医类材料","其他中医材料","其他中医材料","理疗贴","不区分","理疗贴"]
["00416847","晋械注准20252200057","穴位敷贴",null,"0","02","是","1","1片/片","国产","C1304012530000312100","HCS01076","临汾市侯马经济开发区赛凌医药科技有限公司","中医类材料","其他中医材料","其他中医材料","理疗贴","不区分","理疗贴"]
["00416118","黔械注准20222090015","热湿敷贴",null,"0","02","否","1","1片/袋","国产","C1304012530000300845","HCS01069","贵州乐恩生物科技有限公司","中医类材料","其他中医材料","其他中医材料","理疗贴","不区分","理疗贴"]
["00416800","鲁械注准20252090100","远红外热敷贴",null,"0","02","否","1","1片/袋","国产","C1304012530000314149","HCS09563","青岛艾暖医疗科技有限公司","中医类材料","其他中医材料","其他中医材料","理疗贴","不区分","理疗贴"]
["00416794","吉械注准20252090058","远红外止咳平喘贴","--","--",null,"--","1","1片/片","国产","C1304012530000316290","HCS08830","吉林省苗捌奇生物科技有限公司","中医类材料","其他中医材料","其他中医材料","理疗贴","不区分","理疗贴"]
["00418789","湘械注准20242090761","远红外贴",null,"--",null,"--","6","6片/盒","国产","C1304012530000323742","HCS10268","湖南雪风清医疗器械有限公司","中医类材料","其他中医材料","其他中医材料","理疗贴","不区分","理疗贴"]
["00416582","鄂械注准20222093773","热敷眼罩",null,"--",null,"--","7","7袋/盒","国产","C1304012530000313989","HCS10188","湖北李时珍现代生物医药集团有限公司","中医类材料","其他中医材料","其他中医材料","理疗贴","不区分","理疗贴"]
["00417134","黔/贵安械备20210005号","穴位压力刺激贴",null,"0","02","否","20","20袋/盒","国产","C1304012530000316731","HCS09599","清大苗方民族制药（贵州）有限公司","中医类材料","其他中医材料","其他中医材料","理疗贴","不区分","理疗贴"]
["00416740","晋械注准20252090073","泥敷治疗贴",null,"--",null,"--","1","1片/片","国产","C1304012530000312098","HCS04155","山西程氏汇通科技有限公司","中医类材料","其他中医材料","其他中医材料","理疗贴","不区分","理疗贴"]
["00416432","鄂械注准20232094483","磁疗贴","产品由保护层、功能层、表背层三部分组成。保护层为聚酯(PET)防粘膜;功能层由聚酯(PET)防粘膜、热熔胶和钕铁硼磁石组成;表背层为医用胶布，材料为涂热熔胶的涤纶弹力纤维布。","0","02","否","1","1片/盒","国产","C1304012530000317024","HCS07469","武汉九州邦医药科技有限公司","中医类材料","其他中医材料","其他中医材料","理疗贴","不区分","理疗贴"]
["00417011","甘械注准20152090025","多功能治疗仪-增效垫",null,"--",null,"--","1","1袋/袋","国产","C1304012530000302517","HCS09846","天水聚力生物电子有限公司","中医类材料","其他中医材料","其他中医材料","理疗贴","不区分","理疗贴"]
["00416583","鄂械注准20212093519","远红外治疗贴",null,"--",null,"--","1","1片/片","国产","C1304012530000313989","HCS10188","湖北李时珍现代生物医药集团有限公司","中医类材料","其他中医材料","其他中医材料","理疗贴","不区分","理疗贴"]
["00416584","鄂械注准20212093508","热敷灸贴",null,"--","02","--","1","1片/袋","国产","C1304012530000313989","HCS10188","湖北李时珍现代生物医药集团有限公司","中医类材料","其他中医材料","其他中医材料","理疗贴","不区分","理疗贴"]
["00416741","晋械注准20252200066","远红外穴位压力刺激贴",null,"--",null,"--","1","1片/片","国产","C1304012530000312098","HCS04155","山西程氏汇通科技有限公司","中医类材料","其他中医材料","其他中医材料","理疗贴","不区分","理疗贴"]
["00416598","晋吕械备20250001","火罐","--","--",null,"--","1","1个/盒","国产","C1304012510000116944","HCS05422","山西艾瑞科生物医药科技有限公司","中医类材料","其他中医材料","其他中医材料","火罐","不区分","火罐"]
["00416418","苏械注准20252180009","子宫托","硅胶","0","04","否","1","1个/盒","国产","C1401031810000024006","HCS09789","苏州华岐医疗科技有限公司","基础卫生材料","避孕材料","子宫托","避孕材料","不区分","常规"]
["00418067","浙械注准20162081089","一次性使用雾化器",null,"0","02","是","1","1套/套","国产","C1402011820000004678","HCS02278","宁波博雅医疗器械有限公司","基础卫生材料","常规医疗用品","药品吸入器","吸入器","不区分","常规"]
["00416519","粤械注准20152080040","一次性雾化器",null,"0","02","是","1","1盒/盒","国产","C1402011820000003338","HCS01399","中山瑞福医疗器械科技有限公司","基础卫生材料","常规医疗用品","药品吸入器","吸入器","不区分","常规"]
["00406353","苏泰械备20250077","雾化面罩",null,"0","02","否","1","1套/袋","国产","C1402011820000008284","HCS01280","泰州市恩良医疗器械设备厂","基础卫生材料","常规医疗用品","药品吸入器","吸入器","不区分","常规"]
["00416702","渝械注准20252080193","一次性使用氧气雾化吸入器","--","0","02","是","1","1套/套","国产","C1402011820000024432","HCS09799","重庆沅安凌医疗科技有限公司","基础卫生材料","常规医疗用品","药品吸入器","吸入器","不区分","常规"]
["00416961","豫械注准20242080565","一次性使用气流雾化器","--","--",null,"--","1","1套/袋","国产","C1402011820000008562","HCS04613","亚都医疗科技（河南）有限公司（原河南威浦仕医疗科技有限公司）","基础卫生材料","常规医疗用品","药品吸入器","吸入器","不区分","常规"]
["00416419","鄂汉械备20250222","雾化面罩",null,"0","02","否","1","1个/袋","国产","C1402011820000005587","HCS00892","武汉君安友联医疗科技有限责任公司","基础卫生材料","常规医疗用品","药品吸入器","吸入器","不区分","常规"]
["00400184","赣械注准20172140088","医用无菌防护套",null,"0","02","是","1","1只/包","国产","C1402020000000002440","HCS03419","江西恒达医疗器械有限公司","基础卫生材料","常规医疗用品","其他常规医疗用品","-","不区分","其他"]
["00418423","豫械注准20212140798","一次性使用换药包",null,null,"02","是","1","1包/包","国产","C1402020000000005689","HCS00612","新乡市华西卫材有限公司","基础卫生材料","常规医疗用品","其他常规医疗用品","-","不区分","其他"]
["00418952","苏械注准20182141209","一次性使用冲洗器","聚丙烯","0","02","是","1","1个/包","国产","C1402020000000004647","HCS02114","苏州安密医疗器械有限公司","基础卫生材料","常规医疗用品","其他常规医疗用品","-","不区分","其他"]
["00418335","豫械注准20192140043","无菌脱脂纱布块","纱布","0","02","是","1","1块/包","国产","C1402020000000003826","HCS02493","河南飘安集团有限公司","基础卫生材料","常规医疗用品","其他常规医疗用品","-","不区分","其他"]
["00416797","豫械注准20202140405","一次性使用产包","--","0","02","是","1","1包/袋","国产","C1402020000000003826","HCS02493","河南飘安集团有限公司","基础卫生材料","常规医疗用品","其他常规医疗用品","-","不区分","其他"]
["00408279","湘械注准20192140275","一次性使用无菌中单",null,"0","02","是","1","1袋/袋","国产","C1402020000000009736","HCS01727","湖南臻和亦康医疗用品有限公司","基础卫生材料","常规医疗用品","其他常规医疗用品","-","不区分","其他"]
["00415194","苏械注准20152141156","一次性使用肠道冲洗包",null,"0","02","是","1","1只/袋","国产","C1402020000000003159","HCS03182","扬州源康医疗器械有限公司","基础卫生材料","常规医疗用品","其他常规医疗用品","-","不区分","其他"]
["00383208","豫械注准20212141103","医用脱脂纱布块",null,null,"02","是","1","1块/包","国产","C1402020000000001796","HCS03370","河南瑞科医疗器械有限公司","基础卫生材料","常规医疗用品","其他常规医疗用品","-","不区分","其他"]
["00417180","鄂械注准20182142526","一次使用医用口罩","无纺布","--","02","是","1","1只/袋","国产","C1402020000000003973","HCS06734","仙桃市三达实业有限公司","基础卫生材料","常规医疗用品","其他常规医疗用品","-","不区分","其他"]
["00416623","粤械注准20232181451","辅助生殖用培养皿",null,"0","02","是","1","1个/个","国产","C1402020000000014590","HCS04559","深圳韦拓生物科技有限公司","基础卫生材料","常规医疗用品","其他常规医疗用品","-","不区分","其他"]
["00398475","冀沧械备20220013","牙科修复体粘接棒",null,"--",null,"--","20","20支/盒","国产","C1402020000000007282","HCS04742","黄骅市康田医疗器械有限公司","基础卫生材料","常规医疗用品","其他常规医疗用品","-","不区分","其他"]
["00417334","苏锡械备20220059","一次性使用病毒采样管","其他","--","02","否","100","100测试/盒","国产","C1402020000000013415","HCS02903","卡尤迪生物科技宜兴有限公司","基础卫生材料","常规医疗用品","其他常规医疗用品","-","不区分","其他"]
["00394018","晋械注准20242140103","耳道清洗液",null,"0","04","否","1","1瓶/盒","国产","C1402020000000021686","HCS08540","山西康必健医药集团有限公司","基础卫生材料","常规医疗用品","其他常规医疗用品","-","不区分","其他"]
["00417628","鄂械注准20252145420","一次性使用无菌产包","--","0","02","是","1","1包/包","国产","C1402020000000010935","HCS09006","湖北万里防护用品有限公司","基础卫生材料","常规医疗用品","其他常规医疗用品","-","不区分","其他"]
["00398460","冀械注准20232170066","一次性使用无菌口腔器械盒",null,"--",null,"--","200","200袋/盒","国产","C1402020000000007282","HCS04742","黄骅市康田医疗器械有限公司","基础卫生材料","常规医疗用品","其他常规医疗用品","-","不区分","其他"]
["00395711","苏宁械备20230433","一次性使用影像定位膜",{"$nulls":3},"-","1","1片/片","国产","C1402020000000021420","HCS09424","南京橙色医疗用品有限公司","基础卫生材料","常规医疗用品","其他常规医疗用品","-","不区分","其他"]
["00401277","鄂械注准20252055385","定制式放射粒子手术导板",null,"0","02","否","1","1个/袋","国产","C1402020000000004236","HCS00205","武汉嘉一三维技术应用有限公司","基础卫生材料","常规医疗用品","其他常规医疗用品","-","不区分","其他"]
["00407762","豫械注准20252140169","一次性使用备皮包",null,"0","02","是","1","1套/包","国产","C1402020000000018695","J9460","中环医疗科技（河南）有限公司","基础卫生材料","常规医疗用品","其他常规医疗用品","-","不区分","其他"]
["00407760","豫械注准20252140192","一次性静脉穿刺辅助包",null,"0","02","是","1","1套/包","国产","C1402020000000018695","J9460","中环医疗科技（河南）有限公司","基础卫生材料","常规医疗用品","其他常规医疗用品","-","不区分","其他"]
["00407757","豫械注准20252180194","一次性使用会阴包",null,"--","02","是","1","1套/包","国产","C1402020000000018695","J9460","中环医疗科技（河南）有限公司","基础卫生材料","常规医疗用品","其他常规医疗用品","-","不区分","其他"]
["00407753","豫械注准20252140139","一次性使用胃镜检查包",null,"0","02","是","1","1套/包","国产","C1402020000000018695","J9460","中环医疗科技（河南）有限公司","基础卫生材料","常规医疗用品","其他常规医疗用品","-","不区分","其他"]
["00407761","豫械注准20252140140","一次性使用无菌血管造影手术包",null,"0","02","是","1","1套/包","国产","C1402020000000018695","J9460","中环医疗科技（河南）有限公司","基础卫生材料","常规医疗用品","其他常规医疗用品","-","不区分","其他"]
["00407754","豫械注准20252140165","一次性使用透析护理组件",null,"0","02","是","1","1套/包","国产","C1402020000000018695","J9460","中环医疗科技（河南）有限公司","基础卫生材料","常规医疗用品","其他常规医疗用品","-","不区分","其他"]
["00407758","豫械注准20252140167","一次性使用口腔包",null,"0","02","是","1","1套/包","国产","C1402020000000018695","J9460","中环医疗科技（河南）有限公司","基础卫生材料","常规医疗用品","其他常规医疗用品","-","不区分","其他"]
["00407755","豫械注准20252140168","中心静脉置管护理套件",null,"0","02","是","1","1套/包","国产","C1402020000000018695","J9460","中环医疗科技（河南）有限公司","基础卫生材料","常规医疗用品","其他常规医疗用品","-","不区分","其他"]
["00407756","豫械注准20252140195","一次性使用无菌手术组件",null,"0","02","是","1","1套/包","国产","C1402020000000018695","J9460","中环医疗科技（河南）有限公司","基础卫生材料","常规医疗用品","其他常规医疗用品","-","不区分","其他"]
["00418218","豫械注准20252140073","一次性使用换药包","--","--","02","是","1","1包/包","国产","C1402020000000018395","HCS09951","河南正华医疗科技有限公司","基础卫生材料","常规医疗用品","其他常规医疗用品","-","不区分","其他"]
["00416543","苏泰械备20250109","一次性使用肛门扩张固定器","棉布 、PC、聚酯纤维","0","02","否","1","1袋/盒","国产","C1402020000000011432","HCS01663","江苏康赛医疗器械科技有限公司","基础卫生材料","常规医疗用品","其他常规医疗用品","-","不区分","其他"]
["00416984","鄂汉械备20250193","一次性肺功能仪用过滤嘴","--","0","02","否","1","1个/袋","国产","C1402020000000024465","HCS09866","武汉普乐医疗科技有限公司","基础卫生材料","常规医疗用品","其他常规医疗用品","-","不区分","其他"]
["00416767","粤械注准20252060465","一次性超声探头隔离套",null,"0","02","是","1","1个/袋","国产","C1402020000000008957","HCS00159","深圳市升昊科技有限公司","基础卫生材料","常规医疗用品","其他常规医疗用品","-","不区分","其他"]
["00417030","赣九械备20250017","医用透气胶带","--","--",null,"--","10","10片/袋","国产","C1402020000000017348","HCS05719","九江市江盼医疗器械有限公司","基础卫生材料","常规医疗用品","其他常规医疗用品","-","不区分","其他"]
["00417782","鄂械注准20252145443","一次性使用无菌手术包","--","0","02","是","1","1包/包","国产","C1402020000000010935","HCS09006","湖北万里防护用品有限公司","基础卫生材料","常规医疗用品","其他常规医疗用品","-","不区分","其他"]
["00416444","鄂械注准20252145545","通气鼻贴",null,"--",null,"--","10","10片/盒","国产","C1402020000000023220","HCS10159","湖北炎黄古通药业有限公司","基础卫生材料","常规医疗用品","其他常规医疗用品","-","不区分","其他"]
["00416333","苏锡械备2025044","一次性使用扩肛器","硅橡胶","0","02","否","1","1只/套","国产","C1402020000000001082","HCS00341","江苏华杨医疗科技有限公司","基础卫生材料","常规医疗用品","其他常规医疗用品","-","不区分","其他"]
["00416893","鲁济械备20250068","痔漏探针","银、铜、不锈钢","--","02","是","1","1支/包","国产","C1402020000000016366","HCS06330","济南金桥医疗设备有限公司","基础卫生材料","常规医疗用品","其他常规医疗用品","-","不区分","其他"]
["00417683","鄂械注准20252145423","一次性使用无菌骨科手术包",null,"0","02","是","1","1包/包","国产","C1402020000000010935","HCS09006","湖北万里防护用品有限公司","基础卫生材料","常规医疗用品","其他常规医疗用品","-","不区分","其他"]
["00417675","鄂械注准20252145424","一次性使用无菌介入包",null,"0","02","是","1","1包/包","国产","C1402020000000010935","HCS09006","湖北万里防护用品有限公司","基础卫生材料","常规医疗用品","其他常规医疗用品","-","不区分","其他"]
["00416363","苏泰械备20170360号","肠镜检查包",null,"0","02","否","1","1包/包","国产","C1402020000000009006","HCS10180","泰州市绿元康医疗器械有限公司","基础卫生材料","常规医疗用品","其他常规医疗用品","-","不区分","其他"]
["00415828","苏通械备20200156号","口镜",null,"0","04","否","10","10只/盒","国产","C1402020000000015209","HCS10190","伟荣医疗器械海门有限公司","基础卫生材料","常规医疗用品","其他常规医疗用品","-","不区分","其他"]
["00416362","苏泰械备20170268号","胃镜检查包",null,"0","02","否","1","1包/包","国产","C1402020000000009006","HCS10180","泰州市绿元康医疗器械有限公司","基础卫生材料","常规医疗用品","其他常规医疗用品","-","不区分","其他"]
["00416364","苏泰械备20170361号","医用口腔包",null,"0","02","否","1","1包/包","国产","C1402020000000009006","HCS10180","泰州市绿元康医疗器械有限公司","基础卫生材料","常规医疗用品","其他常规医疗用品","-","不区分","其他"]
["00417091","皖械注准20242140197","灌肠器",null,"--","02","是","1","1盒/盒","国产","C1402020000000012391","HCS01454","合肥市清润药业有限公司","基础卫生材料","常规医疗用品","其他常规医疗用品","-","不区分","其他"]
["00416526","浙嘉械备20250006","定位膜",null,"0","04","否","1","1个/个","国产","C1402020000000024689","HCS09953","欧菲特医疗器械(嘉善)有限公司","基础卫生材料","常规医疗用品","其他常规医疗用品","-","不区分","其他"]
["00416779","鲁械注准20252140189","外科纱布敷料",null,"0","02","是","1","1片/片","国产","C1402020000000018626","HCS10157","山东同诚生物科技有限公司","基础卫生材料","常规医疗用品","其他常规医疗用品","-","不区分","其他"]
["00418215","豫械注准20252140045","一次性使用血管造影手术包","--","0","02","是","1","1包/包","国产","C1402020000000018395","HCS09951","河南正华医疗科技有限公司","基础卫生材料","常规医疗用品","其他常规医疗用品","-","不区分","其他"]
["00417025","鲁淄械备20250038","冲洗器","--","0","02","否","1","1个/袋","国产","C1402020000000012077","HCS06006","山东丰澳医疗科技有限公司","基础卫生材料","常规医疗用品","其他常规医疗用品","-","不区分","其他"]
["00418332","鄂械注准20252145471","一次性使用介入手术包","--","--","02","是","1","1包/包","国产","C1402020000000022608","HCS08819","武汉柯尼兹医疗科技有限公司","基础卫生材料","常规医疗用品","其他常规医疗用品","-","不区分","其他"]
["00418213","豫械注准20242140352","一次性使用医用中单",null,"0","02","是","1","1条/包","国产","C1402020000000018395","HCS09951","河南正华医疗科技有限公司","基础卫生材料","常规医疗用品","其他常规医疗用品","-","不区分","其他"]
["00418330","鄂械注准20252145465","一次性使用眼科手术包","--","--","02","是","1","1包/包","国产","C1402020000000022608","HCS08819","武汉柯尼兹医疗科技有限公司","基础卫生材料","常规医疗用品","其他常规医疗用品","-","不区分","其他"]
["00418331","鄂械注准20252145457","一次性使用骨科手术包","--","--",null,"--","1","1包/包","国产","C1402020000000022608","HCS08819","武汉柯尼兹医疗科技有限公司","基础卫生材料","常规医疗用品","其他常规医疗用品","-","不区分","其他"]
["00417473","湘潭械备20200040号","可挤压式四肢气压治疗压迫带",null,"0","04","否","1","1套/包","国产","C1402020000000012872","HCS08115","湘潭德瑞克医疗科技有限公司","基础卫生材料","常规医疗用品","其他常规医疗用品","-","不区分","其他"]
["00417474","湘潭械备20200040号","可挤压式四肢气压治疗压迫带",null,"0","04","否","1","1套/包","国产","C1402020000000012872","HCS08115","湘潭德瑞克医疗科技有限公司","基础卫生材料","常规医疗用品","其他常规医疗用品","-","不区分","其他"]
["00418865","沪奉械备20240059","一次性使用采样器",null,"--","02","--","1","1盒/盒","国产","C1402020000000012922","HCS03061","上海伯杰医疗科技股份有限公司（原上海伯杰医疗科技有限公司）","基础卫生材料","常规医疗用品","其他常规医疗用品","-","不区分","其他"]
["00418333","鄂械注准20252145436","一次性使用无菌手术包","--","--","02","是","1","1包/包","国产","C1402020000000022608","HCS08819","武汉柯尼兹医疗科技有限公司","基础卫生材料","常规医疗用品","其他常规医疗用品","-","不区分","其他"]
["00417344","渝械备20250010","外生殖器术后保护罩",null,"0",null,"否","1","1条/盒","国产","C1402020000000001209","HCS00740","重庆爱众医疗器械有限公司","基础卫生材料","常规医疗用品","其他常规医疗用品","-","不区分","其他"]
["00418216","豫械注准20252140028","一次性使用手术包","其他","0","02","是","1","1包/包","国产","C1402020000000018395","HCS09951","河南正华医疗科技有限公司","基础卫生材料","常规医疗用品","其他常规医疗用品","-","不区分","其他"]
["00417572","鲁械注准20252020266","一次性使用扩肛器",null,"0","02","是","1","1套/袋","国产","C1402020000000012477","HCS04789","山东大乐医疗器械有限公司","基础卫生材料","常规医疗用品","其他常规医疗用品","-","不区分","其他"]
["00417595","鲁械注准20252020288","一次性使用痔漏探针",null,"0","02","是","1","1套/袋","国产","C1402020000000012477","HCS04789","山东大乐医疗器械有限公司","基础卫生材料","常规医疗用品","其他常规医疗用品","-","不区分","其他"]
["00417978","京械注准20252010608","集成一体无线缆手持刨削系统-一次性使用无线刨削手柄壳",null,"0","02","是","1","1个/个","国产","C1402020000000010832","HCS01476","北京天星医疗股份有限公司","基础卫生材料","常规医疗用品","其他常规医疗用品","-","不区分","其他"]
["00417112","湘械注准20202081291","加温呼吸管路套装",null,"--",null,"--","1","1根/袋","国产","C1402022660001302373","HCS03510","湖南比扬医疗科技有限公司","基础卫生材料","常规医疗用品","其他常规医疗用品","吸氧管","不区分","吸氧管"]
["00416449","渝械注准20252080212","一次性使用湿化鼻氧管","--","0","02","是","1","1套/包","国产","C1402022660001324944","HCS10100","重庆普深医疗器械有限公司","基础卫生材料","常规医疗用品","其他常规医疗用品","吸氧管","不区分","吸氧管"]
["00416607","津械注准20242080234","一次性使用湿化鼻氧管","湿化结构：高吸水性树脂（丙烯酸聚合物）；一次性使用鼻氧管（外购有注册证产品）：软聚氯乙烯（PVC）；湿化瓶：聚丙烯树脂；水","0","02","是","1","1套/套","国产","C1402022660001323675","HCS10223","天津森氧科技有限公司","基础卫生材料","常规医疗用品","其他常规医疗用品","吸氧管","不区分","吸氧管"]
["00417523","冀衡械备20200308号","止血带",null,"0","02","否","1","1个/个","国产","C1402022700001813397","HCS07176","衡水弘晟医疗器械有限公司","基础卫生材料","常规医疗用品","其他常规医疗用品","止血带","不区分","止血带"]
["00418060","苏盐械备20240033","一次性使用止血带","TPE","0","02","否","1","1条/包","国产","C1402022700001822881","HCS09624","盐城仁华医疗器械有限公司","基础卫生材料","常规医疗用品","其他常规医疗用品","止血带","不区分","止血带"]
["00417051","豫械注准20202140599","医用外科口罩",null,null,"02","是","1","1片/包","国产","C1402022620000901796","HCS03370","河南瑞科医疗器械有限公司","基础卫生材料","常规医疗用品","其他常规医疗用品","口罩","不区分","口罩"]
["00417596","粤械注准20152140745","医用外科口罩",null,"1","02","是","1","1只/只","国产","C1402022620000908405","HCS00925","稳健医疗用品股份有限公司","基础卫生材料","常规医疗用品","其他常规医疗用品","口罩","不区分","口罩"]
["00416727","鄂械注准20242145073","医用外科口罩","无纺布","0","02","是","1","1只/袋","国产","C1402022620000903973","HCS06734","仙桃市三达实业有限公司","基础卫生材料","常规医疗用品","其他常规医疗用品","口罩","不区分","口罩"]
["00417670","鄂械注准20232144616","一次性使用医用口罩","--","0","02","否","50","50片/盒","国产","C1402022620000910935","HCS09006","湖北万里防护用品有限公司","基础卫生材料","常规医疗用品","其他常规医疗用品","口罩","不区分","口罩"]
["00409722","粤械注准20222140454","医用防护口罩",null,"0","02","是","20","20只/盒","国产","C1402022620000919024","HCS09925","广州正康医疗器械有限公司","基础卫生材料","常规医疗用品","其他常规医疗用品","口罩","不区分","口罩"]
["00416459","苏械注准20252140989","医用外科口罩","符合FZ/T 64033-2014","0","02","是","10","10只/包","国产","C1402022620000906323","HCS05713","江苏米沙瓦医疗用品有限公司","基础卫生材料","常规医疗用品","其他常规医疗用品","口罩","不区分","口罩"]
["00416680","鄂械注准20242145072","医用防护口罩","无纺布","0",null,"--","1","1片/袋","国产","C1402022620000903973","HCS06734","仙桃市三达实业有限公司","基础卫生材料","常规医疗用品","其他常规医疗用品","口罩","不区分","口罩"]
["00416420","鄂汉械备20250171","输氧面罩","医用高分子材料","0","02","否","1","1个/袋","国产","C1402022670001423286","HCS09180","武汉惟术医疗技术有限公司","基础卫生材料","常规医疗用品","其他常规医疗用品","吸氧面罩","不区分","吸氧面罩"]
["00417538","豫械注准20252080235","鼻罩","--","--",null,"--","1","1支/支","国产","C1402022670001405977","HCS00690","河南驼人医疗器械集团有限公司","基础卫生材料","常规医疗用品","其他常规医疗用品","吸氧面罩","不区分","吸氧面罩"]
["00405388","湘械注准20182140093","医用纱布敷料",null,"0","02","是","1","1袋/袋","国产","C1402022650001209736","HCS01727","湖南臻和亦康医疗用品有限公司","基础卫生材料","常规医疗用品","其他常规医疗用品","清创护理材","不区分","清创护理材"]
["00404890","苏械注准20172020087","一次性使用切口保护套",null,"0","02","是","1","1只/盒","国产","C1402022640001101326","HCS03033","江苏求恒医疗器械有限公司","基础卫生材料","常规医疗用品","其他常规医疗用品","切口保护器","不区分","切口保护器"]
["00400655","苏械注准20252020021","一次性使用无菌牵开器",null,"1","02","是","1","1套/盒","国产","C1402022640001114852","HCS06370","江苏卓朗医疗科技有限公司","基础卫生材料","常规医疗用品","其他常规医疗用品","切口保护器","不区分","切口保护器"]
["00417050","鄂械注准20252025559","一次性使用切口保护扩张器","硅胶、聚氨酯","0","02","是","1","1盒/盒","国产","C1402022640001111798","HCS00943","湖北医达医疗器械有限公司","基础卫生材料","常规医疗用品","其他常规医疗用品","切口保护器","不区分","切口保护器"]
["00416335","闽械注准20242140205","输液贴","不区分","0","02","是","5","5片/袋","国产","C1402022720002010674","HCS08001","福建宸润生物科技有限公司","基础卫生材料","常规医疗用品","其他常规医疗用品","输液贴","不区分","输液贴"]
["00417084","鄂械注准20152142118","一次性使用医用棉垫",null,"0",null,"是","1","1块/袋","国产","C1402022630001003236","HCS02720","武汉翔裕卫生材料有限公司","基础卫生材料","常规医疗用品","其他常规医疗用品","医用垫","不区分","医用垫"]
["00416483","豫械注准20192140104","医用纱布垫",null,"0","02","是","30","30块/包","国产","C1402022630001011316","HCS03843","新乡市好媚卫生用品有限公司","基础卫生材料","常规医疗用品","其他常规医疗用品","医用垫","不区分","医用垫"]
["00416297","豫械注准20252140170","无菌医用垫单",null,"0","02","是","1","1条/包","国产","C1402022630001018695","J9460","中环医疗科技（河南）有限公司","基础卫生材料","常规医疗用品","其他常规医疗用品","医用垫","不区分","医用垫"]
["00414376","豫长械备20150021号","石膏衬垫",null,"--",null,"--","1","1卷/包","国产","C1402022630001001796","HCS03370","河南瑞科医疗器械有限公司","基础卫生材料","常规医疗用品","其他常规医疗用品","医用垫","不区分","医用垫"]
["00416726","鄂仙桃械备20220409","医用护理垫","非织造布、吸水衬纸、热熔胶、绒毛浆、和 PE 膜复合或缝制而成","0","02","否","1","1片/包","国产","C1402022630001003973","HCS06734","仙桃市三达实业有限公司","基础卫生材料","常规医疗用品","其他常规医疗用品","医用垫","不区分","医用垫"]
["00417551","冀衡械备20180429号","医用体位垫",null,"0","02","否","1","1个/个","国产","C1402022630001013397","HCS07176","衡水弘晟医疗器械有限公司","基础卫生材料","常规医疗用品","其他常规医疗用品","医用垫","不区分","医用垫"]
["00417086","苏械注准20212140676","高渗海水鼻腔喷雾器","高渗海水","0","02","否","1","1瓶/盒","国产","C1402022540000103604","HCS01627","苏州圣惠医疗器械有限公司","基础卫生材料","常规医疗用品","其他常规医疗用品","鼻腔冲洗","不区分","鼻腔冲洗"]
["00416983","沪械注准20252140049","可调式鼻腔清洗器",null,"0",null,"是","1","1瓶/盒","国产","C1402022540000124782","HCS10086","浦易兴瑞（上海）医疗器械有限公司","基础卫生材料","常规医疗用品","其他常规医疗用品","鼻腔冲洗","不区分","鼻腔冲洗"]
["00417554","粤械注准20202140589","电动洗鼻器",null,"0","04","否","1","1套/盒","国产","C1402022540000101377","HCS01247","怡越医疗（广东）有限公司 （原东莞市万佳医疗科技有限公司）","基础卫生材料","常规医疗用品","其他常规医疗用品","鼻腔冲洗","不区分","鼻腔冲洗"]
["00417035","赣九械备20250016","医用冰袋","由冰袋（聚乙烯材质）和固定装置（尼龙绳或双面胶贴与聚乙烯管） 组成，通过注入医用制冷设备的低温循环水配合使用，非无菌提供","--",null,"--","1","1个/个","国产","C1402022550000217348","HCS05719","九江市江盼医疗器械有限公司","基础卫生材料","常规医疗用品","其他常规医疗用品","冰袋","不区分","冰袋"]
["00414505","国械注进20162180751","脐带剪断器",null,"0","02","是","1","1支/袋","进口","C1402022580000501885","J12963","上海医坤生物科技有限公司","基础卫生材料","常规医疗用品","其他常规医疗用品","脐带护理","不区分","脐带护理"]
["00418442","黑械注准20252090019","医用升温系统-一次性使用升温毯",null,"0","02","否","1","1个/袋","国产","C1402022610000808906","HCS01039","哈尔滨铂云医疗器械有限公司","基础卫生材料","常规医疗用品","其他常规医疗用品","控温毯","不区分","控温毯"]
["00416547","豫械注准20252140488","固定器",null,"0","02","是","1","1片/袋","国产","C1402022710001910975","HCS04739","河南秦江医疗器械有限公司","基础卫生材料","常规医疗用品","其他常规医疗用品","导管固定","不区分","导管固定"]
["00418141","湘械注准20252140267","导管固定器","涤纶布、水胶体、单硅离型纸、聚丙烯、聚氨酯","0","02","是","1","1个/个","国产","C1402022710001924314","HCS10081","湖南普惠圣康医疗科技有限公司","基础卫生材料","常规医疗用品","其他常规医疗用品","导管固定","不区分","导管固定"]
["00416894","鲁械注准20212010068","一次性使用脊柱手术电极",null,"0","02","是","1","1支/盒","国产","C1404010050000013419","HCS04714","青岛钰仁医疗科技有限公司","基础卫生材料","等离子刀头","等离子刀头","手术刀头","不区分","常规"]
["00417009","国械注准20243010465","等离子手术系统-一次性使用等离子手术电极","--","0","02","是","1","1支/盒","国产","C1404010050000021807","HCS08300","上海声拓医疗科技有限公司","基础卫生材料","等离子刀头","等离子刀头","手术刀头","不区分","常规"]
["00416768","鲁械注准20252010314","一次性等离子消融电极刀头",null,"0","02","是","1","1把/把","国产","C1404010050000024786","HCS10087","济南恒聚医疗科技有限公司","基础卫生材料","等离子刀头","等离子刀头","手术刀头","不区分","常规"]
["00417544","国械注准20243011852","一次性使用双极手术电极",null,"0","02","是","1","1把/盒","国产","C1405010050000009300","HCS01019","深圳唯奥医疗技术有限公司","基础卫生材料","射频刀头","射频切割凝闭刀头","手术刀头","不区分","常规"]
["00414864","苏械注准20252010696","射频消融刀头",null,"--",null,"--","1","1个/盒","国产","C1405010050000012506","HCS05804","朔崛（江苏）医疗科技有限公司","基础卫生材料","射频刀头","射频切割凝闭刀头","手术刀头","不区分","常规"]
["00416642","浙械注准20252011470","一次性使用消融电极","--","--",null,"--","1","1套/套","国产","C1405010050000021882","HCS08552","杭州祺晟医疗器械有限公司","基础卫生材料","射频刀头","射频切割凝闭刀头","手术刀头","不区分","常规"]
["00417589","鲁械注准20252010259","消融电极",null,"0","02","是","1","1套/袋","国产","C1405010050000012477","HCS04789","山东大乐医疗器械有限公司","基础卫生材料","射频刀头","射频切割凝闭刀头","手术刀头","不区分","常规"]
["00418322","皖械注准20252010118","一次性射频消融电极",null,"0","02","是","1","1支/盒","国产","C1405010050000021970","HCS08506","合肥诺而德医疗科技有限公司","基础卫生材料","射频刀头","射频切割凝闭刀头","手术刀头","不区分","常规"]
["00417546","粤深械备20240644","医用超声耦合贴片","由水溶性聚合物材料(卡拉胶＋葡甘聚糖＋氯 化钾)、纯化水、保湿剂(甘油)、防腐剂(苯氧乙醇)材料制成及其外包装(铝 箔袋)组成","0","02","否","1","1个/盒","国产","C1407011830000008957","HCS00159","深圳市升昊科技有限公司","基础卫生材料","电极及辅助材料","电极贴片","贴片","不区分","常规"]
["00417032","赣九械备20250014","理疗电极片","由导电材料（电线）、海绵垫及硅胶组成。","--",null,"--","1","1袋/袋","国产","C1407011830000017348","HCS05719","九江市江盼医疗器械有限公司","基础卫生材料","电极及辅助材料","电极贴片","贴片","不区分","常规"]
["00417029","赣九械备20250015","医用超声耦合贴片",null,"--",null,"--","1","1袋/袋","国产","C1407011830000017348","HCS05719","九江市江盼医疗器械有限公司","基础卫生材料","电极及辅助材料","电极贴片","贴片","不区分","常规"]
["00416510","苏苏械备20252078","一次性使用治疗超声垫片","--","0","02","否","1","1袋/袋","国产","C1407011830000017439","HCS06133","万漉医疗科技（江苏）有限公司","基础卫生材料","电极及辅助材料","电极贴片","贴片","不区分","常规"]
["00416451","粤械注准20252070647","一次性使用心电电极",null,"0","02","否","1","1个/袋","国产","C1407011830000007412","HCS01050","深圳市尤迈医疗用品有限公司","基础卫生材料","电极及辅助材料","电极贴片","贴片","不区分","常规"]
["00416516","沪械注准20252010162","一次性使用中性电极",null,"0","02","否","1","1片/袋","国产","C1407011830000005858","HCS01294","上海阅宸医疗用品有限公司","基础卫生材料","电极及辅助材料","电极贴片","贴片","不区分","常规"]
["00416994","浙台械备20210024号","理疗电极片","--","--",null,"--","1","1片/片","国产","C1407011830000019180","HCS09743","浙江北特医疗器械有限公司","基础卫生材料","电极及辅助材料","电极贴片","贴片","不区分","常规"]
["00416512","桂桂械备20250016","神经和肌肉刺激器用体表电极",null,"0","02","否","1","1片/片","国产","C1407011830000002660","HCS00895","桂林市威诺敦医疗器械有限公司","基础卫生材料","电极及辅助材料","电极贴片","贴片","不区分","常规"]
["00416518","桂桂械备20250012","封包理疗电极","导电垫片","0","04","否","1","1个/袋","国产","C1407011830000012903","HCS04413","广西威诺敦医疗控股有限公司","基础卫生材料","电极及辅助材料","电极贴片","贴片","不区分","常规"]
["00417833","粤深械备20210449号","理疗用体表电极",null,"0","04","否","2","2片/袋","国产","C1407011830000013776","HCS10226","深圳民汇康科技有限公司","基础卫生材料","电极及辅助材料","电极贴片","贴片","不区分","常规"]
["00393891","黑械注准20192070038","多参数监护仪-一次性温度传感器",null,"0","02","否","1","1个/袋","国产","C1407031830000008906","HCS01039","哈尔滨铂云医疗器械有限公司","基础卫生材料","电极及辅助材料","传感器及辅助材料","贴片","不区分","常规"]
["00416396","苏械注准20252070986","无线体温持续监测装置-一次性体温探头","--","--",null,"--","1","1根/袋","国产","C1407031830000006918","HCS01082","南通科威瀚医疗科技有限公司","基础卫生材料","电极及辅助材料","传感器及辅助材料","贴片","不区分","常规"]
["00418022","粤械注准20242070687","一次性无创脑电传感器",null,"0","02","否","1","1个/袋","国产","C1407031830000011732","HCS07115","东莞荣瑞医疗器械有限公司","基础卫生材料","电极及辅助材料","传感器及辅助材料","贴片","不区分","常规"]
["00417237","苏械注准20252070816","一氧化氮检测器",null,"--",null,"--","1","1套/套","国产","C1407031830000010232","HCS00773","江苏鱼跃医疗设备股份有限公司","基础卫生材料","电极及辅助材料","传感器及辅助材料","贴片","不区分","常规"]
["00418534","川蓉械备20200228号","超声治疗固定贴",null,"0","02","否","1","1只/只","国产","C1407040000000001725","HCS03515","成都德而塔生物科技有限公司","基础卫生材料","电极及辅助材料","其他电极及其辅助材料","-","不区分","其他"]
["00416644","浙械注准20252071264","一次性针电极","--","--",null,"--","1","1套/套","国产","C1407040000000021882","HCS08552","杭州祺晟医疗器械有限公司","基础卫生材料","电极及辅助材料","其他电极及其辅助材料","-","不区分","其他"]
["00413858","赣械注准20202060532","消毒型医用超声耦合剂",null,"0","02","否","1","1瓶/瓶","国产","C1407042730000108500","HCS02495","江西乐迪医疗科技有限公司","基础卫生材料","电极及辅助材料","其他电极及其辅助材料","超声耦合剂","不区分","超声耦合剂"]
["00417366","吉械注准20242060163","医用消毒超声耦合剂","--","--",null,"--","1","1瓶/瓶","国产","C1407042730000121032","HCS08081","吉林省恒瑞生物科技有限公司","基础卫生材料","电极及辅助材料","其他电极及其辅助材料","超声耦合剂","不区分","超声耦合剂"]
["00417795","苏械注准20252180699","一次性使用输卵管造影导管",null,"0","02","是","1","1套/套","国产","C0106130040000324633","HCS10195","安骏生物医疗科技（苏州）有限公司","非血管介入治疗类材料","非血管介入通用材料","造影导管","导管","不区分","子宫"]
["00390527","国械注准20183011544","射频控温热凝器-射频电极针",null,"1","04","否","1","1支/盒","国产","C0106120210000012676","HCS02933","西安灭菌消毒设备制造公司","非血管介入治疗类材料","非血管介入通用材料","神经射频电极","电极","不区分","常规"]
["00390528","国械注准20143012237","射频控温热凝器-射频电极针",null,"1","04","否","1","1支/盒","国产","C0106120210000012676","HCS02933","西安灭菌消毒设备制造公司","非血管介入治疗类材料","非血管介入通用材料","神经射频电极","电极","不区分","常规"]
["00417972","京械注准20152141018","鼻胃肠管",null,"0","02","是","1","1根/根","国产","C1417160340000005158","HCS00636","北京灵泽医药技术开发有限公司","基础卫生材料","导管、引流装置","鼻空肠营养管","插管","不区分","常规"]
["00417053","甘械注准20202140029","一次性使用亲水涂层胃肠营养管",null,"1","02","是","1","1根/盒","国产","C1417160340000012004","HCS03655","兰州红会医疗器械有限公司","基础卫生材料","导管、引流装置","鼻空肠营养管","插管","不区分","常规"]
["00416129","渝械注准20232010376","消融电极(多功能手术解剖器)","不锈钢、铁氟龙涂层、钨、钛合金","0","02","是","1","1支/盒","国产","C1406020050200321597","HCS08556","重庆吉楚科技发展有限公司","基础卫生材料","高频电刀","高频切割闭合刀头","手术刀头","其他","手术刀头"]
["00416823","国械注准20253130264","门型钉","--","1","02","是","1","1枚/盒","国产","C0303040780000123490","HCS10134","尤尼泰科（重庆）医疗科技有限公司","骨科材料","固定钉","软组织固定钉","固定钉","不区分","带齿"]
["00416374","国械注准20253140840","一次性使用医用三通阀","共聚酯","0","02","是","1","1个/包","国产","C1423142290000006800","HCS02528","百合医疗科技（武汉）有限公司","基础卫生材料","输液、输血器具及管路","三通","三通","不区分","常规"]
["00416798","国械注准20253130971","血流导向密网支架",null,"--",null,"--","1","1套/盒","国产","C0205190011400017752","HCS05841","赛诺神畅医疗科技有限公司","血管介入治疗类材料","神经介入治疗材料","血流导向装置"]
["00418883","京械注准20232010221","电凝切割器(多功能手术解剖器)",null,"0","02","是","1","1把/盒","国产","C1406010050000208332","HCS00272","北京鸿鹄高翔科技开发有限公司","基础卫生材料","高频电刀","高频电刀","手术刀头","不区分","针状"]
["00416556","苏械注准20252011044","消融电极","--","--","02","是","1","1套/套","国产","C1406010050000214387","HCS04799","江苏普力优创科技有限公司","基础卫生材料","高频电刀","高频电刀","手术刀头","不区分","针状"]
["00418237","苏械注准20252011014","多功能手术解剖器","--","0","02","是","1","1把/盒","国产","C1406010050000217384","HCS05659","南京首量医疗科技有限公司","基础卫生材料","高频电刀","高频电刀","手术刀头","不区分","针状"]
["00417708","浙械注准20252011101","多功能手术解剖器","--","--","02","是","1","1套/盒","国产","C1406010050000204564","HCS02029","浙江伽奈维医疗科技有限公司","基础卫生材料","高频电刀","高频电刀","手术刀头","不区分","针状"]
["00418236","苏械注准20252011009","多功能手术解剖器","--","0","02","是","1","1把/盒","国产","C1406010050000217384","HCS05659","南京首量医疗科技有限公司","基础卫生材料","高频电刀","高频电刀","手术刀头","不区分","针状"]
["00417015","闽械注准20252010081","一次性使用带电凝切割电极冲洗引流装置","PC、 06Cr19Ni10 、ABS","--","02","是","1","1套/盒","国产","C1406010050000100977","HCS00245","施爱德（厦门）医疗器材有限公司","基础卫生材料","高频电刀","高频电刀","手术刀头","不区分","刀状"]
["00416862","湘械注准20252010411","多功能手术解剖器","--","--",null,"是","1","1支/盒","国产","C1406010050000124702","HCS10078","金鼎财富(湖南)医疗科技有限公司","基础卫生材料","高频电刀","高频电刀","手术刀头","不区分","刀状"]
["00417709","浙械注准20252011101","多功能手术解剖器","--","--","02","是","1","1套/盒","国产","C1406010050000104564","HCS02029","浙江伽奈维医疗科技有限公司","基础卫生材料","高频电刀","高频电刀","手术刀头","不区分","刀状"]
["00416777","鲁械注准20252010319","高频消融手术电极",null,"0","02","是","1","1把/把","国产","C1406010050000124786","HCS10087","济南恒聚医疗科技有限公司","基础卫生材料","高频电刀","高频电刀","手术刀头","不区分","刀状"]
["00417706","湘械注准20252030457","数显球囊扩张压力泵","ABS","1","02","是","1","1套/包","国产","C0207210540000000446","HCS00040","湖南埃普特医疗器械有限公司","血管介入治疗类材料","通用介入治疗材料","压力泵","介入附件","不区分","常规"]
["00416339","陕械注准20252010020","一次性使用鼻腔内照射光纤头",null,"0","02","是","2","2支/袋","国产","C1407050160000011718","HCS02563","西安鸿福科技发展有限责任公司","基础卫生材料","电极及辅助材料","光纤","常规","不区分","光纤"]
["00416643","国械注准20243010358","掺铥光纤激光治疗仪-一次性使用光纤头","--","--",null,"--","10","10支/盒","国产","C1407050160000024941","HCS10113","密尔医疗科技（深圳）有限公司","基础卫生材料","电极及辅助材料","光纤","常规","不区分","光纤"]
["00414876","苏械注准20252140662","一次性脉冲冲洗引流器",null,"--",null,"--","1","1个/套","国产","C1417170390000212506","HCS05804","朔崛（江苏）医疗科技有限公司","基础卫生材料","导管、引流装置","电动冲洗器","冲洗器","不区分","脉冲"]
["00416963","鄂械注准20202143039","一次性无菌输尿管支架套装","聚氨酯","--","02","是","1","1套/盒","国产","C0103010011510106800","HCS02528","百合医疗科技（武汉）有限公司"]
["00417832","鄂械注准20212023305","一次性使用包皮切割吻合器","纯钛","0","02","是","1","1支/盒","国产","C1102151721000010583","HCS01014","湖北保泰生物科技有限公司"]
["00416448","渝械注准20252020222","一次性使用包皮切割吻合器","--","0","02","是","1","1把/盒","国产","C1102151721000024944","HCS10100","重庆普深医疗器械有限公司"]
["00416484","国械注准20253030467","颅内取栓支架及附件","--","1","02","是","1","1根/盒","国产","C0205150011400003846","HCS00553","微创神通医疗科技（上海）有限公司"]
["00418025","鲁械注准20252020334","一次性使用皮肤缝合器","--","--","02","是","1","1套/套","国产","C1102121721003311490","HCS02480","山东海迪科医用制品有限公司"]
["00416474","国械注准20253030955","颅内取栓支架","--","--",null,"是","1","1套/袋","国产","C0205150011400012761","HCS04517","苏州恒瑞宏远医疗科技有限公司"]
["00416648","浙械注准20252011373","一次性电动腔镜关节头直线型切割吻合器及钉仓组件","--","--","02","是","1","1个/包","国产","C1101031731101224587","HCS10027","绍兴精微医疗科技有限公司"]
["00417723","国械注准20253031011","冠状动脉棘突球囊扩张导管","聚酰胺","1","02","是","1","1条/包","国产","C0202080021500000446","HCS00040","湖南埃普特医疗器械有限公司"]
["00416525","鲁械注准20252020351","一次性使用微创筋膜闭合器","--","--",null,"--","1","1支/盒","国产","C1101131871002316125","HCS07462","威海柯凡医疗器械科技有限公司"]
["00416683","苏械注准20252140612","一次性使用输尿管球囊扩张导管","--","--","02","是","1","1套/包","国产","C0103030021503309161","HCS00314","张家港市欧凯医疗器械有限公司"]
["00416687","苏械注准20252140612","一次性使用输尿管球囊扩张导管","--","--","02","是","1","1套/包","国产","C0103030021503209161","HCS00314","张家港市欧凯医疗器械有限公司"]
["00418854","国械注准20253131219","输尿管支架系统","--","--","02","是","1","1套/袋","国产","C0103010011410605400","HCS00738","湖南依微迪医疗器械有限公司"]
["00416476","国械注准20253131240","胆道支架","--","--",null,"--","1","1根/盒","国产","C0102090011505808752","HCS00331","常州乐奥医疗科技股份有限公司"]
["00416479","国械注准20253131240","胆道支架","--","--",null,"--","1","1根/盒","国产","C0102090011505708752","HCS00331","常州乐奥医疗科技股份有限公司"]
["00416656","国械注准20253130951","经导管瓣中瓣系统-球囊扩张导管","--","--","02","是","1","1套/盒","国产","C0203140021500006274","HCS00442","北京佰仁医疗科技股份有限公司（原北京佰仁医疗科技有限公司）"]
["00418505","国械注准20253020921","可吸收闭合夹","聚对二氧环己酮","1","02","是","1","1套/套","国产","C1101081761501701298","HCS00321","无锡中科光远生物材料有限公司"]
["00418233","国械注进20233130476","肠道覆膜支架HANAROSTENT Intestinal Stent(？？？？？？)","镍钛合金","1","02","是","1","1个/盒","进口","C0102070011405218816","J3695","常州锦福瑞医疗器械有限公司"]
["00418235","国械注进20233130476","肠道覆膜支架HANAROSTENT Intestinal Stent(？？？？？？)","镍钛合金","1","02","是","1","1个/盒","进口","C0102070011405118816","J3695","常州锦福瑞医疗器械有限公司"]
["00416651","国械注准20253031109","椎动脉紫杉醇涂层球囊扩张导管","聚酰胺PA12，紫杉醇，硬脂酸镁","1","02","是","1","1根/盒","国产","C0206180021500302261","HCS00035","北京先瑞达医疗科技有限公司"]
["00417524","国械注准20253130961","覆膜胆道支架系统","镍钛合金","1","02","是","1","1个/盒","国产","C0102090011405908041","HCS00243","江苏唯德康医疗科技有限公司"]
["00417139","国械注进20253130174","可主动调控腹主动脉覆膜血管内支架系统","ePTFE, 镍钛合金","1","02","是","1","1根/盒","进口","C0206070011401709202","J1156","戈尔工业品贸易（上海）有限公司"]
["00417140","国械注进20253130174","可主动调控腹主动脉覆膜血管内支架系统","ePTFE, 镍钛合金","1","02","是","1","1根/盒","进口","C0206070011401609202","J1156","戈尔工业品贸易（上海）有限公司"]
["00416896","国械注准20253020675","一次性使用无菌闭合夹","--","--",null,"是","1","1个/盒","国产","C1101081761501821846","HCS08918","康奇舒宁（苏州）医疗科技有限公司"]
["00418144","国械注准20253031210","外周刻痕球囊扩张导管",null,"1","02","是","1","1根/盒","国产","C0206510021501819705","HCS07342","上海博脉安医疗科技有限公司","血管介入治疗类材料","外周血管介入"]
["00416887","国械注准20253031019","外周刻痕球囊扩张导管 E-Peridge",null,"1","02","是","1","1根/盒","国产","C0206510021501818594","HCS06379","为泰医疗器械（深圳）有限公司","血管介入治疗类材料","外周血管介入"]
["00418134","国械注准20253030973","外周血管约束型球囊扩张导管",null,"1","02","是","1","1根/盒","国产","C0206530021501819705","HCS07342","上海博脉安医疗科技有限公司","血管介入治疗类材料","外周血管介入"]
["00417073","国械注准20253011183","一次性使用冠脉血管内冲击波导管",null,"1","02","是","1","1根/盒","国产","C0202330021500022013","HCS09163","江苏朴芃医疗科技有限公司","血管介入治疗类材料","冠脉介入治疗材料"]
["00416807","国械注准20253031222","球囊导引导管",null,"--","02","是","1","1套/盒","国产","C0207240021502016211","HCS05014","北京深瑞达医疗科技有限公司","血管介入治疗类材料","通用介入治疗材料"]

{"sheet":"无国家医保编码","index":1,"n_rows":1211,"n_cols":12,"rows_kept":1211}
["组件编码","注册证编码","组件名称","产品材质","一级分类","二级分类","三级分类","产品转换比","包装单位","产地","申报企业ID","申报企业名称"]
["00416905","湘械注准20222401446","糖缺失性转铁蛋白测定试剂盒（乳胶增强免疫比浊法）","液体原料","体外诊断试剂","免疫分析试剂","糖缺失性转铁蛋白检测试剂【免疫（专用）/特种蛋白检测/散射比浊法】","1","1盒/盒","国产","HCS06484","湖南聚创生物医药有限公司"]
["00418829","国械备20250139","样本稀释液 aTPOII Diluent (aTPOII DIL)","液体","体外诊断试剂","免疫分析试剂","样本稀释液【免疫（专用）/特种蛋白检测/配套试剂】","1","1盒/盒","进口","J3974","西门子医学诊断产品（上海）有限公司"]
["00417157","苏苏械备20238056","样本稀释液","由三(羟甲基)氨基甲烷、氯化钠、Triton X-100、ProClin300、BSA和纯化水组成。","体外诊断试剂","免疫分析试剂","样本稀释液【免疫（专用）/特种蛋白检测/配套试剂】","1","1支/盒","国产","HCS10228","苏州康医诺生物科技有限公司"]
["00418055","苏苏械备20238056","样本稀释液","由三(羟甲基)氨基甲烷、氯化钠、Triton X-100、ProClin300、BSA和纯化水组成。","体外诊断试剂","免疫分析试剂","样本稀释液【免疫（专用）/特种蛋白检测/配套试剂】","2","2支/盒","国产","HCS10228","苏州康医诺生物科技有限公司"]
["00418056","苏苏械备20238056","样本稀释液","由三(羟甲基)氨基甲烷、氯化钠、Triton X-100、ProClin300、BSA和纯化水组成。","体外诊断试剂","免疫分析试剂","样本稀释液【免疫（专用）/特种蛋白检测/配套试剂】","4","4支/盒","国产","HCS10228","苏州康医诺生物科技有限公司"]
["00417199","国械备20190730号","缓冲液（CL AIA-PACK DILUENT CONCENTRATE）","液体","体外诊断试剂","免疫分析试剂","缓冲液【免疫（专用）/特种蛋白检测/配套试剂】","1","1盒/盒","进口","J12425","东曹（上海）生物科技有限公司"]
["00415100","粤深械备20250157","缓冲液","三羟甲基氨基甲烷。","体外诊断试剂","免疫分析试剂","缓冲液【免疫（专用）/特种蛋白检测/配套试剂】","1","1瓶/盒","国产","HCS09881","深圳市科曼生物医疗有限公司"]
["00415104","粤深械备20250157","缓冲液","三羟甲基氨基甲烷。","体外诊断试剂","免疫分析试剂","缓冲液【免疫（专用）/特种蛋白检测/配套试剂】","1","1瓶/盒","国产","HCS09881","深圳市科曼生物医疗有限公司"]
["00417483","粤深械备20250330","缓冲液","三羟甲基氨基甲烷缓冲液，聚乙二醇6000。","体外诊断试剂","免疫分析试剂","缓冲液【免疫（专用）/特种蛋白检测/配套试剂】","1","1盒/盒","国产","HCS09881","深圳市科曼生物医疗有限公司"]
["00417484","粤深械备20250330","缓冲液","三羟甲基氨基甲烷缓冲液，聚乙二醇6000。","体外诊断试剂","免疫分析试剂","缓冲液【免疫（专用）/特种蛋白检测/配套试剂】","1","1盒/盒","国产","HCS09881","深圳市科曼生物医疗有限公司"]
["00417501","粤深械备20250330","缓冲液","三羟甲基氨基甲烷缓冲液，聚乙二醇6000。","体外诊断试剂","免疫分析试剂","缓冲液【免疫（专用）/特种蛋白检测/配套试剂】","1","1盒/盒","国产","HCS09881","深圳市科曼生物医疗有限公司"]
["00418902","津械备20210566号","激发液","/","体外诊断试剂","免疫分析试剂","激发液【免疫（专用）/其他检测/配套试剂】","1","1盒/盒","国产","HCS09734","格林生物医药科技（天津）有限公司"]
["00417979","京械注准20192400086","血清淀粉样蛋白A/C-反应蛋白测定试剂盒（荧光免疫层析法）","其他","体外诊断试剂","免疫分析试剂","其他检测【免疫（专用）/其他检测/其他 】","1","1盒/盒","国产","HCS01836","北京乐普诊断科技股份有限公司（原北京乐普医疗科技有限责任公司）"]
["00418323","国械注准20203400110","ABO、RhD血型抗原检测卡（柱凝集法）","其他","体外诊断试剂","免疫分析试剂","其他检测【免疫（专用）/其他检测/其他 】","1","1盒/盒","国产","HCS01836","北京乐普诊断科技股份有限公司（原北京乐普医疗科技有限责任公司）"]
["00418361","湘械注准20252400746","涎液化糖链抗原（KL-6）测定试剂盒（化学发光免疫分析法）","液体","体外诊断试剂","免疫分析试剂","其他检测【免疫（专用）/其他检测/其他 】","1","1盒/盒","国产","HCS03740","湖南菲科生物技术有限公司"]
["00417487","粤深械备20250156","血细胞分析用溶血剂","十二烷基三甲基氯化铵、异内醇、磷酸二氢钠。","体外诊断试剂","血液分析试剂","白细胞三分群溶血素【血液诊断分析试剂/自动全血细胞分析/电阻法】","4","4瓶/盒","国产","HCS09881","深圳市科曼生物医疗有限公司"]
["00415096","粤深械备20250156","血细胞分析用溶血剂","十二烷基三甲基氯化铵、异内醇、磷酸二氢钠。","体外诊断试剂","血液分析试剂","白细胞三分群溶血素【血液诊断分析试剂/自动全血细胞分析/电阻法】","2","2瓶/盒","国产","HCS09881","深圳市科曼生物医疗有限公司"]
["00416836","苏锡械备20150116号","血细胞分析用溶血剂","液体","体外诊断试剂","血液分析试剂","有核红细胞计数溶血素【血液诊断分析试剂/自动全血细胞分析/荧光染色光散射】","1","1盒/盒","国产","HCS03044","江苏荣盛嘉美生物试剂有限公司"]
["00416839","苏锡械备20150116号","血细胞分析用溶血剂","液体","体外诊断试剂","血液分析试剂","有核红细胞计数溶血素【血液诊断分析试剂/自动全血细胞分析/荧光染色光散射】","1","1盒/盒","国产","HCS03044","江苏荣盛嘉美生物试剂有限公司"]
["00416828","苏锡械备20150115号","血细胞分析用染色液","液体","体外诊断试剂","血液分析试剂","网织红细胞计数染色液【血液诊断分析试剂/手工全血细胞分析/手工法】","1","1盒/盒","国产","HCS03044","江苏荣盛嘉美生物试剂有限公司"]
["00416832","苏锡械备20150115号","血细胞分析用染色液","液体","体外诊断试剂","血液分析试剂","网织红细胞计数染色液【血液诊断分析试剂/手工全血细胞分析/手工法】","1","1盒/盒","国产","HCS03044","江苏荣盛嘉美生物试剂有限公司"]
["00418454","国械注准20253400797","ABO/RhD血型抗原检测卡（固相法）","试剂","体外诊断试剂","血液分析试剂","ABO血型正定型试剂盒【血液诊断分析试剂/血型鉴定及交叉配血/固相法】","1","1人份/盒","国产","HCS02092","英科新创（厦门）科技股份有限公司"]
["00418455","国械注准20253400791","ABO血型抗原检测卡（固相法）","试剂","体外诊断试剂","血液分析试剂","ABO血型正定型试剂盒【血液诊断分析试剂/血型鉴定及交叉配血/固相法】","1","1人份/盒","国产","HCS02092","英科新创（厦门）科技股份有限公司"]
["00417900","国械注准20253401050","人类HOXB4、SRCIN1基因甲基化检测试剂盒（荧光PCR法）","试剂","体外诊断试剂","分子检测试剂","人类EML4-ALK融合基因检测试剂? ??【分子诊断（专用）/肿瘤/荧光PCR-探针法】","8","8人份/盒","国产","HCS02696","广州康立明生物科技股份有限公司（原广州市康立明生物科技有限责任公司）"]
["00418954","国械注准20213400828","甲型流感病毒/乙型流感病毒核酸检测试剂盒（荧光PCR法）","液体","体外诊断试剂","分子检测试剂","甲型流感病毒及乙型流感病毒分型核糖核酸联合检测试剂(InfA/InfB RNA)【分子诊断（专用）/呼吸道感染性疾病/荧光PCR-探针法】","1","1盒/盒","国产","HCS03061","上海伯杰医疗科技股份有限公司（原上海伯杰医疗科技有限公司）"]
["00416117","国械注准20253401119","甲型流感病毒/乙型流感病毒核酸检测试剂盒（荧光PCR 法）","冻干","体外诊断试剂","分子检测试剂","甲型流感病毒及乙型流感病毒分型核糖核酸联合检测试剂(InfA/InfB RNA)【分子诊断（专用）/呼吸道感染性疾病/荧光PCR-探针法】","24","24人份/盒","国产","HCS05903","江苏宏微特斯医药科技有限公司"]
["00417322","国械注准20253401044","新型冠状病毒2019-nCoV/甲型流感病毒/乙型流感病毒/呼吸道合胞病毒核酸质控品","液体","体外诊断试剂","分子检测试剂","甲型流感病毒及乙型流感病毒分型核糖核酸联合检测试剂(InfA/InfB RNA)【分子诊断（专用）/呼吸道感染性疾病/荧光PCR-探针法】","1","1盒/盒","国产","HCS02310","深圳迈瑞生物医疗电子股份有限公司"]
["00418082","国械注准20253401049","新型冠状病毒2019-nCoV/甲型流感病毒/乙型流感病毒/呼吸道合胞病毒核酸检测试剂盒(荧光PCR法)","液体","体外诊断试剂","分子检测试剂","甲型流感病毒及乙型流感病毒分型核糖核酸联合检测试剂(InfA/InfB RNA)【分子诊断（专用）/呼吸道感染性疾病/荧光PCR-探针法】","1","1盒/盒","国产","HCS02310","深圳迈瑞生物医疗电子股份有限公司"]
["00368087","浙甬械备20180125","一次性使用采样器","纸质","体外诊断试剂","微生物检验组","无菌采样拭子（耗材）【微生物-开放/病原菌培养/-】","100","100支/盒","国产","HCS04821","宁波市远江医疗用品有限公司"]
["00414825","渝械注准20222400325","B群链球菌增菌显色培养基（GBCM)","液体","体外诊断试剂","微生物检验组","B族链球菌筛查/显色培养基【微生物-开放/病原菌培养/显色培养法】","20","20测试/包","国产","HCS03241","重庆庞通医疗器械有限公司"]
["00414662","国械注准20253401191","结核分枝杆菌和利福平耐药基因检测试剂盒(荧光PCR法)","不适用","体外诊断试剂","分子检测试剂","结核分支杆菌利福平耐药核酸检测试剂【分子诊断（专用）/用药指导/PCR-杂交法】","10","10人份/盒","国产","HCS06697","鲲鹏（徐州）科学仪器有限公司"]
["00414736","国械注准20253401191","结核分枝杆菌和利福平耐药基因检测试剂盒(荧光PCR法)","不适用","体外诊断试剂","分子检测试剂","结核分支杆菌利福平耐药核酸检测试剂【分子诊断（专用）/用药指导/PCR-杂交法】","50","50人份/盒","国产","HCS06697","鲲鹏（徐州）科学仪器有限公司"]
["00416924","国械注准20183401842","葡萄糖6磷酸脱氢酶基因突变检测试剂盒（基因芯片法）","芯片","体外诊断试剂","分子检测试剂","其它疾病相关和细胞遗传学核酸检测试剂【分子诊断（专用）/疾病相关和细胞遗传学/-】","21","21人份/盒","国产","HCS03007","珠海赛乐奇生物技术股份有限公司"]
["00414491","国械注准20253401060","人类SMN1和SMN2基因检测试剂盒（荧光PCR-毛细管电泳法）","液体","体外诊断试剂","分子检测试剂","其它疾病相关和细胞遗传学核酸检测试剂【分子诊断（专用）/疾病相关和细胞遗传学/-】","48","48测试/盒","国产","HCS08573","厦门百欧迅生物科技有限公司"]
["00417329","粤深械备20240451","待测物清洗液","液体","体外诊断试剂","分子检测试剂","核酸提取试剂【分子诊断（专用）/其它/热裂解】","1","1盒/盒","国产","HCS02310","深圳迈瑞生物医疗电子股份有限公司"]
["00417327","粤深械备20231100","核酸提取或纯化试剂","液体","体外诊断试剂","分子检测试剂","核酸提取试剂【分子诊断（专用）/其它/热裂解】","1","1盒/盒","国产","HCS02310","深圳迈瑞生物医疗电子股份有限公司"]
["00417304","鲁济械备20220343号","细胞角蛋白5&6抗体试剂（免疫组织化学法）","化学试剂","体外诊断试剂","病理学与细胞学检测组","细胞角蛋白5/6检测试剂（CK5&6） 【病理学/免疫组织化学抗体试剂/免疫组织化学】","30","30人份/瓶","国产","HCS06470","山东新生命医疗科技有限公司"]
["00417305","鲁济械备20220343号","细胞角蛋白5&6抗体试剂（免疫组织化学法）","化学试剂","体外诊断试剂","病理学与细胞学检测组","细胞角蛋白5/6检测试剂（CK5&6） 【病理学/免疫组织化学抗体试剂/免疫组织化学】","60","60人份/瓶","国产","HCS06470","山东新生命医疗科技有限公司"]
["00417306","鲁济械备20220343号","细胞角蛋白5&6抗体试剂（免疫组织化学法）","化学试剂","体外诊断试剂","病理学与细胞学检测组","细胞角蛋白5/6检测试剂（CK5&6） 【病理学/免疫组织化学抗体试剂/免疫组织化学】","70","70人份/瓶","国产","HCS06470","山东新生命医疗科技有限公司"]
["00417729","苏镇械备20190121号","细胞角蛋白5&6抗体试剂/检测试剂盒（免疫组织化学）","试剂","体外诊断试剂","病理学与细胞学检测组","细胞角蛋白5/6检测试剂（CK5&6） 【病理学/免疫组织化学抗体试剂/免疫组织化学】","1","1支/盒","国产","HCS07490","镇江爱必梦生物科技有限公司"]
["00417855","渝高新械备20250003号","细胞角蛋白5/6抗体试剂(免疫组织化学)","本试剂主要成分为 CK5/6 重组鼠单克隆抗体、牛血清白蛋白&lt;1.0%、羊血清&lt;1.0%、Proclin 300≤0.1%、PBS 缓冲液。","体外诊断试剂","病理学与细胞学检测组","细胞角蛋白5/6检测试剂（CK5&6） 【病理学/免疫组织化学抗体试剂/免疫组织化学】","1","1瓶/瓶","国产","HCS10197","重庆新一产生命科技有限公司"]
["00418347","闽厦械备20250278","细胞角蛋白6（CK6）抗体试剂（免疫组织化学法）","液体","体外诊断试剂","病理学与细胞学检测组","细胞角蛋白5/6检测试剂（CK5&6） 【病理学/免疫组织化学抗体试剂/免疫组织化学】","1","1瓶/瓶","国产","HCS03160","厦门通灵生物医药科技股份有限公司"]
["00417758","苏镇械备20220072","细胞周期蛋白依赖性激酶4(CDK4)抗体试剂/检测试剂盒(免疫组织化学)","试剂","体外诊断试剂","病理学与细胞学检测组","细胞周期蛋白依赖激酶4检测试剂（CDK4）  【病理学/免疫组织化学抗体试剂/免疫组织化学】","1","1支/盒","国产","HCS07490","镇江爱必梦生物科技有限公司"]
["00417756","苏镇械备20220067","HBsAg抗体试剂/检测试剂盒（免疫组织化学）","试剂","体外诊断试剂","病理学与细胞学检测组","乙肝病毒表面抗原检测试剂（HBsAg） 【病理学/免疫组织化学抗体试剂/免疫组织化学】","1","1支/盒","国产","HCS07490","镇江爱必梦生物科技有限公司"]
["00417569","苏镇械备20180020号","IDH-1抗体试剂/检测试剂盒(免疫组织化学)","试剂","体外诊断试剂","病理学与细胞学检测组","异柠檬酸盐脱氢酶1检测试剂（ IDH1 R132H） 【病理学/免疫组织化学抗体试剂/免疫组织化学】","1","1支/盒","国产","HCS07490","镇江爱必梦生物科技有限公司"]
["00416178","沪闵械备20180038号","Inhibin, alpha抗体试剂（免疫组织化学）","其他","体外诊断试剂","病理学与细胞学检测组","抑制素a检测试剂（Inhibin a）   【病理学/免疫组织化学抗体试剂/免疫组织化学】","1","1盒/盒","国产","HCS03622","基因科技（上海）股份有限公司"]
["00417129","国械备20181585号","Inhibin, alpha抗体试剂（免疫组织化学）BOND Ready-to-Use Primary Antibody Inhibin Alpha (R1)","液体","体外诊断试剂","病理学与细胞学检测组","抑制素a检测试剂（Inhibin a）   【病理学/免疫组织化学抗体试剂/免疫组织化学】","1","1支/支","进口","J4261","徕卡显微系统（上海）贸易有限公司"]
["00417731","苏镇械备20190125号","Inhibin,alpha抗体试剂/检测试剂盒（免疫组织化学）","试剂","体外诊断试剂","病理学与细胞学检测组","抑制素a检测试剂（Inhibin a）   【病理学/免疫组织化学抗体试剂/免疫组织化学】","1","1支/盒","国产","HCS07490","镇江爱必梦生物科技有限公司"]
["00417720","苏镇械备20190100号","Arginase-1抗体试剂/检测试剂盒（免疫组织化学）","试剂","体外诊断试剂","病理学与细胞学检测组","Arginase-1检测试剂 【病理学/免疫组织化学检测系统/免疫组织化学】","1","1支/盒","国产","HCS07490","镇江爱必梦生物科技有限公司"]
["00418868","鲁青械备20250265","免疫显色试剂","溶液","体外诊断试剂","病理学与细胞学检测组","DAB染色液（增强聚合物法）【病理学/免疫组织化学检测系统/免疫组织化学】","250","250测试/盒","国产","HCS10063","蔚蓝源创（青岛）生命科技发展有限公司"]
["00416922","粤深械备20250565","待测物洗脱液","由丙二醇、表活剂（仲醇聚氧乙烯醚）和纯化水组成。","体外诊断试剂","病理学与细胞学检测组","清洗液(ultraViewSilverWashII)【病理学/原位杂交检测系统试剂/原位杂交】","1","1瓶/瓶","国产","HCS05609","广东金泉医疗科技有限公司"]
["00391015","湘械注准20242400876","高尔基体蛋白73（GP73）测定试剂盒（胶乳增强免疫比浊法）","液体","体外诊断试剂","POCT组","蛋白及代谢物检测【POCT检测试剂/蛋白及代谢物检测/-】","1","1盒/盒","国产","HCS03740","湖南菲科生物技术有限公司"]
["00417971","闽械注准20252400162","脂蛋白相关磷脂酶A2(Lp-PLA2)测定试剂盒（化学发光免疫分析法）","PP","体外诊断试剂","POCT组","脂蛋白相关磷脂酶A2检测试剂【POCT检测试剂/蛋白及代谢物检测/（免疫层析法）】","1","1盒/盒","国产","HCS08291","厦门宝太和瑞生物技术有限公司"]
["00416387","闽械注准20242400029","铁蛋白测定试剂盒（荧光免疫层析法）","塑料","体外诊断试剂","POCT组","铁蛋白检测试剂【POCT检测试剂/蛋白及代谢物检测/（荧光免疫层析法）】","25","25人份/盒","国产","HCS01877","厦门为正生物科技股份有限公司"]
["00416947","苏械注准20252400102","铁蛋白测定试剂盒(荧光免疫层析法)","/","体外诊断试剂","POCT组","铁蛋白检测试剂【POCT检测试剂/蛋白及代谢物检测/（荧光免疫层析法）】","25","25人份/盒","国产","HCS03209","无锡博慧斯生物医药科技有限公司"]
["00416931","苏械注准20242400985","微量白蛋白检测试剂盒(荧光免疫层析法)","/","体外诊断试剂","POCT组","微量白蛋白检测试剂【POCT检测试剂/蛋白及代谢物检测/（干式免疫荧光法）】","25","25人份/盒","国产","HCS03209","无锡博慧斯生物医药科技有限公司"]
["00417365","冀械注准20242400348","糖化血红蛋白检测试剂盒（干式免疫荧光法）","纸条","体外诊断试剂","POCT组","糖化血红蛋白检测试剂【POCT检测试剂/蛋白及代谢物检测/（干式免疫荧光法）】","25","25测试/盒","国产","HCS02432","石家庄禾柏生物技术股份有限公司"]
["00417500","粤械注准20242400064","糖化血红蛋白（HbA1c）质控品","本品主要含重组糖化血红蛋白、磷酸盐缓冲液。","体外诊断试剂","POCT组","糖化血红蛋白质控品【POCT检测试剂/蛋白及代谢物检测/(胶体金法)】","1","1盒/盒","国产","HCS09881","深圳市科曼生物医疗有限公司"]
["00416191","沪闵械备20180088号","MSH6抗体试剂（免疫组织化学）","其他","体外诊断试剂","病理学与细胞学检测组","MSH6检测试剂【病理学/免疫组织化学抗体试剂/免疫组织化学】","1","1盒/盒","国产","HCS03622","基因科技（上海）股份有限公司"]
["00417563","苏镇械备20180015号","MSH6抗体试剂/检测试剂盒(免疫组织化学)","试剂","体外诊断试剂","病理学与细胞学检测组","MSH6检测试剂【病理学/免疫组织化学抗体试剂/免疫组织化学】","1","1支/盒","国产","HCS07490","镇江爱必梦生物科技有限公司"]
["00417853","渝高新械备20250004号","MSH6抗体试剂(免疫组织化学)","本试剂主要成分为 MSH6 重组免单克隆抗体、牛血清白蛋白&lt;1.0%、羊血清&lt;1.0%、Proclin 300≤0.1%、PRS缓冲液","体外诊断试剂","病理学与细胞学检测组","MSH6检测试剂【病理学/免疫组织化学抗体试剂/免疫组织化学】","1","1瓶/瓶","国产","HCS10197","重庆新一产生命科技有限公司"]
["00418401","国械备20181613号","Oct3/4抗体试剂（免疫组织化学）BOND Ready-to-Use Primary Antibody Oct-3/4 (N1NK)","液体","体外诊断试剂","病理学与细胞学检测组","Oct-3/4检测试剂【病理学/免疫组织化学抗体试剂/免疫组织化学】","1","1支/支","进口","J4261","徕卡显微系统（上海）贸易有限公司"]
["00417625","苏镇械备20180077号","p63抗体试剂/检测试剂盒(免疫组织化学)","试剂","体外诊断试剂","病理学与细胞学检测组","p63检测试剂【病理学/免疫组织化学抗体试剂/免疫组织化学】","1","1支/盒","国产","HCS07490","镇江爱必梦生物科技有限公司"]
["00418351","国械备20180231号","p63抗体试剂（免疫组织化学）BOND Ready-to-Use Primary Antibody p63 (7JUL)","液体","体外诊断试剂","病理学与细胞学检测组","p63检测试剂【病理学/免疫组织化学抗体试剂/免疫组织化学】","1","1支/支","进口","J4261","徕卡显微系统（上海）贸易有限公司"]
["00417022","鲁济械备20220305号","S100抗体试剂（免疫组织化学法）","化学试剂","体外诊断试剂","病理学与细胞学检测组","S100P检测试剂【病理学/免疫组织化学抗体试剂/免疫组织化学】","30","30人份/瓶","国产","HCS06470","山东新生命医疗科技有限公司"]
["00417023","鲁济械备20220305号","S100抗体试剂（免疫组织化学法）","化学试剂","体外诊断试剂","病理学与细胞学检测组","S100P检测试剂【病理学/免疫组织化学抗体试剂/免疫组织化学】","60","60测试/瓶","国产","HCS06470","山东新生命医疗科技有限公司"]
["00417024","鲁济械备20220305号","S100抗体试剂（免疫组织化学法）","化学试剂","体外诊断试剂","病理学与细胞学检测组","S100P检测试剂【病理学/免疫组织化学抗体试剂/免疫组织化学】","70","70测试/瓶","国产","HCS06470","山东新生命医疗科技有限公司"]
["00417626","苏镇械备20180079号","S100抗体试剂/检测试剂盒(免疫组织化学)","试剂","体外诊断试剂","病理学与细胞学检测组","S100P检测试剂【病理学/免疫组织化学抗体试剂/免疫组织化学】","1","1支/盒","国产","HCS07490","镇江爱必梦生物科技有限公司"]
["00418975","粤械注准20252400628","C反应蛋白（CRP）测定试剂（干式荧光免疫法）","测试卡","体外诊断试剂","POCT组","C反应蛋白检测试剂【POCT检测试剂/感染性指标检测/（荧光免疫层析法）】","1","1盒/盒","国产","HCS02146","广州万孚生物技术股份有限公司"]
["00356884","粤械注准20232400871","降钙素原/白介素6（PCT/IL—6）二联检测定试剂盒（荧光免疫层析法）","干式","体外诊断试剂","POCT组","降钙素原检测试剂【POCT检测试剂/感染性指标检测/（免疫荧光层析法）】","1","1盒/盒","国产","HCS02691","广东执诚生物科技有限公司（生产）"]
["00417852","京械注准20172400093","氨基末端脑利钠肽前体测定试剂盒（荧光免疫层析法）","其他","体外诊断试剂","POCT组","N-端脑利钠肽前体检测试剂【POCT检测试剂/心肌标志物测定/（干式免疫荧光法）】","1","1盒/盒","国产","HCS01836","北京乐普诊断科技股份有限公司（原北京乐普医疗科技有限责任公司）"]
["00418525","湘长械备20221089号","血管内皮生长因子受体2（VEGFR2）抗体试剂（免疫组织化学法）","液体","体外诊断试剂","病理学与细胞学检测组","血管内皮生长因子检测试剂(VEGF）【病理学/免疫组织化学抗体试剂/免疫组织化学】","15","15人份/瓶","国产","HCS08346","湖南艾方生物科技有限公司"]
["00418526","湘长械备20221089号","血管内皮生长因子受体2（VEGFR2）抗体试剂（免疫组织化学法）","液体","体外诊断试剂","病理学与细胞学检测组","血管内皮生长因子检测试剂(VEGF）【病理学/免疫组织化学抗体试剂/免疫组织化学】","30","30人份/瓶","国产","HCS08346","湖南艾方生物科技有限公司"]
["00418527","湘长械备20221089号","血管内皮生长因子受体2（VEGFR2）抗体试剂（免疫组织化学法）","液体","体外诊断试剂","病理学与细胞学检测组","血管内皮生长因子检测试剂(VEGF）【病理学/免疫组织化学抗体试剂/免疫组织化学】","60","60人份/瓶","国产","HCS08346","湖南艾方生物科技有限公司"]
["00417608","苏镇械备20180056号","VEGF抗体试剂/检测试剂盒(免疫组织化学)","试剂","体外诊断试剂","病理学与细胞学检测组","血管内皮生长因子检测试剂(VEGF）【病理学/免疫组织化学抗体试剂/免疫组织化学】","1","1支/盒","国产","HCS07490","镇江爱必梦生物科技有限公司"]
["00408633","鲁械注准20242401105","脂蛋白(a)测定试剂盒(胶乳免疫比浊法)","塑料","体外诊断试剂","生化检验试剂","脂蛋白（a）试剂【生化（开放）/蛋白试剂/胶乳增强免疫透射比浊法】","1","1盒/盒","国产","HCS09918","中夏医学科技（青岛）有限公司"]
["00417539","闽厦械备20250264","CD11c抗体试剂（免疫组织化学法）","液体","体外诊断试剂","生化检验试剂","纤维蛋白原试剂【生化（开放）/蛋白试剂/免疫透射比浊法】","1","1瓶/瓶","国产","HCS03160","厦门通灵生物医药科技股份有限公司"]
["00417594","苏镇械备20180040号","CD57抗体试剂/检测试剂盒(免疫组织化学)","试剂","体外诊断试剂","病理学与细胞学检测组","CD57检测试剂 【病理学/免疫组织化学抗体试剂/免疫组织化学】","1","1支/盒","国产","HCS07490","镇江爱必梦生物科技有限公司"]
["00417422","国械备20190308号","CD57抗体试剂（免疫组织化学）BOND Ready-To-Use Primary Antibody CD57 (NK-1)","液体","体外诊断试剂","病理学与细胞学检测组","CD57检测试剂 【病理学/免疫组织化学抗体试剂/免疫组织化学】","1","1支/支","进口","J4261","徕卡显微系统（上海）贸易有限公司"]
["00417763","苏镇械备20220078","Claudin18.2抗体试剂/检测试剂盒(免疫组织化学)","试剂","体外诊断试剂","病理学与细胞学检测组","Claudin-1检测试剂\r\n【病理学/免疫组织化学抗体试剂/免疫组织化学】","1","1支/盒","国产","HCS07490","镇江爱必梦生物科技有限公司"]
["00417646","苏镇械备20180097号","C-MET抗体试剂/检测试剂盒(免疫组织化学)","试剂","体外诊断试剂","病理学与细胞学检测组","c-Met/SP44检测试剂【病理学/免疫组织化学抗体试剂/免疫组织化学】","1","1支/盒","国产","HCS07490","镇江爱必梦生物科技有限公司"]
["00417620","苏镇械备20180072号","c-MYC抗体试剂/检测试剂盒(免疫组织化学)","试剂","体外诊断试剂","病理学与细胞学检测组","c-Myc检测试剂【病理学/免疫组织化学抗体试剂/免疫组织化学】","1","1支/盒","国产","HCS07490","镇江爱必梦生物科技有限公司"]
["00417906","渝高新械备20250048号","c-MYC抗体试剂(免疫组织化学)","本试剂主要成分为c-MYC重组兔单克隆抗体、牛血清白蛋白&lt;1.0%、羊血清&lt;1.0%、Proclin 300≤0.1%、PBS缓冲液。","体外诊断试剂","病理学与细胞学检测组","c-Myc检测试剂【病理学/免疫组织化学抗体试剂/免疫组织化学】","1","1瓶/瓶","国产","HCS10197","重庆新一产生命科技有限公司"]
["00417637","苏镇械备20180087号","GLUT-1抗体试剂/检测试剂盒(免疫组织化学)","试剂","体外诊断试剂","病理学与细胞学检测组","Glut-1检测试剂【病理学/免疫组织化学抗体试剂/免疫组织化学】","1","1支/盒","国产","HCS07490","镇江爱必梦生物科技有限公司"]
["00416933","粤深械备20250559","伊红染色液","曙红Y（水溶），丙二醇，冰醋酸和纯化水。","体外诊断试剂","病理学与细胞学检测组","伊红染色液  【病理学/组织病理学染色液/苏木精-伊红染色法】","1","1瓶/瓶","国产","HCS05609","广东金泉医疗科技有限公司"]
["00416992","粤深械备20250560","伊红染色液","曙红Y（醇溶），乙醇和冰醋酸。","体外诊断试剂","病理学与细胞学检测组","伊红染色液  【病理学/组织病理学染色液/苏木精-伊红染色法】","1","1瓶/瓶","国产","HCS05609","广东金泉医疗科技有限公司"]
["00417399","浙甬械备20210051号","苏木素-伊红染色液（H-E）","液体","体外诊断试剂","病理学与细胞学检测组","琼斯苏木素伊红染色液【病理学/组织病理学染色液/特殊染色法】","1","1瓶/瓶","国产","HCS05306","宁波察微生物科技有限公司"]
["00417753","苏镇械备20190169号","CgA抗体试剂/检测试剂盒（免疫组织化学）","试剂","体外诊断试剂","病理学与细胞学检测组","嗜铬素A检测试剂（Chromogranin A ）【病理学/免疫组织化学抗体试剂/免疫组织化学】","1","1支/盒","国产","HCS07490","镇江爱必梦生物科技有限公司"]
["00417867","渝高新械备20250017号","嗜铬粒蛋白A(Chromogranin A)抗体试剂(免疫组织化学)","本试剂主要成分为Chromogranin A重组鼠单克隆抗体、牛血清白蛋白&lt;1.0%、羊血清&lt;1.0%、Proclin 300≤0.1%、PBS缓冲液。","体外诊断试剂","病理学与细胞学检测组","嗜铬素A检测试剂（Chromogranin A ）【病理学/免疫组织化学抗体试剂/免疫组织化学】","1","1瓶/瓶","国产","HCS10197","重庆新一产生命科技有限公司"]
["00417774","苏镇械备20180204号","CD21抗体试剂/检测试剂盒(免疫组织化学)","试剂","体外诊断试剂","病理学与细胞学检测组","CD21检测试剂【病理学/免疫组织化学抗体试剂/免疫组织化学】","1","1支/盒","国产","HCS07490","镇江爱必梦生物科技有限公司"]
["00417597","苏镇械备20180041号","CD2抗体试剂/检测试剂盒(免疫组织化学)","试剂","体外诊断试剂","病理学与细胞学检测组","CD2检测试剂【病理学/免疫组织化学抗体试剂/免疫组织化学】","1","1支/盒","国产","HCS07490","镇江爱必梦生物科技有限公司"]
["00417044","鲁济械备20220390号","CD30 抗体试剂 (免疫组织化学法)","化学试剂","体外诊断试剂","病理学与细胞学检测组","CD30检测试剂【病理学/免疫组织化学抗体试剂/免疫组织化学】","30","30测试/瓶","国产","HCS06470","山东新生命医疗科技有限公司"]
["00417046","鲁济械备20220390号","CD30 抗体试剂 (免疫组织化学法)","化学试剂","体外诊断试剂","病理学与细胞学检测组","CD30检测试剂【病理学/免疫组织化学抗体试剂/免疫组织化学】","60","60测试/瓶","国产","HCS06470","山东新生命医疗科技有限公司"]
["00417047","鲁济械备20220390号","CD30 抗体试剂 (免疫组织化学法)","化学试剂","体外诊断试剂","病理学与细胞学检测组","CD30检测试剂【病理学/免疫组织化学抗体试剂/免疫组织化学】","70","70测试/瓶","国产","HCS06470","山东新生命医疗科技有限公司"]
["00417648","苏镇械备20180099号","CD30抗体试剂/检测试剂盒(免疫组织化学)","试剂","体外诊断试剂","病理学与细胞学检测组","CD30检测试剂【病理学/免疫组织化学抗体试剂/免疫组织化学】","1","1支/盒","国产","HCS07490","镇江爱必梦生物科技有限公司"]
["00410259","湘械注准20212400711","糖化血红蛋白（HbA1c）测定试剂盒（高效液相色谱法）","液体","体外诊断试剂","生化检验试剂","糖化血红蛋白试剂【生化（专用）/蛋白试剂/高压液相色谱法】","1","1盒/盒","国产","HCS04934","蓝怡（湖南）医疗器械有限公司"]
["00410260","湘械注准20212400711","糖化血红蛋白（HbA1c）测定试剂盒（高效液相色谱法）","液体","体外诊断试剂","生化检验试剂","糖化血红蛋白试剂【生化（专用）/蛋白试剂/高压液相色谱法】","1","1盒/盒","国产","HCS04934","蓝怡（湖南）医疗器械有限公司"]
["00415925","浙械注准20252401444","糖化血红蛋白检测试剂（高效液相色谱法）","磷酸缓冲液、氧化剂、叠氮化钠（具体内容详见附件）","体外诊断试剂","生化检验试剂","糖化血红蛋白试剂【生化（专用）/蛋白试剂/高压液相色谱法】","1","1盒/盒","国产","HCS02047","爱科来医疗科技（平湖）有限公司"]
["00417619","苏镇械备20180070号","CD44抗体试剂/检测试剂盒(免疫组织化学)","试剂","体外诊断试剂","病理学与细胞学检测组","CD44检测试剂 【病理学/免疫组织化学抗体试剂/免疫组织化学】","1","1支/盒","国产","HCS07490","镇江爱必梦生物科技有限公司"]
["00417865","渝高新械备20250015号","CD45RO抗体试剂(免疫组织化学)","本试剂主要成分为 CD45RO重组鼠单克隆抗体、牛血清白蛋白&lt;1.0%、羊血清&lt;1.0%、Proclin 300≤0.1%、PBS缓冲液。","体外诊断试剂","病理学与细胞学检测组","CD45RO检测试剂 【病理学/免疫组织化学抗体试剂/免疫组织化学】","1","1瓶/瓶","国产","HCS10197","重庆新一产生命科技有限公司"]
["00417692","苏镇械备20190034号","CD45RO抗体试剂/检测试剂盒（免疫组织化学）","试剂","体外诊断试剂","病理学与细胞学检测组","CD45RO检测试剂 【病理学/免疫组织化学抗体试剂/免疫组织化学】","1","1支/盒","国产","HCS07490","镇江爱必梦生物科技有限公司"]
["00417680","苏镇械备20190008号","CD4抗体试剂/检测试剂盒（免疫组织化学）","试剂","体外诊断试剂","病理学与细胞学检测组","CD4检测试剂【病理学/免疫组织化学抗体试剂/免疫组织化学】","1","1支/盒","国产","HCS07490","镇江爱必梦生物科技有限公司"]
["00417839","渝高新械备20240017号","CD4 抗体试剂(免疫组织化学)","本试剂主要成分为CD4重组免单克隆抗体(克隆号:GRL01A4)、牛血清白蛋白&lt;1.0%、羊血清&lt;1.0%、Proclin 300&lt;0.1%、PBS缓冲液。","体外诊断试剂","病理学与细胞学检测组","CD4检测试剂【病理学/免疫组织化学抗体试剂/免疫组织化学】","1","1瓶/瓶","国产","HCS10197","重庆新一产生命科技有限公司"]
["00417130","国械备20180881号","CD4抗体试剂（免疫组织化学） BOND Ready-to-Use Primary Antibody CD4 (4B12)","液体","体外诊断试剂","病理学与细胞学检测组","CD4检测试剂【病理学/免疫组织化学抗体试剂/免疫组织化学】","1","1支/支","进口","J4261","徕卡显微系统（上海）贸易有限公司"]
["00418234","冀械注准20192400067","尿微量白蛋白检测试纸（胶体金法）","不区分","体外诊断试剂","POCT组","尿微量白蛋白检测试剂【POCT检测试剂/尿液化学检测/(胶体金法)】","1","1盒/盒","国产","HCS03928","河北博海生物工程开发有限公司"]
["00418294","冀械注准20192400067","尿微量白蛋白检测试纸（胶体金法）","不区分","体外诊断试剂","POCT组","尿微量白蛋白检测试剂【POCT检测试剂/尿液化学检测/(胶体金法)】","1","1袋/袋","国产","HCS03928","河北博海生物工程开发有限公司"]
["00417742","苏镇械备20190144号","Perforin抗体试剂/检测试剂盒（免疫组织化学）","试剂","体外诊断试剂","病理学与细胞学检测组","穿孔素检测试剂  （Perforin） 【病理学/免疫组织化学抗体试剂/免疫组织化学】","1","1支/盒","国产","HCS07490","镇江爱必梦生物科技有限公司"]
["00418269","冀械注准20192400061","肌红蛋白、肌钙蛋白I、肌酸激酶同工酶、心脏型脂肪酸结合蛋白四联检测试纸（胶体金法）","不区分","体外诊断试剂","POCT组","肌钙蛋白I、肌酸激酶同工酶、肌红蛋白联合检测试剂【POCT检测试剂/心肌标志物测定/(胶体金法)】","1","1袋/袋","国产","HCS03928","河北博海生物工程开发有限公司"]
["00418278","冀械注准20192400063","肌红蛋白、肌钙蛋白I、肌酸激酶同工酶三联卡检测试纸（胶体金法）","不区分","体外诊断试剂","POCT组","肌钙蛋白I、肌酸激酶同工酶、肌红蛋白联合检测试剂【POCT检测试剂/心肌标志物测定/(胶体金法)】","1","1袋/袋","国产","HCS03928","河北博海生物工程开发有限公司"]
["00417943","渝高新械备20250079号","GST-π抗体试剂(免疫组织化学)","本试剂主要成分为GST-π重组兔单克隆抗体、牛血清白蛋白&lt;1.0%、羊血清&lt;1.0%、Proclin 300≤0.1%、PBS缓冲液。","体外诊断试剂","病理学与细胞学检测组","谷胱甘肽转移酶检测试剂（GST-pi）  【病理学/免疫组织化学抗体试剂/免疫组织化学】","1","1瓶/瓶","国产","HCS10197","重庆新一产生命科技有限公司"]
["00417907","渝高新械备20250049号","环氧化酶2(COX-2)抗体试剂(免疫组织化学)","本试剂主要成分为COX-2重组兔单克隆抗体、牛血清白蛋白&lt;1.0%、羊血清&lt;1.0%、Proclin 300≤0.1%、PBS缓冲液。","体外诊断试剂","病理学与细胞学检测组","环氧化物酶2检测试剂（Cox-2）  【病理学/免疫组织化学抗体试剂/免疫组织化学】","1","1瓶/瓶","国产","HCS10197","重庆新一产生命科技有限公司"]
["00417775","苏镇械备20180202号","Actin抗体试剂/检测试剂盒(免疫组织化学)","试剂","体外诊断试剂","病理学与细胞学检测组","肌动蛋白检测试剂（Actin）  【病理学/免疫组织化学抗体试剂/免疫组织化学】","1","1支/盒","国产","HCS07490","镇江爱必梦生物科技有限公司"]
["00417732","苏镇械备20190127号","Myogenin抗体试剂/检测试剂盒（免疫组织化学）","试剂","体外诊断试剂","病理学与细胞学检测组","肌浆蛋白检测试剂(Myogenin)  【病理学/免疫组织化学抗体试剂/免疫组织化学】","1","1支/盒","国产","HCS07490","镇江爱必梦生物科技有限公司"]
["00417744","苏镇械备20190151号","AFP抗体试剂/检测试剂盒（免疫组织化学）","试剂","体外诊断试剂","病理学与细胞学检测组","甲胎蛋白检测试剂（AFP）  【病理学/免疫组织化学抗体试剂/免疫组织化学】","1","1支/盒","国产","HCS07490","镇江爱必梦生物科技有限公司"]
["00417508","闽厦械备20250298","甲胎蛋白(AFP)抗体试剂(免疫组织化学法)","液体","体外诊断试剂","病理学与细胞学检测组","甲胎蛋白检测试剂（AFP）  【病理学/免疫组织化学抗体试剂/免疫组织化学】","1","1瓶/瓶","国产","HCS03160","厦门通灵生物医药科技股份有限公司"]
["00417645","苏镇械备20180096号","Desmin抗体试剂/检测试剂盒(免疫组织化学)","试剂","体外诊断试剂","病理学与细胞学检测组","结蛋白检测试剂（Desmin ）【病理学/免疫组织化学抗体试剂/免疫组织化学】","1","1支/盒","国产","HCS07490","镇江爱必梦生物科技有限公司"]
["00417627","苏镇械备20180081号","FSH抗体试剂/检测试剂盒(免疫组织化学)","试剂","体外诊断试剂","病理学与细胞学检测组","卵泡刺激素检测试剂（FSH）  【病理学/免疫组织化学抗体试剂/免疫组织化学】","1","1支/盒","国产","HCS07490","镇江爱必梦生物科技有限公司"]
["00418819","沪械注准20252400193","卵泡刺激素测定试剂盒（直接化学发光法）","液体","体外诊断试剂","病理学与细胞学检测组","卵泡刺激素检测试剂（FSH）  【病理学/免疫组织化学抗体试剂/免疫组织化学】","1","1盒/盒","国产","HCS07050","西门子实验系统（上海）有限公司"]
["00417041","鲁济械备20220325号","PSA抗体试剂（免疫组织化学法）","化学试剂","体外诊断试剂","病理学与细胞学检测组","前列腺特异性抗原 检测试剂 （PSA） 【病理学/免疫组织化学抗体试剂/免疫组织化学】","60","60测试/瓶","国产","HCS06470","山东新生命医疗科技有限公司"]
["00417042","鲁济械备20220325号","PSA抗体试剂（免疫组织化学法）","化学试剂","体外诊断试剂","病理学与细胞学检测组","前列腺特异性抗原 检测试剂 （PSA） 【病理学/免疫组织化学抗体试剂/免疫组织化学】","70","70测试/瓶","国产","HCS06470","山东新生命医疗科技有限公司"]
["00417927","渝高新械备20250063号","前列腺特异性抗原(PSA)抗体试剂(免疫组织化学)","本试剂主要成分为PSA重组兔单克隆抗体、牛血清白蛋白&lt;1.0%、羊血清&lt;1.0%、Proclin 300≤0.1%、PBS缓冲液。","体外诊断试剂","病理学与细胞学检测组","前列腺特异性抗原 检测试剂 （PSA） 【病理学/免疫组织化学抗体试剂/免疫组织化学】","1","1瓶/瓶","国产","HCS10197","重庆新一产生命科技有限公司"]
["00417583","苏镇械备20180032号","PSA抗体试剂/检测试剂盒(免疫组织化学)","试剂","体外诊断试剂","病理学与细胞学检测组","前列腺特异性抗原 检测试剂 （PSA） 【病理学/免疫组织化学抗体试剂/免疫组织化学】","1","1支/盒","国产","HCS07490","镇江爱必梦生物科技有限公司"]
["00417700","苏镇械备20190044号","EMA抗体试剂/检测试剂盒（免疫组织化学）","试剂","体外诊断试剂","病理学与细胞学检测组","上皮膜抗原检测试剂（EMA ）【病理学/免疫组织化学抗体试剂/免疫组织化学】","1","1支/盒","国产","HCS07490","镇江爱必梦生物科技有限公司"]
["00417588","苏镇械备20180037号","E-Cadherin抗体试剂/检测试剂盒(免疫组织化学)","试剂","体外诊断试剂","病理学与细胞学检测组","上皮性钙黏附蛋白检测试剂（ E-Cadherin ）【病理学/免疫组织化学抗体试剂/免疫组织化学】","1","1支/盒","国产","HCS07490","镇江爱必梦生物科技有限公司"]
["00417878","渝高新械备20250028号","E-钙黏附蛋白(E-Cadherin)抗体试剂(免疫组织化学)","本试剂主要成分为E-Cadherin重组兔单克隆抗体、牛血清白蛋白&lt;1.0%、羊血清&lt;1.0%、Proclin 300≤0.1%、PBS缓冲液。","体外诊断试剂","病理学与细胞学检测组","上皮性钙黏附蛋白检测试剂（ E-Cadherin ）【病理学/免疫组织化学抗体试剂/免疫组织化学】","1","1瓶/瓶","国产","HCS10197","重庆新一产生命科技有限公司"]
["00416207","鲁械注准20252400337","D-二聚体（D-Dimer）检测试剂盒（微流控时间分辨荧光免疫分析法）","塑料与试剂","体外诊断试剂","POCT组","D-二聚体测试卡【POCT检测试剂/血栓与止血检测/（时间分辨免疫荧光法）】","10","10人份/盒","国产","HCS08695","烟台芥子生物技术有限公司"]
["00417719","苏镇械备20190097号","Myeloperoxidase抗体试剂/检测试剂盒（免疫组织化学）","试剂","体外诊断试剂","病理学与细胞学检测组","髓过氧化物酶检测试剂（MPO）  【病理学/免疫组织化学抗体试剂/免疫组织化学】","1","1支/盒","国产","HCS07490","镇江爱必梦生物科技有限公司"]
["00417574","苏镇械备20180028号","细胞角蛋白19抗体试剂/检测试剂盒（免疫组织化学）","试剂","体外诊断试剂","病理学与细胞学检测组","细胞角蛋白19检测试剂（CK19）【病理学/免疫组织化学抗体试剂/免疫组织化学】","1","1支/盒","国产","HCS07490","镇江爱必梦生物科技有限公司"]
["00417872","渝高新械备20250021号","细胞角蛋白 19(CK19)抗体试剂(免疫组织化学)","本试剂主要成分为CK19重组鼠单克隆抗体、牛血清白蛋白&lt;1.0%、羊血清&lt;1.0%、Proclin 300≤0.1%、PBS缓冲液。","体外诊断试剂","病理学与细胞学检测组","细胞角蛋白19检测试剂（CK19）【病理学/免疫组织化学抗体试剂/免疫组织化学】","1","1瓶/瓶","国产","HCS10197","重庆新一产生命科技有限公司"]
["00418407","国械备20181615号","细胞角蛋白19抗体试剂（免疫组织化学）BOND Ready-to-Use Primary Antibody Cytokeratin 19 (b170)","液体","体外诊断试剂","病理学与细胞学检测组","细胞角蛋白19检测试剂（CK19）【病理学/免疫组织化学抗体试剂/免疫组织化学】","1","1支/支","进口","J4261","徕卡显微系统（上海）贸易有限公司"]
["00418152","苏械注准 20252401511","吸入与食物组 4 过敏原特异性 IgE 抗体检测试 剂盒（荧光免疫层析法）","铝箔袋包装的检测卡","体外诊断试剂","POCT组","吸入性和食物性混合过敏原特异性IgE检测试剂【POCT检测试剂/过敏源检测/（免疫印迹法）】","10","10人份/盒","国产","HCS10228","苏州康医诺生物科技有限公司"]
["00418162","苏械注准 20252401511","吸入与食物组 4 过敏原特异性 IgE 抗体检测试 剂盒（荧光免疫层析法）","铝箔袋包装的检测卡","体外诊断试剂","POCT组","吸入性和食物性混合过敏原特异性IgE检测试剂【POCT检测试剂/过敏源检测/（免疫印迹法）】","20","20人份/盒","国产","HCS10228","苏州康医诺生物科技有限公司"]
["00418165","苏械注准 20252401511","吸入与食物组 4 过敏原特异性 IgE 抗体检测试 剂盒（荧光免疫层析法）","铝箔袋包装的检测卡","体外诊断试剂","POCT组","吸入性和食物性混合过敏原特异性IgE检测试剂【POCT检测试剂/过敏源检测/（免疫印迹法）】","25","25人份/盒","国产","HCS10228","苏州康医诺生物科技有限公司"]
["00418167","苏械注准 20252401511","吸入与食物组 4 过敏原特异性 IgE 抗体检测试 剂盒（荧光免疫层析法）","铝箔袋包装的检测卡","体外诊断试剂","POCT组","吸入性和食物性混合过敏原特异性IgE检测试剂【POCT检测试剂/过敏源检测/（免疫印迹法）】","10","10人份/盒","国产","HCS10228","苏州康医诺生物科技有限公司"]
["00418171","苏械注准 20252401511","吸入与食物组 4 过敏原特异性 IgE 抗体检测试 剂盒（荧光免疫层析法）","铝箔袋包装的检测卡","体外诊断试剂","POCT组","吸入性和食物性混合过敏原特异性IgE检测试剂【POCT检测试剂/过敏源检测/（免疫印迹法）】","20","20人份/盒","国产","HCS10228","苏州康医诺生物科技有限公司"]
["00418174","苏械注准 20252401511","吸入与食物组 4 过敏原特异性 IgE 抗体检测试 剂盒（荧光免疫层析法）","铝箔袋包装的检测卡","体外诊断试剂","POCT组","吸入性和食物性混合过敏原特异性IgE检测试剂【POCT检测试剂/过敏源检测/（免疫印迹法）】","25","25人份/盒","国产","HCS10228","苏州康医诺生物科技有限公司"]
["00418175","苏械注准 20252401511","吸入与食物组 4 过敏原特异性 IgE 抗体检测试 剂盒（荧光免疫层析法）","铝箔袋包装的检测卡","体外诊断试剂","POCT组","吸入性和食物性混合过敏原特异性IgE检测试剂【POCT检测试剂/过敏源检测/（免疫印迹法）】","10","10人份/盒","国产","HCS10228","苏州康医诺生物科技有限公司"]
["00418177","苏械注准 20252401511","吸入与食物组 4 过敏原特异性 IgE 抗体检测试 剂盒（荧光免疫层析法）","铝箔袋包装的检测卡","体外诊断试剂","POCT组","吸入性和食物性混合过敏原特异性IgE检测试剂【POCT检测试剂/过敏源检测/（免疫印迹法）】","20","20人份/盒","国产","HCS10228","苏州康医诺生物科技有限公司"]
["00418179","苏械注准 20252401511","吸入与食物组 4 过敏原特异性 IgE 抗体检测试 剂盒（荧光免疫层析法）","铝箔袋包装的检测卡","体外诊断试剂","POCT组","吸入性和食物性混合过敏原特异性IgE检测试剂【POCT检测试剂/过敏源检测/（免疫印迹法）】","25","25人份/盒","国产","HCS10228","苏州康医诺生物科技有限公司"]
["00418181","苏械注准 20252401511","吸入与食物组 4 过敏原特异性 IgE 抗体检测试 剂盒（荧光免疫层析法）","铝箔袋包装的检测卡","体外诊断试剂","POCT组","吸入性和食物性混合过敏原特异性IgE检测试剂【POCT检测试剂/过敏源检测/（免疫印迹法）】","10","10人份/盒","国产","HCS10228","苏州康医诺生物科技有限公司"]
["00418182","苏械注准 20252401511","吸入与食物组 4 过敏原特异性 IgE 抗体检测试 剂盒（荧光免疫层析法）","铝箔袋包装的检测卡","体外诊断试剂","POCT组","吸入性和食物性混合过敏原特异性IgE检测试剂【POCT检测试剂/过敏源检测/（免疫印迹法）】","20","20人份/盒","国产","HCS10228","苏州康医诺生物科技有限公司"]
["00418183","苏械注准 20252401511","吸入与食物组 4 过敏原特异性 IgE 抗体检测试 剂盒（荧光免疫层析法）","铝箔袋包装的检测卡","体外诊断试剂","POCT组","吸入性和食物性混合过敏原特异性IgE检测试剂【POCT检测试剂/过敏源检测/（免疫印迹法）】","25","25人份/盒","国产","HCS10228","苏州康医诺生物科技有限公司"]
["00418185","苏械注准 20252401511","吸入与食物组 4 过敏原特异性 IgE 抗体检测试 剂盒（荧光免疫层析法）","铝箔袋包装的检测卡","体外诊断试剂","POCT组","吸入性和食物性混合过敏原特异性IgE检测试剂【POCT检测试剂/过敏源检测/（免疫印迹法）】","10","10人份/盒","国产","HCS10228","苏州康医诺生物科技有限公司"]
["00418189","苏械注准 20252401511","吸入与食物组 4 过敏原特异性 IgE 抗体检测试 剂盒（荧光免疫层析法）","铝箔袋包装的检测卡","体外诊断试剂","POCT组","吸入性和食物性混合过敏原特异性IgE检测试剂【POCT检测试剂/过敏源检测/（免疫印迹法）】","20","20人份/盒","国产","HCS10228","苏州康医诺生物科技有限公司"]
["00418191","苏械注准 20252401511","吸入与食物组 4 过敏原特异性 IgE 抗体检测试 剂盒（荧光免疫层析法）","铝箔袋包装的检测卡","体外诊断试剂","POCT组","吸入性和食物性混合过敏原特异性IgE检测试剂【POCT检测试剂/过敏源检测/（免疫印迹法）】","25","25人份/盒","国产","HCS10228","苏州康医诺生物科技有限公司"]
["00418062","苏械注准20252401506","吸入与食物组 3 过敏原特异性 IgE 抗体检测试 剂盒（荧光免疫层析法）","铝箔袋包装的检测卡","体外诊断试剂","POCT组","吸入性和食物性混合过敏原特异性IgE检测试剂【POCT检测试剂/过敏源检测/（免疫印迹法）】","10","10人份/盒","国产","HCS10228","苏州康医诺生物科技有限公司"]
["00418070","苏械注准20252401506","吸入与食物组 3 过敏原特异性 IgE 抗体检测试 剂盒（荧光免疫层析法）","铝箔袋包装的检测卡","体外诊断试剂","POCT组","吸入性和食物性混合过敏原特异性IgE检测试剂【POCT检测试剂/过敏源检测/（免疫印迹法）】","20","20人份/盒","国产","HCS10228","苏州康医诺生物科技有限公司"]
["00418074","苏械注准20252401506","吸入与食物组 3 过敏原特异性 IgE 抗体检测试 剂盒（荧光免疫层析法）","铝箔袋包装的检测卡","体外诊断试剂","POCT组","吸入性和食物性混合过敏原特异性IgE检测试剂【POCT检测试剂/过敏源检测/（免疫印迹法）】","25","25人份/盒","国产","HCS10228","苏州康医诺生物科技有限公司"]
["00418075","苏械注准20252401506","吸入与食物组 3 过敏原特异性 IgE 抗体检测试 剂盒（荧光免疫层析法）","铝箔袋包装的检测卡","体外诊断试剂","POCT组","吸入性和食物性混合过敏原特异性IgE检测试剂【POCT检测试剂/过敏源检测/（免疫印迹法）】","10","10人份/盒","国产","HCS10228","苏州康医诺生物科技有限公司"]
["00418078","苏械注准20252401506","吸入与食物组 3 过敏原特异性 IgE 抗体检测试 剂盒（荧光免疫层析法）","铝箔袋包装的检测卡","体外诊断试剂","POCT组","吸入性和食物性混合过敏原特异性IgE检测试剂【POCT检测试剂/过敏源检测/（免疫印迹法）】","20","20人份/盒","国产","HCS10228","苏州康医诺生物科技有限公司"]
["00418089","苏械注准20252401506","吸入与食物组 3 过敏原特异性 IgE 抗体检测试 剂盒（荧光免疫层析法）","铝箔袋包装的检测卡","体外诊断试剂","POCT组","吸入性和食物性混合过敏原特异性IgE检测试剂【POCT检测试剂/过敏源检测/（免疫印迹法）】","10","10人份/盒","国产","HCS10228","苏州康医诺生物科技有限公司"]
["00418096","苏械注准20252401506","吸入与食物组 3 过敏原特异性 IgE 抗体检测试 剂盒（荧光免疫层析法）","铝箔袋包装的检测卡","体外诊断试剂","POCT组","吸入性和食物性混合过敏原特异性IgE检测试剂【POCT检测试剂/过敏源检测/（免疫印迹法）】","10","10人份/盒","国产","HCS10228","苏州康医诺生物科技有限公司"]
["00418100","苏械注准20252401506","吸入与食物组 3 过敏原特异性 IgE 抗体检测试 剂盒（荧光免疫层析法）","铝箔袋包装的检测卡","体外诊断试剂","POCT组","吸入性和食物性混合过敏原特异性IgE检测试剂【POCT检测试剂/过敏源检测/（免疫印迹法）】","20","20人份/盒","国产","HCS10228","苏州康医诺生物科技有限公司"]
["00418104","苏械注准20252401506","吸入与食物组 3 过敏原特异性 IgE 抗体检测试 剂盒（荧光免疫层析法）","铝箔袋包装的检测卡","体外诊断试剂","POCT组","吸入性和食物性混合过敏原特异性IgE检测试剂【POCT检测试剂/过敏源检测/（免疫印迹法）】","25","25人份/盒","国产","HCS10228","苏州康医诺生物科技有限公司"]
["00418106","苏械注准20252401506","吸入与食物组 3 过敏原特异性 IgE 抗体检测试 剂盒（荧光免疫层析法）","铝箔袋包装的检测卡","体外诊断试剂","POCT组","吸入性和食物性混合过敏原特异性IgE检测试剂【POCT检测试剂/过敏源检测/（免疫印迹法）】","25","25人份/盒","国产","HCS10228","苏州康医诺生物科技有限公司"]
["00418119","苏械注准20252401506","吸入与食物组 3 过敏原特异性 IgE 抗体检测试 剂盒（荧光免疫层析法）","铝箔袋包装的检测卡","体外诊断试剂","POCT组","吸入性和食物性混合过敏原特异性IgE检测试剂【POCT检测试剂/过敏源检测/（免疫印迹法）】","20","20人份/盒","国产","HCS10228","苏州康医诺生物科技有限公司"]
["00418123","苏械注准20252401506","吸入与食物组 3 过敏原特异性 IgE 抗体检测试 剂盒（荧光免疫层析法）","铝箔袋包装的检测卡","体外诊断试剂","POCT组","吸入性和食物性混合过敏原特异性IgE检测试剂【POCT检测试剂/过敏源检测/（免疫印迹法）】","25","25人份/盒","国产","HCS10228","苏州康医诺生物科技有限公司"]
["00418129","苏械注准20252401506","吸入与食物组 3 过敏原特异性 IgE 抗体检测试 剂盒（荧光免疫层析法）","铝箔袋包装的检测卡","体外诊断试剂","POCT组","吸入性和食物性混合过敏原特异性IgE检测试剂【POCT检测试剂/过敏源检测/（免疫印迹法）】","10","10人份/盒","国产","HCS10228","苏州康医诺生物科技有限公司"]
["00418132","苏械注准20252401506","吸入与食物组 3 过敏原特异性 IgE 抗体检测试 剂盒（荧光免疫层析法）","铝箔袋包装的检测卡","体外诊断试剂","POCT组","吸入性和食物性混合过敏原特异性IgE检测试剂【POCT检测试剂/过敏源检测/（免疫印迹法）】","20","20人份/盒","国产","HCS10228","苏州康医诺生物科技有限公司"]
["00418133","苏械注准20252401506","吸入与食物组 3 过敏原特异性 IgE 抗体检测试 剂盒（荧光免疫层析法）","铝箔袋包装的检测卡","体外诊断试剂","POCT组","吸入性和食物性混合过敏原特异性IgE检测试剂【POCT检测试剂/过敏源检测/（免疫印迹法）】","25","25人份/盒","国产","HCS10228","苏州康医诺生物科技有限公司"]
["00417917","鲁械注准20242400975","IL-1β/IL-2/IL-2R/IL-6/IL-8/IL-10/TNF-α/IFN-γ/IFN-α质控品","冻干品","体外诊断试剂","生化检验试剂","复合质控品【生化（专用）/其他试剂/复合质控品】","100","100人份/盒","国产","HCS06529","山东中鸿特检生物科技有限公司"]
["00391012","湘械注准20242400969","抗甲状腺球蛋白抗体（Anti-TG）测定试剂盒（化学发光免疫分析法）","液体","体外诊断试剂","免疫分析试剂","抗甲状腺球蛋白抗体定量检测试剂【免疫（开放）/甲状腺功能检测/化学发光】","1","1盒/盒","国产","HCS03740","湖南菲科生物技术有限公司"]
["00418364","闽厦械备20250285","叶酸受体α（FRα）抗体试剂（免疫组织化学法）","液体","体外诊断试剂","病理学与细胞学检测组","叶酸受体a检测试剂（ Fralpha） 【病理学/免疫组织化学抗体试剂/免疫组织化学】","1","1瓶/瓶","国产","HCS03160","厦门通灵生物医药科技股份有限公司"]
["00416139","沪闵械备20180308号","Collagen Type IV抗体试剂（免疫组织化学）","其他","体外诊断试剂","病理学与细胞学检测组","CollagenTypeIV(胶原蛋白IV型)抗体试剂【病理学/免疫组织化学抗体试剂/免疫组织化学】","1","1盒/盒","国产","HCS03622","基因科技（上海）股份有限公司"]
["00417591","苏镇械备20180038号","CollagenTypeIV抗体试剂/检测试剂盒(免疫组织化学)","试剂","体外诊断试剂","病理学与细胞学检测组","CollagenTypeIV(胶原蛋白IV型)抗体试剂【病理学/免疫组织化学抗体试剂/免疫组织化学】","1","1支/盒","国产","HCS07490","镇江爱必梦生物科技有限公司"]
["00417667","苏镇械备20180162号","HMB-45抗体试剂/检测试剂盒(免疫组织化学)","试剂","体外诊断试剂","病理学与细胞学检测组","HMB-45抗体试剂【病理学/免疫组织化学抗体试剂/免疫组织化学】","1","1支/盒","国产","HCS07490","镇江爱必梦生物科技有限公司"]
["00417185","粤械注准20202400194","C反应蛋白质控品","液体","体外诊断试剂","其他","其他","1","1盒/盒","国产","HCS01752","深圳市帝迈生物技术有限公司"]
["00417186","粤械注准20202400198","血清淀粉样蛋白A质控品","液体","体外诊断试剂","其他","其他","1","1盒/盒","国产","HCS01752","深圳市帝迈生物技术有限公司"]
["00416225","沪闵械备20180220号","AAT抗体试剂（免疫组织化学）","其他","体外诊断试剂","其他","其他","1","1盒/盒","国产","HCS03622","基因科技（上海）股份有限公司"]
["00416162","沪闵械备20180127号","细胞周期蛋白E抗体试剂（免疫组织化学）","其他","体外诊断试剂","其他","其他","1","1盒/盒","国产","HCS03622","基因科技（上海）股份有限公司"]
["00418231","冀械注准20192400064","便潜血检测试纸（胶体金法）","不区分","体外诊断试剂","其他","其他","1","1盒/盒","国产","HCS03928","河北博海生物工程开发有限公司"]
["00418281","冀械注准20192400064","便潜血检测试纸（胶体金法）","不区分","体外诊断试剂","其他","其他","1","1袋/袋","国产","HCS03928","河北博海生物工程开发有限公司"]
["00418229","冀械注准20192400059","类风湿因子检测试纸（胶体金法）","不区分","体外诊断试剂","其他","其他","1","1盒/盒","国产","HCS03928","河北博海生物工程开发有限公司"]
["00418256","冀械注准20192400059","类风湿因子检测试纸（胶体金法）","不区分","体外诊断试剂","其他","其他","1","1袋/袋","国产","HCS03928","河北博海生物工程开发有限公司"]
["00416576","国械注准20233400828","肺炎支原体抗体检测试剂盒（被动凝集法）","试剂盒","体外诊断试剂","其他","其他","1","1盒/盒","国产","HCS01975","珠海丽珠试剂股份有限公司"]
["00410274","湘械注准20252400387","人β淀粉样蛋白检测试剂盒(免疫层析法)","铝箔","体外诊断试剂","其他","其他","1","1人份/盒","国产","HCS04934","蓝怡（湖南）医疗器械有限公司"]
["00417132","津械备20250214号","CD30抗体试剂（流式细胞仪法）","液体试剂","体外诊断试剂","其他","其他","1","1盒/盒","国产","HCS02214","天津美瑞特医疗科技有限公司"]
["00418722","京械注准20252400229","凝血质控品","干粉","体外诊断试剂","其他","其他","6","6支/盒","国产","HCS07187","北京水木济衡生物技术有限公司"]
["00417136","津械备20250216号","CD62L抗体试剂（流式细胞仪法）","液体试剂","体外诊断试剂","其他","其他","1","1盒/盒","国产","HCS02214","天津美瑞特医疗科技有限公司"]
["00417227","粤械注准20252400825","血细胞分析仪用质控物","液体","体外诊断试剂","其他","其他","1","1盒/盒","国产","HCS01752","深圳市帝迈生物技术有限公司"]
["00417128","津械备20250218号","CD185（CXCR5）抗体试剂（流式细胞仪法）","液体试剂","体外诊断试剂","其他","其他","1","1盒/盒","国产","HCS02214","天津美瑞特医疗科技有限公司"]
["00417133","津械备20250215号","CD95抗体试剂（流式细胞仪法）","液体试剂","体外诊断试剂","其他","其他","1","1盒/盒","国产","HCS02214","天津美瑞特医疗科技有限公司"]
["00418729","京械注准20252400230","血细胞分析仪用质控品","液体","体外诊断试剂","其他","其他","6","6支/盒","国产","HCS07187","北京水木济衡生物技术有限公司"]
["00417137","津械备20250211号","CD99抗体试剂（流式细胞仪法）","液体试剂","体外诊断试剂","其他","其他","1","1盒/盒","国产","HCS02214","天津美瑞特医疗科技有限公司"]
["00417273","粤深械备20250491","血细胞分析用染色液","液体","体外诊断试剂","其他","其他","1","1盒/盒","国产","HCS01752","深圳市帝迈生物技术有限公司"]
["00417274","粤深械备20250492","血细胞分析用染色液","液体","体外诊断试剂","其他","其他","1","1盒/盒","国产","HCS01752","深圳市帝迈生物技术有限公司"]
["00417269","粤深械备20250488","血细胞分析用染色液","液体","体外诊断试剂","其他","其他","1","1盒/盒","国产","HCS01752","深圳市帝迈生物技术有限公司"]
["00417271","粤深械备20250489","血细胞分析用染色液","液体","体外诊断试剂","其他","其他","1","1盒/盒","国产","HCS01752","深圳市帝迈生物技术有限公司"]
["00417275","粤深械备20250493","血细胞分析用染色液","液体","体外诊断试剂","其他","其他","1","1盒/盒","国产","HCS01752","深圳市帝迈生物技术有限公司"]
["00417272","粤深械备20250490","血细胞分析用染色液","液体","体外诊断试剂","其他","其他","1","1盒/盒","国产","HCS01752","深圳市帝迈生物技术有限公司"]
["00416600","国械注准20243402654","肺炎衣原体IgG抗体检测试剂盒（胶体金法）","试剂盒","体外诊断试剂","其他","其他","1","1盒/盒","国产","HCS01975","珠海丽珠试剂股份有限公司"]
["00417127","津械备20250148号","CD63抗体试剂（流式细胞仪法）","液体试剂","体外诊断试剂","其他","其他","1","1盒/盒","国产","HCS02214","天津美瑞特医疗科技有限公司"]
["00417162","津械备20250217号","CD158b抗体试剂（流式细胞仪法）","液体试剂","体外诊断试剂","其他","其他","1","1盒/盒","国产","HCS02214","天津美瑞特医疗科技有限公司"]
["00418787","苏械注准20252401057","可溶性生长刺激表达基因2蛋白质控品","液体","体外诊断试剂","其他","其他","1","1盒/盒","国产","HCS07768","苏州安赛诊断技术有限公司"]
["00417230","粤械注准20252400826","血细胞分析仪用质控物","液体","体外诊断试剂","其他","其他","1","1盒/盒","国产","HCS01752","深圳市帝迈生物技术有限公司"]
["00417276","粤深械备20250136","血细胞分析用溶血剂","液体","体外诊断试剂","其他","其他","1","1瓶/瓶","国产","HCS01752","深圳市帝迈生物技术有限公司"]
["00418786","苏械注准20252401050","可溶性生长刺激表达基因2蛋白测定试剂盒 （电化学发光法）","液体","体外诊断试剂","其他","其他","1","1盒/盒","国产","HCS07768","苏州安赛诊断技术有限公司"]
["00416216","沪闵械备20180198号","ATRX抗体试剂（免疫组织化学）","其他","体外诊断试剂","病理学与细胞学检测组","ATRX检测试剂 【病理学/免疫组织化学检测系统/免疫组织化学】","1","1盒/盒","国产","HCS03622","基因科技（上海）股份有限公司"]
["00418136","国械注准20253401472","甲型/乙型流感病毒抗原检测试剂盒（乳胶法）","HIPS","体外诊断试剂","POCT组","甲型/乙型流感病毒检测试剂【POCT检测试剂/病原体检测/(胶体金法)】","1","1盒/盒","国产","HCS10043","杭州宝太生物科技有限公司"]
["00418273","冀械注准20192400062","心脏型脂肪酸结合蛋白检测试纸（胶体金法）","不区分","体外诊断试剂","POCT组","心脏型脂肪酸结合蛋白检测试剂【POCT检测试剂/蛋白及代谢物检测/(胶体金法)】","1","1袋/袋","国产","HCS03928","河北博海生物工程开发有限公司"]
["00417764","苏镇械备20220080","NKX3.1抗体试剂/检测试剂盒(免疫组织化学)","试剂","体外诊断试剂","病理学与细胞学检测组","NKX3.1检测试剂【病理学/免疫组织化学抗体试剂/免疫组织化学】","1","1支/盒","国产","HCS07490","镇江爱必梦生物科技有限公司"]
["00417610","苏镇械备20180058号","P57抗体试剂/检测试剂盒(免疫组织化学)","试剂","体外诊断试剂","病理学与细胞学检测组","p57检测试剂【病理学/免疫组织化学抗体试剂/免疫组织化学】","1","1支/盒","国产","HCS07490","镇江爱必梦生物科技有限公司"]
["00417652","苏镇械备20180103号","Pax-5抗体试剂/检测试剂盒(免疫组织化学)","试剂","体外诊断试剂","病理学与细胞学检测组","PAX-5检测试剂【病理学/免疫组织化学抗体试剂/免疫组织化学】","1","1支/盒","国产","HCS07490","镇江爱必梦生物科技有限公司"]
["00417415","国械备20190195号","Pax-5抗体试剂（免疫组织化学）BOND Ready-To-Use Primary Antibody Pax-5 (1EW)","液体","体外诊断试剂","病理学与细胞学检测组","PAX-5检测试剂【病理学/免疫组织化学抗体试剂/免疫组织化学】","1","1支/支","进口","J4261","徕卡显微系统（上海）贸易有限公司"]
["00418225","冀械注准20152400159","人绒毛膜促性腺激素（HCG）检测试纸（胶体金法）","不区分","体外诊断试剂","POCT组","人绒毛膜促性腺激素检测试剂【POCT检测试剂/激素检测/(胶体金法)】","1","1盒/盒","国产","HCS03928","河北博海生物工程开发有限公司"]
["00418240","冀械注准20152400159","人绒毛膜促性腺激素（HCG）检测试纸（胶体金法）","不区分","体外诊断试剂","POCT组","人绒毛膜促性腺激素检测试剂【POCT检测试剂/激素检测/(胶体金法)】","1","1袋/袋","国产","HCS03928","河北博海生物工程开发有限公司"]
["00417545","闽厦械备20250271","PU.1抗体试剂（免疫组织化学法）","液体","体外诊断试剂","免疫分析试剂","人类T淋巴细胞白血病病毒抗体检测试剂【免疫（开放）/感染性疾病检测(其他)/酶联免疫法】","1","1瓶/瓶","国产","HCS03160","厦门通灵生物医药科技股份有限公司"]
["00384026","国械注准20163402074","甲胎蛋白测定试剂盒（酶联免疫法）","液体","体外诊断试剂","免疫分析试剂","甲胎蛋白检测试剂【免疫（开放）/肿瘤标记物检测/酶联免疫法】","1","1盒/盒","国产","HCS02129","北京万泰生物药业股份有限公司"]
["00417222","国械注进20232400597","癌抗原CA125校准品","冻干粉","体外诊断试剂","免疫分析试剂","糖类抗原CA125检测试剂【免疫（开放）/肿瘤标记物检测/化学发光】","1","1盒/盒","进口","J12425","东曹（上海）生物科技有限公司"]
["00417221","国械注进20242400140","癌抗原CA125检测试剂盒（化学发光免疫分析法）","冻干粉","体外诊断试剂","免疫分析试剂","糖类抗原CA125检测试剂【免疫（开放）/肿瘤标记物检测/化学发光】","1","1盒/盒","进口","J12425","东曹（上海）生物科技有限公司"]
["00417228","国械注进20242400474","癌抗原CA15-3检测试剂盒（化学发光免疫分析法）","冻干粉","体外诊断试剂","免疫分析试剂","糖类抗原CA125检测试剂【免疫（开放）/肿瘤标记物检测/化学发光】","1","1盒/盒","进口","J12425","东曹（上海）生物科技有限公司"]
["00413100","苏械注准20252401146","抗β2糖蛋白1抗体IgA／G／M测定试剂盒（化学发光免疫分析法）","生物制剂","体外诊断试剂","免疫分析试剂","抗?2-糖蛋白1抗体IgM检测试剂【免疫（开放）/自身抗体检测/酶联免疫法】","1","1盒/盒","国产","HCS07388","苏州同夏生物科技有限公司"]
["00413109","苏械注准20252401345","抗心磷脂抗体IgM测定试剂盒（化学发光免疫分析法）","生物制剂","体外诊断试剂","免疫分析试剂","抗心磷脂抗体IgG检测试剂【免疫（开放）/自身抗体检测/酶联免疫法】","1","1盒/盒","国产","HCS07388","苏州同夏生物科技有限公司"]
["00387565","湘械注准20212401729","抗缪勒氏管激素测定试剂盒（化学发光免疫分析法）","液体","体外诊断试剂","免疫分析试剂","抗缪勒氏管激素检测试剂【免疫（专用）/激素标记物检测/化学发光】","1","1盒/盒","国产","HCS03740","湖南菲科生物技术有限公司"]
["00417229","国械注进20242400484","糖类抗原CA19-9校准品","冻干粉","体外诊断试剂","免疫分析试剂","糖类抗原19-9检测试剂【免疫（专用）/肿瘤标记物检测/化学发光】","1","1盒/盒","进口","J12425","东曹（上海）生物科技有限公司"]
["00418832","沪械注准20252400378","糖类抗原CA19-9测定试剂盒（化学发光免疫分析法）","液体","体外诊断试剂","免疫分析试剂","糖类抗原19-9检测试剂【免疫（专用）/肿瘤标记物检测/化学发光】","1","1盒/盒","国产","HCS09615","索灵诊断医疗设备（上海）有限公司"]
["00389805","沪械注准20242400246","胃泌素释放肽前体（ProGRP）检测试剂盒（磁微粒化学发光法）","液体","体外诊断试剂","免疫分析试剂","胃泌素释放肽前体检测试剂【免疫（专用）/肿瘤标记物检测/化学发光】","100","100测试/盒","国产","HCS01746","蓝怡科技集团股份有限公司"]
["00418762","湘械注准20252400620","胃泌素释放肽前体测定试剂盒（电化学发光法）","液体","体外诊断试剂","免疫分析试剂","胃泌素释放肽前体检测试剂【免疫（专用）/肿瘤标记物检测/化学发光】","1","1盒/盒","国产","HCS10014","长沙安赛诊断生物技术有限公司"]
["00418764","湘械注准20252400589","胃泌素释放肽前体质控品","液体","体外诊断试剂","免疫分析试剂","胃泌素释放肽前体质控品【免疫（专用）/肿瘤标记物检测/配套试剂】","1","1盒/盒","国产","HCS10014","长沙安赛诊断生物技术有限公司"]
["00418748","湘械注准20252400592","神经元特异性烯醇化酶质控品","液体","体外诊断试剂","免疫分析试剂","神经元特异性烯醇化酶质控品【免疫（专用）/肿瘤标记物检测/配套试剂】","1","1盒/盒","国产","HCS10014","长沙安赛诊断生物技术有限公司"]
["00418759","湘械注准20252400614","鳞状上皮细胞癌抗原质控品","液体","体外诊断试剂","免疫分析试剂","鳞状上皮细胞癌抗原质控品【免疫（专用）/肿瘤标记物检测/配套试剂】","1","1盒/盒","国产","HCS10014","长沙安赛诊断生物技术有限公司"]
["00418549","鄂械注准20192402670","肌红蛋白（MYO)检测试剂盒（磁微粒化学发光免疫分析法）","聚苯乙烯","体外诊断试剂","免疫分析试剂","肌红蛋白检测试剂【免疫（专用）/心肌标记物检测/化学发光】","24","24人份/盒","国产","HCS00851","武汉明德生物科技股份有限公司"]
["00418550","鄂械注准20192402670","肌红蛋白（MYO)检测试剂盒（磁微粒化学发光免疫分析法）","聚苯乙烯","体外诊断试剂","免疫分析试剂","肌红蛋白检测试剂【免疫（专用）/心肌标记物检测/化学发光】","60","60人份/盒","国产","HCS00851","武汉明德生物科技股份有限公司"]
["00418551","鄂械注准20192402670","肌红蛋白（MYO)检测试剂盒（磁微粒化学发光免疫分析法）","聚苯乙烯","体外诊断试剂","免疫分析试剂","肌红蛋白检测试剂【免疫（专用）/心肌标记物检测/化学发光】","90","90人份/盒","国产","HCS00851","武汉明德生物科技股份有限公司"]
["00418552","鄂械注准20192402670","肌红蛋白（MYO)检测试剂盒（磁微粒化学发光免疫分析法）","聚苯乙烯","体外诊断试剂","免疫分析试剂","肌红蛋白检测试剂【免疫（专用）/心肌标记物检测/化学发光】","120","120人份/盒","国产","HCS00851","武汉明德生物科技股份有限公司"]
["00399027","京械注准20192400151","肌红蛋白（MYO)测定试剂盒（磁微粒化学发光免疫分析法）","液体","体外诊断试剂","免疫分析试剂","肌红蛋白检测试剂【免疫（专用）/心肌标记物检测/化学发光】","1","1人份/盒","国产","HCS02051","北京普恩光德生物科技开发有限公司"]
["00417214","国械注进20212400450","肌红蛋白校准品","冻干粉","体外诊断试剂","免疫分析试剂","肌红蛋白检测试剂【免疫（专用）/心肌标记物检测/化学发光】","1","1盒/盒","进口","J12425","东曹（上海）生物科技有限公司"]
["00417208","国械注进20212400296","肌酸激酶同工酶(CK-MB)校准品","冻干粉","体外诊断试剂","免疫分析试剂","肌酸激酶同工酶MB测定试剂【免疫（专用）/心肌标记物检测/酶联免疫法】","1","1盒/盒","进口","J12425","东曹（上海）生物科技有限公司"]
["00417206","国械注进20232400246","肌酸激酶同工酶（ CK-MB） 检测试剂盒（ 化学发光免疫分析法）","冻干粉","体外诊断试剂","免疫分析试剂","肌酸激酶同工酶MB测定试剂【免疫（专用）/心肌标记物检测/酶联免疫法】","1","1盒/盒","进口","J12425","东曹（上海）生物科技有限公司"]
["00399101","京械注准20192400149","超敏心肌肌钙蛋白I（hs-cTnI)测定试剂盒（磁微粒化学发光免疫分析法）","液体","体外诊断试剂","免疫分析试剂","高敏肌钙蛋白-I测定试剂【免疫（专用）/心肌标记物检测/化学发光】","1","1人份/盒","国产","HCS02051","北京普恩光德生物科技开发有限公司"]
["00417209","国械注进20212400504","肌钙蛋白I检测试剂盒（化学发光免疫分析法）","冻干粉","体外诊断试剂","免疫分析试剂","高敏肌钙蛋白-I测定试剂【免疫（专用）/心肌标记物检测/化学发光】","1","1盒/盒","进口","J12425","东曹（上海）生物科技有限公司"]
["00417213","国械注进20232400421","肌红蛋白检测试剂盒（化学发光免疫分析法）","冻干粉","体外诊断试剂","免疫分析试剂","高敏肌钙蛋白-I测定试剂【免疫（专用）/心肌标记物检测/化学发光】","1","1盒/盒","进口","J12425","东曹（上海）生物科技有限公司"]
["00417211","国械注进20212400449","肌钙蛋白I校准品","冻干粉","体外诊断试剂","免疫分析试剂","高敏肌钙蛋白-I测定试剂【免疫（专用）/心肌标记物检测/化学发光】","1","1盒/盒","进口","J12425","东曹（上海）生物科技有限公司"]
["00418816","沪械注准20252400231","高敏肌钙蛋白I测定试剂盒(直接化学发光法)","液体","体外诊断试剂","免疫分析试剂","高敏肌钙蛋白-I测定试剂【免疫（专用）/心肌标记物检测/化学发光】","1","1盒/盒","国产","HCS07050","西门子实验系统（上海）有限公司"]
["00418820","沪械注准20252400171","泌乳素测定试剂盒(直接化学发光法)","液体","体外诊断试剂","免疫分析试剂","泌乳素检测试剂【免疫（专用）/激素标记物检测/化学发光】","1","1盒/盒","国产","HCS07050","西门子实验系统（上海）有限公司"]
["00417981","闽械注准20252400139","25-羟基维生素D（25-OH VD）测定试剂盒（化学发光免疫分析法）","PP","体外诊断试剂","免疫分析试剂","25-羟基维生素D检测试剂【免疫（专用）/代谢标记物检测/化学发光】","1","1盒/盒","国产","HCS08291","厦门宝太和瑞生物技术有限公司"]
["00399019","京械注准20192400423","白介素-6（IL-6）测定试剂盒（磁微粒化学发光免疫分析法）","液体","体外诊断试剂","免疫分析试剂","白细胞介素-6检测【免疫（专用）/代谢标记物检测/化学发光】","1","1人份/盒","国产","HCS02051","北京普恩光德生物科技开发有限公司"]
["00418974","粤械注准20252400638","白介素-6（IL-6）测定试剂（干式荧光免疫法）","测试卡","体外诊断试剂","免疫分析试剂","白细胞介素-6检测【免疫（专用）/代谢标记物检测/化学发光】","1","1盒/盒","国产","HCS02146","广州万孚生物技术股份有限公司"]
["00418817","沪械注准20252400194","铁蛋白测定试剂盒(直接化学发光法)","液体","体外诊断试剂","免疫分析试剂","铁蛋白测定试剂【免疫（专用）/特种蛋白检测/酶联免疫法】","1","1盒/盒","国产","HCS07050","西门子实验系统（上海）有限公司"]
["00408642","鲁械注准20242401104","同型半胱氨酸测定试剂盒(酶循环法)","塑料","体外诊断试剂","生化检验试剂","同型半胱氨酸试剂【生化（开放）/有机酸试剂/酶循环法】","1","1盒/盒","国产","HCS09918","中夏医学科技（青岛）有限公司"]
["00416824","苏械注准20242400082","全量程C反应蛋白检测试剂盒（乳胶增强免疫散射比浊法）","液体","体外诊断试剂","生化检验试剂","C反应蛋白试剂【生化（专用）/蛋白试剂/胶乳增强免疫透射比浊法】","1","1盒/盒","国产","HCS03044","江苏荣盛嘉美生物试剂有限公司"]
["00418465","鲁械注准20212400725","胃泌素17（G-17）检测试剂盒（酶免法）","PP","体外诊断试剂","免疫分析试剂","胃泌素检测试剂【免疫（专用）/肿瘤标记物检测/化学发光】","48","48人份/盒","国产","HCS02624","艾维可生物科技有限公司"]
["00418396","湘械注准20252400745","胃泌素17（G-17）测定试剂盒（化学发光免疫分析法）","液体","体外诊断试剂","免疫分析试剂","胃泌素检测试剂【免疫（专用）/肿瘤标记物检测/化学发光】","1","1盒/盒","国产","HCS03740","湖南菲科生物技术有限公司"]
["00418529","鄂械注准20192402660","超敏肌钙蛋白T(hs-cTnT）检测试剂盒（磁微粒化学发光免疫分析法）","聚苯乙烯","体外诊断试剂","免疫分析试剂","肌钙蛋白T检测试剂【免疫（专用）/心肌标记物检测/化学发光】","24","24人份/盒","国产","HCS00851","武汉明德生物科技股份有限公司"]
["00418531","鄂械注准20192402660","超敏肌钙蛋白T(hs-cTnT）检测试剂盒（磁微粒化学发光免疫分析法）","聚苯乙烯","体外诊断试剂","免疫分析试剂","肌钙蛋白T检测试剂【免疫（专用）/心肌标记物检测/化学发光】","60","60人份/盒","国产","HCS00851","武汉明德生物科技股份有限公司"]
["00418532","鄂械注准20192402660","超敏肌钙蛋白T(hs-cTnT）检测试剂盒（磁微粒化学发光免疫分析法）","聚苯乙烯","体外诊断试剂","免疫分析试剂","肌钙蛋白T检测试剂【免疫（专用）/心肌标记物检测/化学发光】","90","90人份/盒","国产","HCS00851","武汉明德生物科技股份有限公司"]
["00418535","鄂械注准20192402660","超敏肌钙蛋白T(hs-cTnT）检测试剂盒（磁微粒化学发光免疫分析法）","聚苯乙烯","体外诊断试剂","免疫分析试剂","肌钙蛋白T检测试剂【免疫（专用）/心肌标记物检测/化学发光】","120","120人份/盒","国产","HCS00851","武汉明德生物科技股份有限公司"]
["00399130","京械注准20192400148","超敏心肌肌钙蛋白T（hs-cTnT)测定试剂盒（磁微粒化学发光免疫分析法）","液体","体外诊断试剂","免疫分析试剂","肌钙蛋白T检测试剂【免疫（专用）/心肌标记物检测/化学发光】","1","1人份/盒","国产","HCS02051","北京普恩光德生物科技开发有限公司"]
["00418916","苏械注准20252401446","高敏心肌肌钙蛋白T测定试剂盒(直接化学发光法)","其他","体外诊断试剂","免疫分析试剂","肌钙蛋白T检测试剂【免疫（专用）/心肌标记物检测/化学发光】","100","100测试/盒","国产","HCS02008","江苏扬新生物医药有限公司"]
["00398994","京械注准20222400378","全程C反应蛋白（CRP）测定试剂盒（磁微粒化学发光免疫分析法）","液体","体外诊断试剂","免疫分析试剂","超敏C反应蛋白检测试剂【免疫（专用）/特种蛋白检测/化学发光】","1","1人份/盒","国产","HCS02051","北京普恩光德生物科技开发有限公司"]
["00417499","粤械注准20242400063","糖化血红蛋白（HbAlc）校准品","本品主要含糖化血红蛋白(重组抗原)，PBS缓冲液、BSA、0.05% Proclin300等。校准品 1 主要含血红蛋白、PBS 缓冲液、BSA、0.05% Proclin300等。","体外诊断试剂","免疫分析试剂","糖化血红蛋白校准品【免疫（专用）/代谢标记物检测/配套试剂】","1","1盒/盒","国产","HCS09881","深圳市科曼生物医疗有限公司"]
["00418553","鄂械注准20192402671","B型钠尿肽（BNP）检测试剂盒（磁微粒化学发光免疫分析法）","聚苯乙烯","体外诊断试剂","免疫分析试剂","B型钠尿肽前体检测试剂【免疫（专用）/心肌标记物检测/化学发光】","24","24人份/盒","国产","HCS00851","武汉明德生物科技股份有限公司"]
["00418555","鄂械注准20192402671","B型钠尿肽（BNP）检测试剂盒（磁微粒化学发光免疫分析法）","聚苯乙烯","体外诊断试剂","免疫分析试剂","B型钠尿肽前体检测试剂【免疫（专用）/心肌标记物检测/化学发光】","60","60人份/盒","国产","HCS00851","武汉明德生物科技股份有限公司"]
["00418556","鄂械注准20192402671","B型钠尿肽（BNP）检测试剂盒（磁微粒化学发光免疫分析法）","聚苯乙烯","体外诊断试剂","免疫分析试剂","B型钠尿肽前体检测试剂【免疫（专用）/心肌标记物检测/化学发光】","90","90人份/盒","国产","HCS00851","武汉明德生物科技股份有限公司"]
["00418558","鄂械注准20192402671","B型钠尿肽（BNP）检测试剂盒（磁微粒化学发光免疫分析法）","聚苯乙烯","体外诊断试剂","免疫分析试剂","B型钠尿肽前体检测试剂【免疫（专用）/心肌标记物检测/化学发光】","120","120人份/盒","国产","HCS00851","武汉明德生物科技股份有限公司"]
["00416212","鲁械注准20252400236","B型利钠肽（BNP）检测试剂盒（微流控时间分辨荧光免疫分析法）","塑料与试剂","体外诊断试剂","免疫分析试剂","B型钠尿肽前体检测试剂【免疫（专用）/心肌标记物检测/化学发光】","10","10人份/盒","国产","HCS08695","烟台芥子生物技术有限公司"]
["00418918","苏械注准20252401405","脑利钠肽测定试剂盒(直接化学发光法)","其他","体外诊断试剂","免疫分析试剂","B型脑钠肽检测试剂【免疫（专用）/心肌标记物检测/化学发光】","100","100测试/盒","国产","HCS02008","江苏扬新生物医药有限公司"]
["00418542","鄂械注准20192402668","肌酸激酶同工酶（CK-MB）检测试剂盒（磁微粒化学发光免疫分析法）","聚苯乙烯","体外诊断试剂","免疫分析试剂","肌酸激酶同工酶MB检测试剂【免疫（专用）/心肌标记物检测/化学发光】","24","24人份/盒","国产","HCS00851","武汉明德生物科技股份有限公司"]
["00418543","鄂械注准20192402668","肌酸激酶同工酶（CK-MB）检测试剂盒（磁微粒化学发光免疫分析法）","聚苯乙烯","体外诊断试剂","免疫分析试剂","肌酸激酶同工酶MB检测试剂【免疫（专用）/心肌标记物检测/化学发光】","60","60人份/盒","国产","HCS00851","武汉明德生物科技股份有限公司"]
["00418545","鄂械注准20192402668","肌酸激酶同工酶（CK-MB）检测试剂盒（磁微粒化学发光免疫分析法）","聚苯乙烯","体外诊断试剂","免疫分析试剂","肌酸激酶同工酶MB检测试剂【免疫（专用）/心肌标记物检测/化学发光】","90","90人份/盒","国产","HCS00851","武汉明德生物科技股份有限公司"]
["00418546","鄂械注准20192402668","肌酸激酶同工酶（CK-MB）检测试剂盒（磁微粒化学发光免疫分析法）","聚苯乙烯","体外诊断试剂","免疫分析试剂","肌酸激酶同工酶MB检测试剂【免疫（专用）/心肌标记物检测/化学发光】","120","120人份/盒","国产","HCS00851","武汉明德生物科技股份有限公司"]
["00399012","京械注准20192400146","肌酸激酶同工酶（CK-MB)测定试剂盒（磁微粒化学发光免疫分析法）","液体","体外诊断试剂","免疫分析试剂","肌酸激酶同工酶MB检测试剂【免疫（专用）/心肌标记物检测/化学发光】","1","1人份/盒","国产","HCS02051","北京普恩光德生物科技开发有限公司"]
["00387558","湘械注准20202401214","肌酸激酶同工酶测定试剂盒（化学发光免疫分析法）","液体","体外诊断试剂","免疫分析试剂","肌酸激酶同工酶MB检测试剂【免疫（专用）/心肌标记物检测/化学发光】","1","1盒/盒","国产","HCS03740","湖南菲科生物技术有限公司"]
["00419134","粤械注准20252400862","组织型纤溶酶原激活剂-抑制剂1复合物测定试剂盒（化学发光免疫分析法）","测试卡","体外诊断试剂","血液分析试剂","纤溶酶原激活物抑制物检测试剂盒【血液诊断分析试剂/出血及血栓性疾病/化学发光法】","1","1盒/盒","国产","HCS02671","深圳天深医疗器械有限公司"]
["00418903","津械注准20242400155","特异性IgE曲线质控品","/","体外诊断试剂","免疫分析试剂","免疫分析质控物【免疫（专用）/其他检测/其他】","1","1盒/盒","国产","HCS09734","格林生物医药科技（天津）有限公司"]
["00415103","粤深械备20250160","血细胞分析用溶血剂","十烷基三甲基溴化铵、邻苯二甲酸氢钾、PC-300","体外诊断试剂","血液分析试剂","白细胞五分类溶血素【血液诊断分析试剂/自动全血细胞分析/多角度光散射】","4","4瓶/盒","国产","HCS09881","深圳市科曼生物医疗有限公司"]
["00415099","粤深械备20250155","血细胞分析用溶血剂","十二烷基三甲基氯化铵、1,3-二甲基脲、甲酸。","体外诊断试剂","血液分析试剂","白细胞五分类溶血素【血液诊断分析试剂/自动全血细胞分析/多角度光散射】","2","2瓶/盒","国产","HCS09881","深圳市科曼生物医疗有限公司"]
["00417485","粤深械备20250161","血细胞分析用溶血剂","十二烷基三甲基氯化铵、磷酸二氢钠、苯甲酸钠。","体外诊断试剂","血液分析试剂","白细胞五分类溶血素【血液诊断分析试剂/自动全血细胞分析/多角度光散射】","1","1瓶/盒","国产","HCS09881","深圳市科曼生物医疗有限公司"]
["00415101","粤深械备20250161","血细胞分析用溶血剂","十二烷基三甲基氯化铵、磷酸二氢钠、苯甲酸钠。","体外诊断试剂","血液分析试剂","白细胞五分类溶血素【血液诊断分析试剂/自动全血细胞分析/多角度光散射】","4","4瓶/盒","国产","HCS09881","深圳市科曼生物医疗有限公司"]
["00415098","粤深械备20250213","血细胞分析用溶血剂","十二烷基三甲基氯化铵、异丙醇、甲酸。","体外诊断试剂","血液分析试剂","白细胞五分类溶血素【血液诊断分析试剂/自动全血细胞分析/多角度光散射】","2","2瓶/盒","国产","HCS09881","深圳市科曼生物医疗有限公司"]
["00417486","粤深械备20250162","血细胞分析用溶血剂","十烷基三甲基溴化铵、乙酸、PC-300。","体外诊断试剂","血液分析试剂","白细胞五分类溶血素【血液诊断分析试剂/自动全血细胞分析/多角度光散射】","1","1瓶/盒","国产","HCS09881","深圳市科曼生物医疗有限公司"]
["00415102","粤深械备20250162","血细胞分析用溶血剂","十烷基三甲基溴化铵、乙酸、PC-300。","体外诊断试剂","血液分析试剂","白细胞五分类溶血素【血液诊断分析试剂/自动全血细胞分析/多角度光散射】","4","4瓶/盒","国产","HCS09881","深圳市科曼生物医疗有限公司"]
["00411021","鄂械注准20252405577","D-二聚体（D-Dimer)测定试剂盒（胶乳增强免疫比浊法)","胶乳","体外诊断试剂","血液分析试剂","D-二聚体定量检测试剂盒【血液诊断分析试剂/出血及血栓性疾病/免疫比浊法】","1","1盒/盒","国产","HCS09882","武汉康佰科生物科技有限公司"]
["00418554","国械注准20253401585","甲型/乙型流感病毒抗原检测试剂盒（胶体金法）","检测卡","体外诊断试剂","免疫分析试剂","甲型/乙型流感病毒抗原检测试剂【免疫（开放）/感染性疾病检测(其他)/酶层析法】","20","20人份/盒","国产","HCS01790","浙江东方基因生物制品股份有限公司"]
["00417506","闽厦械备20250296","Pax-8抗体试剂(免疫组织化学法)","液体","体外诊断试剂","免疫分析试剂","肿瘤标记物检测质控物【免疫（开放）/肿瘤标记物检测/其他】","1","1瓶/瓶","国产","HCS03160","厦门通灵生物医药科技股份有限公司"]
["00418344","闽厦械备20250274","间皮素蛋白（Mesothelin）抗体试剂（免疫组织化学法）","液体","体外诊断试剂","免疫分析试剂","其他肿瘤标记物检测【免疫（开放）/肿瘤标记物检测/其他】","1","1瓶/瓶","国产","HCS03160","厦门通灵生物医药科技股份有限公司"]
["00418365","闽厦械备20250286","纽约食管鳞状细胞癌1（NY-ESO-1）抗体试剂（免疫组织化学法）","液体","体外诊断试剂","免疫分析试剂","其他肿瘤标记物检测【免疫（开放）/肿瘤标记物检测/其他】","1","1瓶/瓶","国产","HCS03160","厦门通灵生物医药科技股份有限公司"]
["00417542","闽厦械备20250267","CLDN18抗体检测试剂（免疫组织化学法）","液体","体外诊断试剂","免疫分析试剂","其他肿瘤标记物检测【免疫（开放）/肿瘤标记物检测/其他】","1","1瓶/瓶","国产","HCS03160","厦门通灵生物医药科技股份有限公司"]
["00417540","闽厦械备20250265","CD47抗体试剂（免疫组织化学法）","液体","体外诊断试剂","免疫分析试剂","其他肿瘤标记物检测【免疫（开放）/肿瘤标记物检测/其他】","1","1瓶/瓶","国产","HCS03160","厦门通灵生物医药科技股份有限公司"]
["00418369","闽厦械备20250276","桥粒芯蛋白3（DSG3）抗体试剂（免疫组织化学法）","液体","体外诊断试剂","免疫分析试剂","其他肿瘤标记物检测【免疫（开放）/肿瘤标记物检测/其他】","1","1瓶/瓶","国产","HCS03160","厦门通灵生物医药科技股份有限公司"]
["00412913","湘械注准20252400618","尘螨组分过敏原特异性IgE抗体检测试剂盒（磁微粒化学发光法）","液体","体外诊断试剂","免疫分析试剂","吸入性过敏原特异性IgE抗体检测试剂【免疫（开放）/其他检测/重组免疫印迹法】","400","400测试/盒","国产","HCS04642","湖南携光生物技术有限公司"]
["00412914","湘械注准20252400618","尘螨组分过敏原特异性IgE抗体检测试剂盒（磁微粒化学发光法）","液体","体外诊断试剂","免疫分析试剂","吸入性过敏原特异性IgE抗体检测试剂【免疫（开放）/其他检测/重组免疫印迹法】","900","900测试/盒","国产","HCS04642","湖南携光生物技术有限公司"]
["00418564","鄂械注准20192402675","N端-B型钠尿肽前体（NT-ProBNP）检测试剂盒（磁微粒化学发光免疫分析法）","聚苯乙烯","体外诊断试剂","免疫分析试剂","N端-B型钠尿肽前体（NT-proBNP）检测试剂【免疫（专用）/心肌标记物检测/化学发光】","24","24人份/盒","国产","HCS00851","武汉明德生物科技股份有限公司"]
["00418565","鄂械注准20192402675","N端-B型钠尿肽前体（NT-ProBNP）检测试剂盒（磁微粒化学发光免疫分析法）","聚苯乙烯","体外诊断试剂","免疫分析试剂","N端-B型钠尿肽前体（NT-proBNP）检测试剂【免疫（专用）/心肌标记物检测/化学发光】","60","60人份/盒","国产","HCS00851","武汉明德生物科技股份有限公司"]
["00418566","鄂械注准20192402675","N端-B型钠尿肽前体（NT-ProBNP）检测试剂盒（磁微粒化学发光免疫分析法）","聚苯乙烯","体外诊断试剂","免疫分析试剂","N端-B型钠尿肽前体（NT-proBNP）检测试剂【免疫（专用）/心肌标记物检测/化学发光】","90","90人份/盒","国产","HCS00851","武汉明德生物科技股份有限公司"]
["00418568","鄂械注准20192402675","N端-B型钠尿肽前体（NT-ProBNP）检测试剂盒（磁微粒化学发光免疫分析法）","聚苯乙烯","体外诊断试剂","免疫分析试剂","N端-B型钠尿肽前体（NT-proBNP）检测试剂【免疫（专用）/心肌标记物检测/化学发光】","120","120人份/盒","国产","HCS00851","武汉明德生物科技股份有限公司"]
["00399098","京械注准20192400147","N末端脑纳肽前体（NT-proBNP)测定试剂盒（磁微粒化学发光免疫分析法）","液体","体外诊断试剂","免疫分析试剂","N端-B型钠尿肽前体（NT-proBNP）检测试剂【免疫（专用）/心肌标记物检测/化学发光】","1","1人份/盒","国产","HCS02051","北京普恩光德生物科技开发有限公司"]
["00417203","国械注进20212400393","B型利钠肽（BNP）校准品","冻干粉","体外诊断试剂","免疫分析试剂","N端-B型钠尿肽前体（NT-proBNP）检测试剂【免疫（专用）/心肌标记物检测/化学发光】","1","1盒/盒","进口","J12425","东曹（上海）生物科技有限公司"]
["00417205","国械注进20212400280","B型利钠肽（BNP）质控品","冻干粉","体外诊断试剂","免疫分析试剂","N端-B型钠尿肽前体（NT-proBNP）检测试剂【免疫（专用）/心肌标记物检测/化学发光】","1","1盒/盒","进口","J12425","东曹（上海）生物科技有限公司"]
["00417202","国械注进20222400303","B型利钠肽（BNP）检测试剂盒（化学发光免疫分析法）","冻干粉","体外诊断试剂","免疫分析试剂","N端-B型钠尿肽前体（NT-proBNP）检测试剂【免疫（专用）/心肌标记物检测/化学发光】","1","1盒/盒","进口","J12425","东曹（上海）生物科技有限公司"]
["00414510","国械注进20252400180","N端B型钠尿肽前体测定试剂盒（直接化学发光法）NT-proBNPII (PBNPII)","液体","体外诊断试剂","免疫分析试剂","N端-B型钠尿肽前体（NT-proBNP）检测试剂【免疫（专用）/心肌标记物检测/化学发光】","1","1盒/盒","进口","J3974","西门子医学诊断产品（上海）有限公司"]
["00418242","国械注准20203400114","Rh血型抗原检测卡（柱凝集法）","其他","体外诊断试剂","血液分析试剂","Rh血型鉴定试剂卡【血液诊断分析试剂/血型鉴定及交叉配血/微柱凝法集】","1","1盒/盒","国产","HCS01836","北京乐普诊断科技股份有限公司（原北京乐普医疗科技有限责任公司）"]
["00418261","国械注准20173401417","ABO、RhD血型定型检测卡（单克隆抗体）","其他","体外诊断试剂","血液分析试剂","ABO血型及Rh血型定型试剂卡【血液诊断分析试剂/血型鉴定及交叉配血/微柱凝法集】","1","1盒/盒","国产","HCS01836","北京乐普诊断科技股份有限公司（原北京乐普医疗科技有限责任公司）"]
["00419063","粤械注准20252400749","雌二醇(E2)测定试剂盒(化学发光免疫分析法）","液体","体外诊断试剂","免疫分析试剂","雌二醇检测试剂【免疫（专用）/激素标记物检测/化学发光】","1","1盒/盒","国产","HCS02310","深圳迈瑞生物医疗电子股份有限公司"]
["00418797","浙械注准20242401507","λ轻链检测试剂盒（免疫比浊法）","液体","体外诊断试剂","免疫分析试剂","λ轻链检测试剂【免疫（专用）/特种蛋白检测/散射比浊法】","1","1盒/盒","国产","HCS02190","美康生物科技股份有限公司"]
["00418799","浙械注准20242401507","λ轻链检测试剂盒（免疫比浊法）","液体","体外诊断试剂","免疫分析试剂","λ轻链检测试剂【免疫（专用）/特种蛋白检测/散射比浊法】","1","1盒/盒","国产","HCS02190","美康生物科技股份有限公司"]
["00399133","京械注准20222400376","血清淀粉样蛋白A(SAA)测定试剂盒（磁微粒化学发光免疫分析法）","液体","体外诊断试剂","免疫分析试剂","淀粉样蛋白A检测试剂【免疫（专用）/特种蛋白检测/散射比浊法】","1","1人份/盒","国产","HCS02051","北京普恩光德生物科技开发有限公司"]
["00418569","鄂械注准20202403092","D-二聚体（D-Dimer）检测试剂盒（磁微粒化学发光免疫分析法）","聚苯乙烯","体外诊断试剂","免疫分析试剂","D-二聚体检测试剂【免疫（专用）/代谢标记物检测/化学发光】","120","120人份/盒","国产","HCS00851","武汉明德生物科技股份有限公司"]
["00418570","鄂械注准20202403092","D-二聚体（D-Dimer）检测试剂盒（磁微粒化学发光免疫分析法）","聚苯乙烯","体外诊断试剂","免疫分析试剂","D-二聚体检测试剂【免疫（专用）/代谢标记物检测/化学发光】","24","24人份/盒","国产","HCS00851","武汉明德生物科技股份有限公司"]
["00418571","鄂械注准20202403092","D-二聚体（D-Dimer）检测试剂盒（磁微粒化学发光免疫分析法）","聚苯乙烯","体外诊断试剂","免疫分析试剂","D-二聚体检测试剂【免疫（专用）/代谢标记物检测/化学发光】","60","60人份/盒","国产","HCS00851","武汉明德生物科技股份有限公司"]
["00418573","鄂械注准20202403092","D-二聚体（D-Dimer）检测试剂盒（磁微粒化学发光免疫分析法）","聚苯乙烯","体外诊断试剂","免疫分析试剂","D-二聚体检测试剂【免疫（专用）/代谢标记物检测/化学发光】","90","90人份/盒","国产","HCS00851","武汉明德生物科技股份有限公司"]
["00398983","京械注准20222400377","D-二聚体（D-D）测定试剂盒（磁微粒化学发光免疫分析法）","液体","体外诊断试剂","免疫分析试剂","D-二聚体检测试剂【免疫（专用）/代谢标记物检测/化学发光】","1","1人份/盒","国产","HCS02051","北京普恩光德生物科技开发有限公司"]
["00417265","湘械注准20212400826","血栓调节蛋白测定试剂盒（化学发光免疫分析法）","水溶液","体外诊断试剂","血液分析试剂","血栓调节蛋白测定试剂盒【血液诊断分析试剂/出血及血栓性疾病/化学发光法】","1","1盒/盒","国产","HCS04723","湖南仁迈生物科技有限公司"]
["00419139","粤械注准20252400941","血栓调节蛋白测定试剂盒（化学发光免疫分析法）","测试卡","体外诊断试剂","血液分析试剂","血栓调节蛋白测定试剂盒【血液诊断分析试剂/出血及血栓性疾病/化学发光法】","1","1盒/盒","国产","HCS02671","深圳天深医疗器械有限公司"]
["00414998","粤械注准20252400506","脂蛋白a测定试剂盒（化学发光免疫分析法）","液体","体外诊断试剂","免疫分析试剂","脂蛋白a检测试剂【免疫（专用）/特种蛋白检测/散射比浊法】","50","50测试/盒","国产","HCS04348","广州市进德生物科技有限公司"]
["00415001","粤械注准20252400506","脂蛋白a测定试剂盒（化学发光免疫分析法）","液体","体外诊断试剂","免疫分析试剂","脂蛋白a检测试剂【免疫（专用）/特种蛋白检测/散射比浊法】","100","100测试/盒","国产","HCS04348","广州市进德生物科技有限公司"]
["00415006","粤械注准20252400506","脂蛋白a测定试剂盒（化学发光免疫分析法）","液体","体外诊断试剂","免疫分析试剂","脂蛋白a检测试剂【免疫（专用）/特种蛋白检测/散射比浊法】","200","200测试/盒","国产","HCS04348","广州市进德生物科技有限公司"]
["00415007","粤械注准20252400506","脂蛋白a测定试剂盒（化学发光免疫分析法）","液体","体外诊断试剂","免疫分析试剂","脂蛋白a检测试剂【免疫（专用）/特种蛋白检测/散射比浊法】","400","400测试/盒","国产","HCS04348","广州市进德生物科技有限公司"]
["00418260","冀械注准20192400060","肌红蛋白检测试纸（胶体金法）","不区分","体外诊断试剂","POCT组","肌红蛋白检测试剂【POCT检测试剂/心肌标志物测定/(胶体金法)】","1","1袋/袋","国产","HCS03928","河北博海生物工程开发有限公司"]
["00418528","湘长械备20221005号","肺表面活性蛋白A（Surfactant Protein A）抗体试剂（免疫组织化学法）","液体","体外诊断试剂","病理学与细胞学检测组","表面活性蛋白A检测试剂 (Surfactant Protein A) 【病理学/免疫组织化学抗体试剂/免疫组织化学】","15","15人份/瓶","国产","HCS08346","湖南艾方生物科技有限公司"]
["00418530","湘长械备20221005号","肺表面活性蛋白A（Surfactant Protein A）抗体试剂（免疫组织化学法）","液体","体外诊断试剂","病理学与细胞学检测组","表面活性蛋白A检测试剂 (Surfactant Protein A) 【病理学/免疫组织化学抗体试剂/免疫组织化学】","30","30人份/瓶","国产","HCS08346","湖南艾方生物科技有限公司"]
["00418533","湘长械备20221005号","肺表面活性蛋白A（Surfactant Protein A）抗体试剂（免疫组织化学法）","液体","体外诊断试剂","病理学与细胞学检测组","表面活性蛋白A检测试剂 (Surfactant Protein A) 【病理学/免疫组织化学抗体试剂/免疫组织化学】","60","60人份/瓶","国产","HCS08346","湖南艾方生物科技有限公司"]
["00417899","渝高新械备20250044号","pS2抗体试剂(免疫组织化学)","本试剂主要成分为pS2重组兔单克隆抗体、牛血清白蛋白&lt;1.0%、羊血清&lt;1.0%、Proclin 300≤0.1%、PBS缓冲液。","体外诊断试剂","病理学与细胞学检测组","雌激素调节蛋白检测试剂 （PS2）  【病理学/免疫组织化学抗体试剂/免疫组织化学】","1","1瓶/瓶","国产","HCS10197","重庆新一产生命科技有限公司"]
["00417854","渝高新械备20250002号","细胞角蛋白(广谱)抗体试剂(免疫组织化学)","本试剂主要成分为 CK(pan)重组鼠单克隆抗体、牛血清白蛋白&lt;1.0%、羊血清&lt;1.0%、Proclin 300≤0.1%、PBS 缓冲液。","体外诊断试剂","病理学与细胞学检测组","高分子量细胞角蛋白抗体检测试剂（34βE12）【病理学/免疫组织化学抗体试剂/免疫组织化学】","1","1瓶/瓶","国产","HCS10197","重庆新一产生命科技有限公司"]
["00417754","苏镇械备20210015号","细胞角蛋白CK34Beta E（高分子量）抗体试剂/检测试剂盒（免疫组织化学）","试剂","体外诊断试剂","病理学与细胞学检测组","高分子量细胞角蛋白抗体检测试剂（34βE12）【病理学/免疫组织化学抗体试剂/免疫组织化学】","1","1支/盒","国产","HCS07490","镇江爱必梦生物科技有限公司"]
["00417733","苏镇械备20190131号","胶质纤维酸性蛋白（Glial Fibrillary Acidic Protein, GFAP）抗体试剂/检测试剂盒（免疫组织化学）","试剂","体外诊断试剂","病理学与细胞学检测组","胶质纤维酸性蛋白检测试剂（GFAP）【病理学/免疫组织化学抗体试剂/免疫组织化学】","1","1支/盒","国产","HCS07490","镇江爱必梦生物科技有限公司"]
["00417929","渝高新械备20250069号","胶质纤维酸性蛋白(GFAP)抗体试剂(免疫组织化学)","本试剂主要成分为GFAP重组鼠单克隆抗体、牛血清白蛋白&lt;1.0%、羊血清&lt;1.0%、Proclin 300≤0.1%、PBS缓冲液。","体外诊断试剂","病理学与细胞学检测组","胶质纤维酸性蛋白检测试剂（GFAP）【病理学/免疫组织化学抗体试剂/免疫组织化学】","1","1瓶/瓶","国产","HCS10197","重庆新一产生命科技有限公司"]
["00418386","国械备20181609号","胶质纤维酸性蛋白（Glial Fibrillary Acidic Protein，GFAP）抗体试剂（免疫组织化学）","液体","体外诊断试剂","病理学与细胞学检测组","胶质纤维酸性蛋白检测试剂（GFAP）【病理学/免疫组织化学抗体试剂/免疫组织化学】","1","1支/支","进口","J4261","徕卡显微系统（上海）贸易有限公司"]
["00417612","苏镇械备20180061号","HumanGrowthHormone抗体试剂/检测试剂盒(免疫组织化学)","试剂","体外诊断试剂","病理学与细胞学检测组","生长激素检测试剂（GH） 【病理学/免疫组织化学抗体试剂/免疫组织化学】","1","1支/盒","国产","HCS07490","镇江爱必梦生物科技有限公司"]
["00418912","津械注准20242400194","猫皮屑e1过敏原特异性IgE抗体检测试剂盒（磁微粒化学发光免疫分析法）","/","体外诊断试剂","POCT组","过敏源检测【POCT检测试剂/过敏源检测/-】","50","50人份/盒","国产","HCS09734","格林生物医药科技（天津）有限公司"]
["00418919","津械注准20242400199","链格孢m6过敏原特异性IgE抗体检测试剂盒（磁微粒化学发光免疫分析法）","/","体外诊断试剂","POCT组","过敏源检测【POCT检测试剂/过敏源检测/-】","50","50人份/盒","国产","HCS09734","格林生物医药科技（天津）有限公司"]
["00418938","津械注准20242400247","梯牧草g6过敏原特异性IgE抗体检测试剂盒（磁微粒化学发光免疫分析法）","/","体外诊断试剂","POCT组","过敏源检测【POCT检测试剂/过敏源检测/-】","50","50人份/盒","国产","HCS09734","格林生物医药科技（天津）有限公司"]
["00418940","津械注准20252400078","蛋白f1过敏原特异性IgE抗体检测试剂盒（磁微粒化学发光免疫分析法）","/","体外诊断试剂","POCT组","过敏源检测【POCT检测试剂/过敏源检测/-】","50","50人份/盒","国产","HCS09734","格林生物医药科技（天津）有限公司"]
["00418942","津械注准20252400079","牛奶f2过敏原特异性IgE抗体检测试剂盒（磁微粒化学发光免疫分析法）","/","体外诊断试剂","POCT组","过敏源检测【POCT检测试剂/过敏源检测/-】","50","50人份/盒","国产","HCS09734","格林生物医药科技（天津）有限公司"]
["00418945","津械注准20252400086","狗毛屑e5过敏原特异性IgE抗体检测试剂盒（磁微粒化学发光免疫分析法）","/","体外诊断试剂","POCT组","过敏源检测【POCT检测试剂/过敏源检测/-】","50","50人份/盒","国产","HCS09734","格林生物医药科技（天津）有限公司"]
["00418908","津械注准20242400184","总IgE检测试剂盒（磁微粒化学发光免疫分析法）","/","体外诊断试剂","POCT组","过敏源检测【POCT检测试剂/过敏源检测/-】","50","50人份/盒","国产","HCS09734","格林生物医药科技（天津）有限公司"]
["00418909","津械注准20242400185","屋尘h1过敏原特异性IgE抗体检测试剂盒（磁微粒化学发光免疫分析法）","/","体外诊断试剂","POCT组","过敏源检测【POCT检测试剂/过敏源检测/-】","50","50人份/盒","国产","HCS09734","格林生物医药科技（天津）有限公司"]
["00418910","津械注准20242400192","粉尘螨d2过敏原特异性IgE抗体检测试剂盒（磁微粒化学发光免疫分析法）","/","体外诊断试剂","POCT组","过敏源检测【POCT检测试剂/过敏源检测/-】","50","50人份/盒","国产","HCS09734","格林生物医药科技（天津）有限公司"]
["00418911","津械注准20242400193","虾f24过敏原特异性IgE抗体检测试剂盒（磁微粒化学发光免疫分析法）","/","体外诊断试剂","POCT组","过敏源检测【POCT检测试剂/过敏源检测/-】","50","50人份/盒","国产","HCS09734","格林生物医药科技（天津）有限公司"]
["00418914","津械注准20242400196","艾蒿w6过敏原特异性IgE抗体检测试剂盒（磁微粒化学发光免疫分析法）","/","体外诊断试剂","POCT组","过敏源检测【POCT检测试剂/过敏源检测/-】","50","50人份/盒","国产","HCS09734","格林生物医药科技（天津）有限公司"]
["00418915","津械注准20242400197","榆树t8过敏原特异性IgE抗体检测试剂盒（磁微粒化学发光免疫分析法）","/","体外诊断试剂","POCT组","过敏源检测【POCT检测试剂/过敏源检测/-】","50","50人份/盒","国产","HCS09734","格林生物医药科技（天津）有限公司"]
["00418917","津械注准20242400198","葎草w22过敏原特异性IgE抗体检测试剂盒（磁微粒化学发光免疫分析法）","/","体外诊断试剂","POCT组","过敏源检测【POCT检测试剂/过敏源检测/-】","50","50人份/盒","国产","HCS09734","格林生物医药科技（天津）有限公司"]
["00418921","津械注准20242400200","德国小蠊i6过敏原特异性IgE抗体检测试剂盒（磁微粒化学发光免疫分析法）","/","体外诊断试剂","POCT组","过敏源检测【POCT检测试剂/过敏源检测/-】","50","50人份/盒","国产","HCS09734","格林生物医药科技（天津）有限公司"]
["00418922","津械注准20242400239","苍耳w13过敏原特异性IgE抗体检测试剂盒（磁微粒化学发光免疫分析法）","/","体外诊断试剂","POCT组","过敏源检测【POCT检测试剂/过敏源检测/-】","50","50人份/盒","国产","HCS09734","格林生物医药科技（天津）有限公司"]
["00418927","津械注准20242400240","枫叶梧桐，伦敦悬铃木t11过敏原特异性IgE抗体检测试剂盒（磁微粒化学发光免疫分析法）","/","体外诊断试剂","POCT组","过敏源检测【POCT检测试剂/过敏源检测/-】","50","50人份/盒","国产","HCS09734","格林生物医药科技（天津）有限公司"]
["00418929","津械注准20242400241","杨树t14过敏原特异性IgE抗体检测试剂盒（磁微粒化学发光免疫分析法）","/","体外诊断试剂","POCT组","过敏源检测【POCT检测试剂/过敏源检测/-】","50","50人份/盒","国产","HCS09734","格林生物医药科技（天津）有限公司"]
["00418930","津械注准20242400242","蒲公英w8过敏原特异性IgE抗体检测试剂盒（磁微粒化学发光免疫分析法）","/","体外诊断试剂","POCT组","过敏源检测【POCT检测试剂/过敏源检测/-】","50","50人份/盒","国产","HCS09734","格林生物医药科技（天津）有限公司"]
["00418933","津械注准20242400243","普通白桦树t3过敏原特异性IgE抗体检测试剂盒（磁微粒化学发光免疫分析法）","/","体外诊断试剂","POCT组","过敏源检测【POCT检测试剂/过敏源检测/-】","50","50人份/盒","国产","HCS09734","格林生物医药科技（天津）有限公司"]
["00418935","津械注准20242400246","蚕丝k74过敏原特异性IgE抗体检测试剂盒（磁微粒化学发光免疫分析法）","/","体外诊断试剂","POCT组","过敏源检测【POCT检测试剂/过敏源检测/-】","50","50人份/盒","国产","HCS09734","格林生物医药科技（天津）有限公司"]
["00418906","津械注准20252400077","过敏原特异性IgE抗体检测试剂盒（综合组/胶体金免疫层析法）","/","体外诊断试剂","POCT组","过敏源检测【POCT检测试剂/过敏源检测/-】","10","10人份/盒","国产","HCS09734","格林生物医药科技（天津）有限公司"]
["00418946","津械注准20252400087","百幕达草g2过敏原特异性IgE抗体检测试剂盒（磁微粒化学发光免疫分析法）","/","体外诊断试剂","POCT组","过敏源检测【POCT检测试剂/过敏源检测/-】","50","50人份/盒","国产","HCS09734","格林生物医药科技（天津）有限公司"]
["00418907","津械注准20242400158","户尘螨d1过敏原特异性IgE抗体检测试剂盒（磁微粒化学发光免疫分析法）","/","体外诊断试剂","POCT组","过敏源检测【POCT检测试剂/过敏源检测/-】","50","50人份/盒","国产","HCS09734","格林生物医药科技（天津）有限公司"]
["00418943","津械注准20252400084","花生f13过敏原特异性IgE抗体检测试剂盒（磁微粒化学发光免疫分析法）","/","体外诊断试剂","POCT组","过敏源检测【POCT检测试剂/过敏源检测/-】","50","50人份/盒","国产","HCS09734","格林生物医药科技（天津）有限公司"]
["00418944","津械注准20252400085","大豆f14过敏原特异性IgE抗体检测试剂盒（磁微粒化学发光免疫分析法）","/","体外诊断试剂","POCT组","过敏源检测【POCT检测试剂/过敏源检测/-】","50","50人份/盒","国产","HCS09734","格林生物医药科技（天津）有限公司"]
["00418913","津械注准20242400195","普通豚草w1过敏原特异性IgE抗体检测试剂盒（磁微粒化学发光免疫分析法）","/","体外诊断试剂","POCT组","过敏源检测【POCT检测试剂/过敏源检测/-】","50","50人份/盒","国产","HCS09734","格林生物医药科技（天津）有限公司"]
["00417598","苏镇械备20180042号","AnnexinA1抗体试剂/检测试剂盒(免疫组织化学)","试剂","体外诊断试剂","病理学与细胞学检测组","AnnexinA1抗体试剂【病理学/免疫组织化学抗体试剂/免疫组织化学】","1","1支/盒","国产","HCS07490","镇江爱必梦生物科技有限公司"]
["00417419","国械备20190292号","CD45抗体试剂（免疫组织化学）BOND Ready-to-Use Primary Antibody CD45 (X16/99)","液体","体外诊断试剂","病理学与细胞学检测组","CD45抗体试剂【病理学/免疫组织化学抗体试剂/免疫组织化学】","1","1支/支","进口","J4261","徕卡显微系统（上海）贸易有限公司"]
["00417665","苏镇械备20180161号","CD45抗体试剂/检测试剂盒(免疫组织化学)","试剂","体外诊断试剂","病理学与细胞学检测组","CD45抗体试剂【病理学/免疫组织化学抗体试剂/免疫组织化学】","1","1支/盒","国产","HCS07490","镇江爱必梦生物科技有限公司"]
["00417633","苏镇械备20180083号","Glypican3抗体试剂/检测试剂盒(免疫组织化学)","试剂","体外诊断试剂","病理学与细胞学检测组","Glypican3(磷脂酰肌醇)抗体试剂【病理学/免疫组织化学抗体试剂/免疫组织化学】","1","1支/盒","国产","HCS07490","镇江爱必梦生物科技有限公司"]
["00417587","苏镇械备20180036号","NGFR抗体试剂/检测试剂盒(免疫组织化学)","试剂","体外诊断试剂","病理学与细胞学检测组","NGFR抗体试剂【病理学/免疫组织化学抗体试剂/免疫组织化学】","1","1支/盒","国产","HCS07490","镇江爱必梦生物科技有限公司"]
["00417375","浙甬械备20180091号","缓冲液","液体","体外诊断试剂","病理学与细胞学检测组","清洗缓冲液【病理学/组织病理学配套试剂/常规病理技术】","1","1瓶/瓶","国产","HCS05306","宁波察微生物科技有限公司"]
["00417008","粤深械备20250556","缓冲液","柠檬酸和纯化水。","体外诊断试剂","病理学与细胞学检测组","清洗缓冲液【病理学/组织病理学配套试剂/常规病理技术】","1","1瓶/瓶","国产","HCS05609","广东金泉医疗科技有限公司"]
["00417386","苏宁械备20250029","组织固定液","组织固定液","体外诊断试剂","病理学与细胞学检测组","样本保存液【病理学/组织病理学配套试剂/常规病理技术】","1","1瓶/瓶","国产","HCS07659","南京鼎泰医疗用品有限公司"]
["00417427","苏宁械备20250029","组织固定液","组织固定液","体外诊断试剂","病理学与细胞学检测组","样本保存液【病理学/组织病理学配套试剂/常规病理技术】","1","1瓶/瓶","国产","HCS07659","南京鼎泰医疗用品有限公司"]
["00417431","苏宁械备20250029","组织固定液","组织固定液","体外诊断试剂","病理学与细胞学检测组","样本保存液【病理学/组织病理学配套试剂/常规病理技术】","1","1瓶/瓶","国产","HCS07659","南京鼎泰医疗用品有限公司"]
["00417434","苏宁械备20250029","组织固定液","组织固定液","体外诊断试剂","病理学与细胞学检测组","样本保存液【病理学/组织病理学配套试剂/常规病理技术】","1","1瓶/瓶","国产","HCS07659","南京鼎泰医疗用品有限公司"]
["00417437","苏宁械备20250029","组织固定液","组织固定液","体外诊断试剂","病理学与细胞学检测组","样本保存液【病理学/组织病理学配套试剂/常规病理技术】","1","1瓶/瓶","国产","HCS07659","南京鼎泰医疗用品有限公司"]
["00417439","苏宁械备20250029","组织固定液","组织固定液","体外诊断试剂","病理学与细胞学检测组","样本保存液【病理学/组织病理学配套试剂/常规病理技术】","1","1瓶/瓶","国产","HCS07659","南京鼎泰医疗用品有限公司"]
["00417440","苏宁械备20250029","组织固定液","组织固定液","体外诊断试剂","病理学与细胞学检测组","样本保存液【病理学/组织病理学配套试剂/常规病理技术】","1","1瓶/瓶","国产","HCS07659","南京鼎泰医疗用品有限公司"]
["00417441","苏宁械备20250029","组织固定液","组织固定液","体外诊断试剂","病理学与细胞学检测组","样本保存液【病理学/组织病理学配套试剂/常规病理技术】","1","1瓶/瓶","国产","HCS07659","南京鼎泰医疗用品有限公司"]
["00417443","苏宁械备20250029","组织固定液","组织固定液","体外诊断试剂","病理学与细胞学检测组","样本保存液【病理学/组织病理学配套试剂/常规病理技术】","1","1瓶/瓶","国产","HCS07659","南京鼎泰医疗用品有限公司"]
["00417445","苏宁械备20250029","组织固定液","组织固定液","体外诊断试剂","病理学与细胞学检测组","样本保存液【病理学/组织病理学配套试剂/常规病理技术】","1","1瓶/瓶","国产","HCS07659","南京鼎泰医疗用品有限公司"]
["00417447","苏宁械备20250029","组织固定液","组织固定液由10%福尔马林溶液、磷酸二氢钠、磷酸氢二钠和纯化水组成。组织固定液由包装瓶或包装桶包装而成。","体外诊断试剂","病理学与细胞学检测组","样本保存液【病理学/组织病理学配套试剂/常规病理技术】","1","1瓶/瓶","国产","HCS07659","南京鼎泰医疗用品有限公司"]
["00417449","苏宁械备20250029","组织固定液","组织固定液由10%福尔马林溶液、磷酸二氢钠、磷酸氢二钠和纯化水组成。组织固定液由包装瓶或包装桶包装而成。","体外诊断试剂","病理学与细胞学检测组","样本保存液【病理学/组织病理学配套试剂/常规病理技术】","1","1瓶/瓶","国产","HCS07659","南京鼎泰医疗用品有限公司"]
["00417367","苏宁械备20240312","组织固定液","组织固定液","体外诊断试剂","病理学与细胞学检测组","样本保存液【病理学/组织病理学配套试剂/常规病理技术】","1","1瓶/瓶","国产","HCS07659","南京鼎泰医疗用品有限公司"]
["00417369","苏宁械备20240312","组织固定液","组织固定液","体外诊断试剂","病理学与细胞学检测组","样本保存液【病理学/组织病理学配套试剂/常规病理技术】","1","1瓶/瓶","国产","HCS07659","南京鼎泰医疗用品有限公司"]
["00417370","苏宁械备20240312","组织固定液","组织固定液","体外诊断试剂","病理学与细胞学检测组","样本保存液【病理学/组织病理学配套试剂/常规病理技术】","1","1瓶/瓶","国产","HCS07659","南京鼎泰医疗用品有限公司"]
["00417372","苏宁械备20240312","组织固定液","组织固定液","体外诊断试剂","病理学与细胞学检测组","样本保存液【病理学/组织病理学配套试剂/常规病理技术】","1","1瓶/瓶","国产","HCS07659","南京鼎泰医疗用品有限公司"]
["00417373","苏宁械备20240312","组织固定液","组织固定液","体外诊断试剂","病理学与细胞学检测组","样本保存液【病理学/组织病理学配套试剂/常规病理技术】","1","1瓶/瓶","国产","HCS07659","南京鼎泰医疗用品有限公司"]
["00417374","苏宁械备20240312","组织固定液","组织固定液","体外诊断试剂","病理学与细胞学检测组","样本保存液【病理学/组织病理学配套试剂/常规病理技术】","1","1瓶/瓶","国产","HCS07659","南京鼎泰医疗用品有限公司"]
["00417378","苏宁械备20240312","组织固定液","组织固定液","体外诊断试剂","病理学与细胞学检测组","样本保存液【病理学/组织病理学配套试剂/常规病理技术】","1","1瓶/瓶","国产","HCS07659","南京鼎泰医疗用品有限公司"]
["00417379","苏宁械备20240312","组织固定液","组织固定液","体外诊断试剂","病理学与细胞学检测组","样本保存液【病理学/组织病理学配套试剂/常规病理技术】","1","1瓶/瓶","国产","HCS07659","南京鼎泰医疗用品有限公司"]
["00417380","苏宁械备20240312","组织固定液","组织固定液","体外诊断试剂","病理学与细胞学检测组","样本保存液【病理学/组织病理学配套试剂/常规病理技术】","1","1瓶/瓶","国产","HCS07659","南京鼎泰医疗用品有限公司"]
["00417382","苏宁械备20240312","组织固定液","组织固定液","体外诊断试剂","病理学与细胞学检测组","样本保存液【病理学/组织病理学配套试剂/常规病理技术】","1","1瓶/瓶","国产","HCS07659","南京鼎泰医疗用品有限公司"]
["00417238","鲁济械备20240444","地高辛显色试剂","化学试剂","体外诊断试剂","病理学与细胞学检测组","地高辛染色液(ultraViewRedISHDIGDetectionKit)【病理学/原位杂交检测系统试剂/原位杂交】","10","10测试/盒","国产","HCS06470","山东新生命医疗科技有限公司"]
["00417239","鲁济械备20240444","地高辛显色试剂","化学试剂","体外诊断试剂","病理学与细胞学检测组","地高辛染色液(ultraViewRedISHDIGDetectionKit)【病理学/原位杂交检测系统试剂/原位杂交】","25","25测试/盒","国产","HCS06470","山东新生命医疗科技有限公司"]
["00417240","鲁济械备20240444","地高辛显色试剂","化学试剂","体外诊断试剂","病理学与细胞学检测组","地高辛染色液(ultraViewRedISHDIGDetectionKit)【病理学/原位杂交检测系统试剂/原位杂交】","50","50测试/盒","国产","HCS06470","山东新生命医疗科技有限公司"]
["00417241","鲁济械备20240444","地高辛显色试剂","化学试剂","体外诊断试剂","病理学与细胞学检测组","地高辛染色液(ultraViewRedISHDIGDetectionKit)【病理学/原位杂交检测系统试剂/原位杂交】","10","10测试/盒","国产","HCS06470","山东新生命医疗科技有限公司"]
["00417242","鲁济械备20240444","地高辛显色试剂","化学试剂","体外诊断试剂","病理学与细胞学检测组","地高辛染色液(ultraViewRedISHDIGDetectionKit)【病理学/原位杂交检测系统试剂/原位杂交】","25","25测试/盒","国产","HCS06470","山东新生命医疗科技有限公司"]
["00417243","鲁济械备20240444","地高辛显色试剂","化学试剂","体外诊断试剂","病理学与细胞学检测组","地高辛染色液(ultraViewRedISHDIGDetectionKit)【病理学/原位杂交检测系统试剂/原位杂交】","50","50测试/盒","国产","HCS06470","山东新生命医疗科技有限公司"]
["00417244","鲁济械备20240443","地高辛显色试剂","化学试剂","体外诊断试剂","病理学与细胞学检测组","地高辛染色液(ultraViewRedISHDIGDetectionKit)【病理学/原位杂交检测系统试剂/原位杂交】","10","10测试/套","国产","HCS06470","山东新生命医疗科技有限公司"]
["00417245","鲁济械备20240443","地高辛显色试剂","化学试剂","体外诊断试剂","病理学与细胞学检测组","地高辛染色液(ultraViewRedISHDIGDetectionKit)【病理学/原位杂交检测系统试剂/原位杂交】","25","25测试/套","国产","HCS06470","山东新生命医疗科技有限公司"]
["00417246","鲁济械备20240443","地高辛显色试剂","化学试剂","体外诊断试剂","病理学与细胞学检测组","地高辛染色液(ultraViewRedISHDIGDetectionKit)【病理学/原位杂交检测系统试剂/原位杂交】","50","50测试/套","国产","HCS06470","山东新生命医疗科技有限公司"]
["00417312","鄂汉械备20190942号","MYC（8q24）/BCL6（3q27）/BCL2（18q21）基因断裂探针试剂（荧光原位杂交法）","生物制品","体外诊断试剂","病理学与细胞学检测组","其他病理与细胞学检测试剂【病理学/其他/-】","10","10人份/盒","国产","HCS02896","武汉康录生物技术股份有限公司"]
["00417280","鄂汉械备20190930号","[MAFB/IGH]/[CCND3/IGH]/[MYC/IGH]融合基因探针试剂（荧光原位杂交法）","生物制品","体外诊断试剂","病理学与细胞学检测组","其他病理与细胞学检测试剂【病理学/其他/-】","10","10人份/盒","国产","HCS02896","武汉康录生物技术股份有限公司"]
["00417315","鄂汉械备20200230号","ATM/p53/13q14/RB1/CSP12基因探针试剂（荧光原位杂交法）","生物制品","体外诊断试剂","病理学与细胞学检测组","其他病理与细胞学检测试剂【病理学/其他/-】","10","10人份/盒","国产","HCS02896","武汉康录生物技术股份有限公司"]
["00417277","鄂汉械备20190900号","ABL1/ABL2/PDGFRB/CRLF2/JAK2基因断裂探针试剂（荧光原位杂交法）","生物制品","体外诊断试剂","病理学与细胞学检测组","其他病理与细胞学检测试剂【病理学/其他/-】","10","10人份/盒","国产","HCS02896","武汉康录生物技术股份有限公司"]
["00417281","鄂汉械备20190931号","8号/11号/17号染色体着丝粒探针试剂（荧光原位杂交法）","生物制品","体外诊断试剂","病理学与细胞学检测组","其他病理与细胞学检测试剂【病理学/其他/-】","10","10人份/盒","国产","HCS02896","武汉康录生物技术股份有限公司"]
["00417282","鄂汉械备20190936号","p53/RB1/ATM/ CSP 12/D13S25/6/6q21/IGH基因探针试剂（荧光原位杂交法）","生物制品","体外诊断试剂","病理学与细胞学检测组","其他病理与细胞学检测试剂【病理学/其他/-】","10","10人份/盒","国产","HCS02896","武汉康录生物技术股份有限公司"]
["00417310","鄂汉械备20190939号","BCL6/MYC/[CCND1/IGH]/[BCL2/IGH]基因探针试剂（荧光原位杂交法）","生物制品","体外诊断试剂","病理学与细胞学检测组","其他病理与细胞学检测试剂【病理学/其他/-】","10","10人份/盒","国产","HCS02896","武汉康录生物技术股份有限公司"]
["00417311","鄂汉械备20190940号","MYC/P16/CSP9基因探针试剂（荧光原位杂交法）","生物制品","体外诊断试剂","病理学与细胞学检测组","其他病理与细胞学检测试剂【病理学/其他/-】","10","10人份/盒","国产","HCS02896","武汉康录生物技术股份有限公司"]
["00417313","鄂汉械备20190943号","p53/D13S319/RB1/1q21/IGH基因探针试剂（荧光原位杂交法）","生物制品","体外诊断试剂","病理学与细胞学检测组","其他病理与细胞学检测试剂【病理学/其他/-】","10","10人份/盒","国产","HCS02896","武汉康录生物技术股份有限公司"]
["00417268","鄂汉械备20180033号","膀胱癌细胞染色体及基因异常探针检测试剂盒（原位杂交法）","生物制品","体外诊断试剂","病理学与细胞学检测组","其他病理与细胞学检测试剂【病理学/其他/-】","10","10人份/盒","国产","HCS02896","武汉康录生物技术股份有限公司"]
["00417257","鄂汉械备20180035号","骨髓增生异常综合征染色体及基因异常探针检测试剂盒（原位杂交法）","生物制品","体外诊断试剂","病理学与细胞学检测组","其他病理与细胞学检测试剂【病理学/其他/-】","10","10人份/盒","国产","HCS02896","武汉康录生物技术股份有限公司"]
["00417270","鄂汉械备20190899号","FGFR1/PDGFRA/PDGFRB基因断裂探针试剂（荧光原位杂交法）","生物制品","体外诊断试剂","病理学与细胞学检测组","其他病理与细胞学检测试剂【病理学/其他/-】","10","10人份/盒","国产","HCS02896","武汉康录生物技术股份有限公司"]
["00417284","鄂汉械备20190938号","BCL6/MYC/IGH/[BCL2/IGH]基因探针试剂（荧光原位杂交法）","生物制品","体外诊断试剂","病理学与细胞学检测组","其他病理与细胞学检测试剂【病理学/其他/-】","10","10人份/盒","国产","HCS02896","武汉康录生物技术股份有限公司"]
["00417283","鄂汉械备20190937号","[IGH/CCND1]/[IGH/MAF]/[IGH/MAFB]/[IGH/FGFR3]融合基因探针试剂（荧光原位杂交法）","生物制品","体外诊断试剂","病理学与细胞学检测组","其他病理与细胞学检测试剂【病理学/其他/-】","10","10人份/盒","国产","HCS02896","武汉康录生物技术股份有限公司"]
["00417314","鄂汉械备20190944号","p53/[CCND1/IGH]/ATM/CSP12/D13S25基因探针试剂（荧光原位杂交法）","生物制品","体外诊断试剂","病理学与细胞学检测组","其他病理与细胞学检测试剂【病理学/其他/-】","10","10人份/盒","国产","HCS02896","武汉康录生物技术股份有限公司"]
["00417263","鄂汉械备20180037号","慢性淋巴细胞白血病染色体及基因异常探针检测试剂盒（原位杂交法）","生物制品","体外诊断试剂","病理学与细胞学检测组","其他病理与细胞学检测试剂【病理学/其他/-】","10","10人份/盒","国产","HCS02896","武汉康录生物技术股份有限公司"]
["00417279","鄂汉械备20190904号","NTRK1/NTRK2/NTRK3基因断裂探针试剂（荧光原位杂交法）","生物制品","体外诊断试剂","病理学与细胞学检测组","其他病理与细胞学检测试剂【病理学/其他/-】","10","10人份/盒","国产","HCS02896","武汉康录生物技术股份有限公司"]
["00413001","沪金械备20210061号","分散蓝染色液","液体","体外诊断试剂","病理学与细胞学检测组","其他病理与细胞学检测试剂【病理学/其他/-】","30","30人份/盒","国产","HCS05469","上海君联医疗设备有限公司"]
["00413013","沪金械备20210061号","分散蓝染色液","液体","体外诊断试剂","病理学与细胞学检测组","其他病理与细胞学检测试剂【病理学/其他/-】","60","60人份/盒","国产","HCS05469","上海君联医疗设备有限公司"]
["00413016","沪金械备20210061号","分散蓝染色液","液体","体外诊断试剂","病理学与细胞学检测组","其他病理与细胞学检测试剂【病理学/其他/-】","120","120人份/盒","国产","HCS05469","上海君联医疗设备有限公司"]
["00413018","沪金械备20210061号","分散蓝染色液","液体","体外诊断试剂","病理学与细胞学检测组","其他病理与细胞学检测试剂【病理学/其他/-】","180","180人份/盒","国产","HCS05469","上海君联医疗设备有限公司"]
["00413019","沪金械备20210061号","分散蓝染色液","液体","体外诊断试剂","病理学与细胞学检测组","其他病理与细胞学检测试剂【病理学/其他/-】","240","240人份/盒","国产","HCS05469","上海君联医疗设备有限公司"]
["00413021","沪金械备20210061号","分散蓝染色液","液体","体外诊断试剂","病理学与细胞学检测组","其他病理与细胞学检测试剂【病理学/其他/-】","300","300人份/盒","国产","HCS05469","上海君联医疗设备有限公司"]
["00413073","沪金械备20210061号","分散蓝染色液","液体","体外诊断试剂","病理学与细胞学检测组","其他病理与细胞学检测试剂【病理学/其他/-】","60","60人份/盒","国产","HCS05469","上海君联医疗设备有限公司"]
["00413074","沪金械备20210061号","分散蓝染色液","液体","体外诊断试剂","病理学与细胞学检测组","其他病理与细胞学检测试剂【病理学/其他/-】","120","120人份/盒","国产","HCS05469","上海君联医疗设备有限公司"]
["00413075","沪金械备20210061号","分散蓝染色液","液体","体外诊断试剂","病理学与细胞学检测组","其他病理与细胞学检测试剂【病理学/其他/-】","240","240人份/盒","国产","HCS05469","上海君联医疗设备有限公司"]
["00413076","沪金械备20210061号","分散蓝染色液","液体","体外诊断试剂","病理学与细胞学检测组","其他病理与细胞学检测试剂【病理学/其他/-】","360","360人份/盒","国产","HCS05469","上海君联医疗设备有限公司"]
["00413077","沪金械备20210061号","分散蓝染色液","液体","体外诊断试剂","病理学与细胞学检测组","其他病理与细胞学检测试剂【病理学/其他/-】","480","480人份/盒","国产","HCS05469","上海君联医疗设备有限公司"]
["00413078","沪金械备20210061号","分散蓝染色液","液体","体外诊断试剂","病理学与细胞学检测组","其他病理与细胞学检测试剂【病理学/其他/-】","600","600人份/盒","国产","HCS05469","上海君联医疗设备有限公司"]
["00417316","鄂汉械备20200350号","p53缺失/D13S319缺失探针、1q21扩增探针（单红）、MAF/IGH融合探针、FGFR3/IGH融合探针试剂（荧光原位杂交法）","生物制品","体外诊断试剂","病理学与细胞学检测组","其他病理与细胞学检测试剂【病理学/其他/-】","10","10人份/盒","国产","HCS02896","武汉康录生物技术股份有限公司"]
["00417253","鄂汉械备20180034号","ERG、TMPRSS2、ETV1、ETV4基因异常探针检测试剂盒（原位杂交法）","生物制品","体外诊断试剂","病理学与细胞学检测组","其他病理与细胞学检测试剂【病理学/其他/-】","10","10人份/盒","国产","HCS02896","武汉康录生物技术股份有限公司"]
["00416338","苏泰械备20250085","组织固定液","液体","体外诊断试剂","病理学与细胞学检测组","其他病理与细胞学检测试剂【病理学/其他/-】","1","1瓶/瓶","国产","HCS02628","江苏康健医疗用品有限公司"]
["00416355","苏泰械备20250092","组织固定液","液体","体外诊断试剂","病理学与细胞学检测组","其他病理与细胞学检测试剂【病理学/其他/-】","1","1瓶/瓶","国产","HCS02628","江苏康健医疗用品有限公司"]
["00417064","鲁济械备20220395号","TOP2A抗体试剂 (免疫组织化学法)","化学试剂","体外诊断试剂","分子检测试剂","TOP2A基因核酸检测试剂【分子诊断（专用）/肿瘤/PCR-杂交法】","30","30测试/瓶","国产","HCS06470","山东新生命医疗科技有限公司"]
["00417066","鲁济械备20220395号","TOP2A抗体试剂 (免疫组织化学法)","化学试剂","体外诊断试剂","分子检测试剂","TOP2A基因核酸检测试剂【分子诊断（专用）/肿瘤/PCR-杂交法】","60","60测试/瓶","国产","HCS06470","山东新生命医疗科技有限公司"]
["00417067","鲁济械备20220395号","TOP2A抗体试剂 (免疫组织化学法)","化学试剂","体外诊断试剂","分子检测试剂","TOP2A基因核酸检测试剂【分子诊断（专用）/肿瘤/PCR-杂交法】","70","70测试/瓶","国产","HCS06470","山东新生命医疗科技有限公司"]
["00410211","国械注准20253401043","十六项呼吸道病原体核酸联合检测试剂盒(荧光PCR法)","纸盒，塑料","体外诊断试剂","分子检测试剂","呼吸道病原体核酸联合检测试剂(检测试剂种类多于10种)【分子诊断（专用）/呼吸道感染性疾病/荧光PCR-探针法】","24","24人份/盒","国产","HCS03385","厦门安普利生物工程有限公司"]
["00418934","国械注准20253401578","碳青霉烯耐药基因检测试剂盒（荧光PCR法）","液体","体外诊断试剂","分子检测试剂","碳青霉烯耐药基因检测试剂【分子诊断（专用）/用药指导/荧光PCR-探针法】","1","1盒/盒","国产","HCS03061","上海伯杰医疗科技股份有限公司（原上海伯杰医疗科技有限公司）"]
["00408212","川蓉械备20230022号","FFPE穿刺样本核酸提取试剂盒（DNA)","试剂","体外诊断试剂","分子检测试剂","核酸提取和/或纯化试剂【分子诊断（专用）/其它/柱膜法】","50","50人份/盒","国产","HCS09749","成都普瑞菁英生物科技有限公司"]
["00408214","川蓉械备20230093","新鲜（微量）样本核酸提取试剂盒（DNA）","试剂","体外诊断试剂","分子检测试剂","核酸提取和/或纯化试剂【分子诊断（专用）/其它/柱膜法】","50","50人份/盒","国产","HCS09749","成都普瑞菁英生物科技有限公司"]
["00408215","川蓉械备20230092","血液、细胞样本核酸提取试剂盒（DNA）","试剂","体外诊断试剂","分子检测试剂","核酸提取和/或纯化试剂【分子诊断（专用）/其它/柱膜法】","50","50人份/盒","国产","HCS09749","成都普瑞菁英生物科技有限公司"]
["00408216","川蓉械备20230021号","FFPE组织核酸提取试剂盒（DNA）","试剂","体外诊断试剂","分子检测试剂","核酸提取和/或纯化试剂【分子诊断（专用）/其它/柱膜法】","50","50人份/盒","国产","HCS09749","成都普瑞菁英生物科技有限公司"]
["00408218","川蓉械备20230094","新鲜组织样本核酸提取试剂盒（DNA）","试剂","体外诊断试剂","分子检测试剂","核酸提取和/或纯化试剂【分子诊断（专用）/其它/柱膜法】","50","50人份/盒","国产","HCS09749","成都普瑞菁英生物科技有限公司"]
["00418810","粤惠械备20230097","真菌D-葡聚糖及细菌荧光染色液","液体","体外诊断试剂","微生物检验组","荧光染色液【微生物-开放/涂片检测/手工涂片染色法】","50","50人份/盒","国产","HCS02040","广东阳光生物科技有限公司（原惠州市阳光生物科技有限公司）"]
["00408856","国械注准20163400562","乙型肝炎病毒耐药突变位点检测试剂盒（基因芯片法）","芯片","体外诊断试剂","分子检测试剂","乙型肝炎耐药基因检测试剂? ??【分子诊断（专用）/用药指导/测序法】","21","21人份/盒","国产","HCS03007","珠海赛乐奇生物技术股份有限公司"]
["00414960","苏通械备20230125","核酸提取或纯化试剂","液体、塑料","体外诊断试剂","分子检测试剂","核酸提取和/或纯化试剂【分子诊断（开放）/其它/磁珠法】","8","8人份/盒","国产","HCS05903","江苏宏微特斯医药科技有限公司"]
["00414957","苏通械备20230124","核酸提取或纯化试剂","液体、塑料","体外诊断试剂","分子检测试剂","核酸提取和/或纯化试剂【分子诊断（开放）/其它/磁珠法】","8","8人份/盒","国产","HCS05903","江苏宏微特斯医药科技有限公司"]
["00418384","苏泰械备20230312","核酸提取或纯化试剂","其他","体外诊断试剂","分子检测试剂","核酸提取和/或纯化试剂【分子诊断（开放）/其它/磁珠法】","48","48人份/盒","国产","HCS01788","江苏硕世生物科技股份有限公司"]
["00416352","沪宝械备20240042","双相显色体液培养瓶","塑料、琼脂","体外诊断试剂","微生物检验组","其它培养瓶【微生物-专用/血液及无菌体液培养/仪器光学检测法】","1","1瓶/瓶","国产","HCS08550","上海科玛嘉微生物技术有限公司"]
["00395176","皖械注准20242400228","大便隐血（FOB）检测试剂盒（胶体金法）","/","体外诊断试剂","体液分析组","粪便潜血（FOB）检测试剂盒【体液诊断分析试剂/粪便常规检验/免疫法】","20","20人份/盒","国产","HCS07015","亳州千安智医疗生物科技有限公司"]
["00395179","皖械注准20242400228","大便隐血（FOB）检测试剂盒（胶体金法）","/","体外诊断试剂","体液分析组","粪便潜血（FOB）检测试剂盒【体液诊断分析试剂/粪便常规检验/免疫法】","40","40人份/盒","国产","HCS07015","亳州千安智医疗生物科技有限公司"]
["00416917","国械注准20173403278","CYP2C19基因多态性核酸检测试剂盒（基因芯片法)","芯片","体外诊断试剂","分子检测试剂","CYP2C19基因多态性检测试剂? ??【分子诊断（专用）/用药指导/荧光PCR-探针法】","21","21人份/盒","国产","HCS03007","珠海赛乐奇生物技术股份有限公司"]
["00417476","国械注准20253400883","人类CYP2C9和VKORC1基因检测试剂盒（荧光PCR法）","纸盒、塑料","体外诊断试剂","分子检测试剂","CYP2C9和VKORC1基因多态性检测试剂? ??【分子诊断（专用）/用药指导/荧光PCR-探针法】","24","24人份/盒","国产","HCS03385","厦门安普利生物工程有限公司"]
["00416180","沪闵械备20180315号","LEF-1抗体试剂（免疫组织化学）","其他","体外诊断试剂","病理学与细胞学检测组","LEF-1检测试剂【病理学/免疫组织化学抗体试剂/免疫组织化学】","1","1盒/盒","国产","HCS03622","基因科技（上海）股份有限公司"]
["00417949","渝高新械备20250083号","LEF-1抗体试剂(免疫组织化学)","本试剂主要成分为LEF-1重组兔单克隆抗体、牛血清白蛋白&lt;1.0%、羊血清&lt;1.0%、Proclin 300≤0.1%、PBS缓冲液。","体外诊断试剂","病理学与细胞学检测组","LEF-1检测试剂【病理学/免疫组织化学抗体试剂/免疫组织化学】","1","1瓶/瓶","国产","HCS10197","重庆新一产生命科技有限公司"]
["00416190","沪闵械备20190058号","Oct2抗体试剂（免疫组织化学）","其他","体外诊断试剂","病理学与细胞学检测组","Oct-2检测试剂【病理学/免疫组织化学抗体试剂/免疫组织化学】","1","1盒/盒","国产","HCS03622","基因科技（上海）股份有限公司"]
["00417715","苏镇械备20190094号","Oct2抗体试剂/检测试剂盒（免疫组织化学）","试剂","体外诊断试剂","病理学与细胞学检测组","Oct-2检测试剂【病理学/免疫组织化学抗体试剂/免疫组织化学】","1","1支/盒","国产","HCS07490","镇江爱必梦生物科技有限公司"]
["00417444","国械备20190814号","Oct2抗体试剂（免疫组织化学）BOND Ready-to-Use Primary Antibody Oct-2 (Oct-207)","液体","体外诊断试剂","病理学与细胞学检测组","Oct-2检测试剂【病理学/免疫组织化学抗体试剂/免疫组织化学】","1","1支/支","进口","J4261","徕卡显微系统（上海）贸易有限公司"]
["00416192","沪闵械备20180266号","PMS2 抗体试剂（免疫组织化学）","其他","体外诊断试剂","病理学与细胞学检测组","PMS2检测试剂【病理学/免疫组织化学抗体试剂/免疫组织化学】","1","1盒/盒","国产","HCS03622","基因科技（上海）股份有限公司"]
["00417573","苏镇械备20180022号","PMS2抗体试剂/检测试剂盒(免疫组织化学)","试剂","体外诊断试剂","病理学与细胞学检测组","PMS2检测试剂【病理学/免疫组织化学抗体试剂/免疫组织化学】","1","1支/盒","国产","HCS07490","镇江爱必梦生物科技有限公司"]
["00417877","渝高新械备20250024号","PMS2抗体试剂(免疫组织化学)","本试剂主要成分为PMS2重组兔单克隆抗体、牛血清白蛋白&lt;1.0%、羊血清&lt;1.0%、Proclin 300≤0.1%、PBS缓冲液。","体外诊断试剂","病理学与细胞学检测组","PMS2检测试剂【病理学/免疫组织化学抗体试剂/免疫组织化学】","1","1瓶/瓶","国产","HCS10197","重庆新一产生命科技有限公司"]
["00416349","沪闵械备20180256号","S100抗体试剂（免疫组织化学）","其他","体外诊断试剂","病理学与细胞学检测组","S-100检测试剂【病理学/免疫组织化学抗体试剂/免疫组织化学】","1","1盒/盒","国产","HCS03622","基因科技（上海）股份有限公司"]
["00417654","苏镇械备20180105号","SALL4抗体试剂/检测试剂盒(免疫组织化学)","试剂","体外诊断试剂","病理学与细胞学检测组","SALL4检测试剂 【病理学/免疫组织化学抗体试剂/免疫组织化学】","1","1支/盒","国产","HCS07490","镇江爱必梦生物科技有限公司"]
["00417905","京械注准20152401246","降钙素原测定试剂盒（荧光免疫层析法）","其他","体外诊断试剂","POCT组","降钙素原检测试剂【POCT检测试剂/感染性指标检测/（荧光免疫层析法）】","1","1盒/盒","国产","HCS01836","北京乐普诊断科技股份有限公司（原北京乐普医疗科技有限责任公司）"]
["00417928","渝高新械备20250064号","β-微管蛋白 III(β-tubulin-III)抗体试剂(免疫组织化学)","本试剂主要成分为β-tubulin-III重组鼠单克隆抗体、牛血清白蛋白&lt;1.0%、羊血清&lt;1.0%、Proclin 300≤0.1%、PBS缓冲液。","体外诊断试剂","病理学与细胞学检测组","微管蛋白β检测试剂（Tubulinβ）  【病理学/免疫组织化学抗体试剂/免疫组织化学】","1","1瓶/瓶","国产","HCS10197","重庆新一产生命科技有限公司"]
["00416949","苏械注准20252400494","25-羟基维生素D测定试剂盒(荧光免疫层析法）","/","体外诊断试剂","POCT组","25-羟基维生素D检测试剂【POCT检测试剂/激素检测/（荧光免疫层析法）】","25","25人份/盒","国产","HCS03209","无锡博慧斯生物医药科技有限公司"]
["00416838","鲁械注准20242400668","丙氨酸氨基转移酶测定试剂盒(丙氨酸底物法)","试剂:Tris缓冲液(100mmol/L)、a-酮戊二酸二钠盐(15mmol/L)、L-丙氨酸(500mmol/L)、还原型辅酶I(≥0.20g/L)、乳酸脱氢酶(≥1000U/L)、防腐剂 HY-500(1g/L)","体外诊断试剂","生化检验试剂","丙氨酸氨基转移酶试剂【生化（开放）/酶试剂/丙氨酸底物法】","1","1支/盒","国产","HCS07294","汴京药业（山东）集团有限公司"]
["00416879","鲁械注准20242400668","丙氨酸氨基转移酶测定试剂盒(丙氨酸底物法)","试剂:Tris缓冲液(100mmol/L)、a-酮戊二酸二钠盐(15mmol/L)、L-丙氨酸(500mmol/L)、还原型辅酶I(≥0.20g/L)、乳酸脱氢酶(≥1000U/L)、防腐剂 HY-500(1g/L)","体外诊断试剂","生化检验试剂","丙氨酸氨基转移酶试剂【生化（开放）/酶试剂/丙氨酸底物法】","50","50支/盒","国产","HCS07294","汴京药业（山东）集团有限公司"]
["00417671","苏镇械备20180195号","CD56抗体试剂/检测试剂盒(免疫组织化学)","试剂","体外诊断试剂","病理学与细胞学检测组","CD56检测试剂 【病理学/免疫组织化学抗体试剂/免疫组织化学】","1","1支/盒","国产","HCS07490","镇江爱必梦生物科技有限公司"]
["00415124","国械备20181592号","CD56抗体试剂（免疫组织化学）Bond Ready-to-Use Primary Antibody CD56 (CD564)","液体","体外诊断试剂","病理学与细胞学检测组","CD56检测试剂 【病理学/免疫组织化学抗体试剂/免疫组织化学】","1","1支/支","进口","J4261","徕卡显微系统（上海）贸易有限公司"]
["00417912","渝高新械备20250053号","CD56抗体试剂(免疫组织化学)","本试剂主要成分为CD56重组鼠单克隆抗体、牛血清白蛋白&lt;1.0%、羊血清&lt;1.0%、Proclin 300≤0.1%、PBS缓冲液。","体外诊断试剂","病理学与细胞学检测组","CD56检测试剂 【病理学/免疫组织化学抗体试剂/免疫组织化学】","1","1瓶/瓶","国产","HCS10197","重庆新一产生命科技有限公司"]
["00416236","沪闵械备20180122号","CD5抗体试剂（免疫组织化学）","其他","体外诊断试剂","病理学与细胞学检测组","CD5检测试剂 【病理学/免疫组织化学抗体试剂/免疫组织化学】","1","1盒/盒","国产","HCS03622","基因科技（上海）股份有限公司"]
["00417922","渝高新械备20250059号","CD5抗体试剂(免疫组织化学)","本试剂主要成分为CD5重组兔单克隆抗体、牛血清白蛋白&lt;1.0%、羊血清&lt;1.0%、Proclin 300≤0.1%、PBS缓冲液。","体外诊断试剂","病理学与细胞学检测组","CD5检测试剂 【病理学/免疫组织化学抗体试剂/免疫组织化学】","1","1瓶/瓶","国产","HCS10197","重庆新一产生命科技有限公司"]
["00417603","苏镇械备20180048号","CD5抗体试剂/检测试剂盒(免疫组织化学)","试剂","体外诊断试剂","病理学与细胞学检测组","CD5检测试剂 【病理学/免疫组织化学抗体试剂/免疫组织化学】","1","1支/盒","国产","HCS07490","镇江爱必梦生物科技有限公司"]
["00417923","渝高新械备20250060号","CD79a抗体试剂(免疫组织化学)","本试剂主要成分为CD79a重组兔单克隆抗体、牛血清白蛋白&lt;1.0%、羊血清&lt;1.0%、Proclin 300≤0.1%、PBS缓冲液。","体外诊断试剂","病理学与细胞学检测组","CD79a检测试剂【病理学/免疫组织化学抗体试剂/免疫组织化学】","1","1瓶/瓶","国产","HCS10197","重庆新一产生命科技有限公司"]
["00418458","国械注准20253400765","幽门螺旋杆菌IgG抗体检测试剂盒（化学发光法）","PP","体外诊断试剂","微生物检验组","幽门螺杆菌粪便抗原检测试剂盒【微生物-开放/病原体直接检测/其它方法】","48","48人份/盒","国产","HCS02624","艾维可生物科技有限公司"]
["00417970","鲁械注准20252400155","幽门螺杆菌（HP）检测试剂盒（脲酶法）","PP","体外诊断试剂","微生物检验组","幽门螺杆菌检测试剂盒【微生物-开放/病原体直接检测/化学/酶法】","40","40测试/盒","国产","HCS02624","艾维可生物科技有限公司"]
["00417694","苏镇械备20190037号","CD63抗体试剂/检测试剂盒（免疫组织化学）","试剂","体外诊断试剂","病理学与细胞学检测组","CD63检测试剂 【病理学/免疫组织化学抗体试剂/免疫组织化学】","1","1支/盒","国产","HCS07490","镇江爱必梦生物科技有限公司"]
["00417681","苏镇械备20190009号","CD8抗体试剂/检测试剂盒（免疫组织化学）","试剂","体外诊断试剂","病理学与细胞学检测组","CD8检测试剂【病理学/免疫组织化学抗体试剂/免疫组织化学】","1","1支/盒","国产","HCS07490","镇江爱必梦生物科技有限公司"]
["00417425","国械备20190332号","EZH2抗体试剂（免疫组织化学）BOND Ready-to-Use Primary Antibody Enhancer of Zeste Homolog 2 (Drosophila) (EZH2) (6A10)","液体","体外诊断试剂","病理学与细胞学检测组","EZH2检测试剂【病理学/免疫组织化学抗体试剂/免疫组织化学】","1","1支/支","进口","J4261","徕卡显微系统（上海）贸易有限公司"]
["00417701","苏镇械备20190045号","EZH2抗体试剂/检测试剂盒（免疫组织化学）","试剂","体外诊断试剂","病理学与细胞学检测组","EZH2检测试剂【病理学/免疫组织化学抗体试剂/免疫组织化学】","1","1支/盒","国产","HCS07490","镇江爱必梦生物科技有限公司"]
["00418371","闽厦械备20250268","FOXP3抗体试剂（免疫组织化学法）","液体","体外诊断试剂","病理学与细胞学检测组","FOXA1检测试剂  【病理学/免疫组织化学抗体试剂/免疫组织化学】","1","1瓶/瓶","国产","HCS03160","厦门通灵生物医药科技股份有限公司"]
["00417364","浙甬械备20230204","封片剂","液体","体外诊断试剂","病理学与细胞学检测组","水性封片剂【病理学/组织病理学配套试剂/常规病理技术】","1","1瓶/瓶","国产","HCS05306","宁波察微生物科技有限公司"]
["00417703","苏镇械备20190066号","Hepatocyte抗体试剂/检测试剂盒（免疫组织化学）","试剂","体外诊断试剂","病理学与细胞学检测组","肝细胞检测试剂（HepPar-1)  【病理学/免疫组织化学抗体试剂/免疫组织化学】","1","1支/盒","国产","HCS07490","镇江爱必梦生物科技有限公司"]
["00417576","苏镇械备20180030号","细胞角蛋白14抗体试剂/检测试剂盒(免疫组织化学)","试剂","体外诊断试剂","病理学与细胞学检测组","细胞角蛋白14检测试剂（CK14） 【病理学/免疫组织化学抗体试剂/免疫组织化学】","1","1支/盒","国产","HCS07490","镇江爱必梦生物科技有限公司"]
["00417513","闽厦械备20250303","细胞角蛋白14(CK14)抗体试剂(免疫组织化学法)","液体","体外诊断试剂","病理学与细胞学检测组","细胞角蛋白14检测试剂（CK14） 【病理学/免疫组织化学抗体试剂/免疫组织化学】","1","1瓶/瓶","国产","HCS03160","厦门通灵生物医药科技股份有限公司"]
["00418379","国械备20180890号","细胞角蛋白14抗体试剂（免疫组织化学）BOND Ready-to-Use Primary Antibody Cytokeratin 14 (LL002)","液体","体外诊断试剂","病理学与细胞学检测组","细胞角蛋白14检测试剂（CK14） 【病理学/免疫组织化学抗体试剂/免疫组织化学】","1","1支/支","进口","J4261","徕卡显微系统（上海）贸易有限公司"]
["00417642","苏镇械备20180092号","MUC6抗体试剂/检测试剂盒(免疫组织化学)","试剂","体外诊断试剂","病理学与细胞学检测组","粘蛋白-6检测试剂（Muc-6）  【病理学/免疫组织化学抗体试剂/免疫组织化学】","1","1盒/盒","国产","HCS07490","镇江爱必梦生物科技有限公司"]
["00417446","国械备20191104号","MUC6抗体试剂（免疫组织化学）BOND Ready-to-Use Primary Antibody Muc-6 Glycoprotein (CLH5)","液体","体外诊断试剂","病理学与细胞学检测组","粘蛋白-6检测试剂（Muc-6）  【病理学/免疫组织化学抗体试剂/免疫组织化学】","1","1支/支","进口","J4261","徕卡显微系统（上海）贸易有限公司"]
["00417601","苏镇械备20180045号","bcl-2抗体试剂/检测试剂盒(免疫组织化学)","试剂","体外诊断试剂","病理学与细胞学检测组","Bcl-2检测试剂【病理学/免疫组织化学抗体试剂/免疫组织化学】","1","1支/盒","国产","HCS07490","镇江爱必梦生物科技有限公司"]
["00417689","苏镇械备20190021号","CD19抗体试剂/检测试剂盒（免疫组织化学）","试剂","体外诊断试剂","病理学与细胞学检测组","CD19检测试剂【病理学/免疫组织化学抗体试剂/免疫组织化学】","1","1支/盒","国产","HCS07490","镇江爱必梦生物科技有限公司"]
["00417688","苏镇械备20190020号","CD23抗体试剂/检测试剂盒（免疫组织化学）","试剂","体外诊断试剂","病理学与细胞学检测组","CD23检测试剂【病理学/免疫组织化学抗体试剂/免疫组织化学】","1","1支/盒","国产","HCS07490","镇江爱必梦生物科技有限公司"]
["00417541","闽厦械备20250266","CD27抗体试剂（免疫组织化学法）","液体","体外诊断试剂","病理学与细胞学检测组","CD27检测试剂【病理学/免疫组织化学抗体试剂/免疫组织化学】","1","1瓶/瓶","国产","HCS03160","厦门通灵生物医药科技股份有限公司"]
["00417864","渝高新械备20250014号","CD45RA抗体试剂(免疫组织化学)","本试剂主要成分为 CD45RA重组鼠单克隆抗体、牛血清白蛋白&lt;1.0%、羊血清&lt;1.0%、Proclin 300≤0.1%、PBS缓冲液。","体外诊断试剂","病理学与细胞学检测组","CD45RA检测试剂 【病理学/免疫组织化学抗体试剂/免疫组织化学】","1","1瓶/瓶","国产","HCS10197","重庆新一产生命科技有限公司"]
["00419135","国械注准20253401176","总前列腺特异性抗原测定试剂盒（化学发光免疫分析法）","测试卡","体外诊断试剂","POCT组","前列腺特异性抗原检测试剂【POCT检测试剂/肿瘤标志物检测/（免疫层析法）】","1","1盒/盒","国产","HCS02671","深圳天深医疗器械有限公司"]
["00419138","粤械注准20252400938","纤维蛋白（原）降解产物测定试剂盒（化学发光免疫分析法）","测试卡","体外诊断试剂","生化检验试剂","纤维蛋白(原)降解产物试剂【生化（专用）/蛋白试剂/免疫透射比浊法】","1","1盒/盒","国产","HCS02671","深圳天深医疗器械有限公司"]
["00416784","鲁械注准20242400701","血浆游离血红蛋白测定试剂盒（TMB底物法）","试剂1(R1):3,3’,5,5’-四甲基联苯胺盐酸盐(≥0.2g/L);试剂2(R2):过氧化氢(≥0.1mL/L)。校准品:血红蛋白，其定值见标签。质控品:血红蛋白，其赋值见标签。","体外诊断试剂","生化检验试剂","血红蛋白A2/血红蛋白F及血红蛋白A1c试剂【生化（专用）/蛋白试剂/高效液相色谱法】","6","6支/盒","国产","HCS07294","汴京药业（山东）集团有限公司"]
["00417295","湘长械备20250121号","PC抗体试剂(免疫组织化学法)","试剂","体外诊断试剂","病理学与细胞学检测组","DNA染色试剂盒【病理学/免疫组织化学抗体试剂/免疫组织化学】","100","100人份/盒","国产","HCS09939","湖南迈景生物科技有限公司"]
["00414723","湘长械备20250121号","PC抗体试剂（免疫组织化学法）","荧光素，PC抗体","体外诊断试剂","病理学与细胞学检测组","DNA染色试剂盒【病理学/免疫组织化学抗体试剂/免疫组织化学】","50","50人份/盒","国产","HCS09939","湖南迈景生物科技有限公司"]
["00418650","湘长械备20250159号","FOXP3抗体试剂（免疫组织化学法）","液体","体外诊断试剂","病理学与细胞学检测组","Foxp1检测试剂  【病理学/免疫组织化学抗体试剂/免疫组织化学】","15","15人份/瓶","国产","HCS08346","湖南艾方生物科技有限公司"]
["00418652","湘长械备20250159号","FOXP3抗体试剂（免疫组织化学法）","液体","体外诊断试剂","病理学与细胞学检测组","Foxp1检测试剂  【病理学/免疫组织化学抗体试剂/免疫组织化学】","30","30人份/瓶","国产","HCS08346","湖南艾方生物科技有限公司"]
["00418653","湘长械备20250159号","FOXP3抗体试剂（免疫组织化学法）","液体","体外诊断试剂","病理学与细胞学检测组","Foxp1检测试剂  【病理学/免疫组织化学抗体试剂/免疫组织化学】","60","60人份/瓶","国产","HCS08346","湖南艾方生物科技有限公司"]
["00417716","苏镇械备20190095号","Neurofilament抗体试剂/检测试剂盒（免疫组织化学）","试剂","体外诊断试剂","病理学与细胞学检测组","神经丝蛋白检测试剂 （NF） 【病理学/免疫组织化学抗体试剂/免疫组织化学】","1","1支/盒","国产","HCS07490","镇江爱必梦生物科技有限公司"]
["00417722","苏镇械备20190104号","Synaptophysin抗体试剂/检测试剂盒（免疫组织化学）","试剂","体外诊断试剂","病理学与细胞学检测组","突触素检测试剂 (Synaptophysin)【病理学/免疫组织化学抗体试剂/免疫组织化学】","1","1支/盒","国产","HCS07490","镇江爱必梦生物科技有限公司"]
["00417851","渝高新械备20250005号","突触素(Synaptophysin)抗体试剂(免疫组织化学","本试剂主要成分为 Synaptophysin 重组免单克隆抗体、牛血清白蛋白&lt;1.0%、羊血清&lt;1.0%、Proclin300≤0.1%、PBS 缓冲液。","体外诊断试剂","病理学与细胞学检测组","突触素检测试剂 (Synaptophysin)【病理学/免疫组织化学抗体试剂/免疫组织化学】","1","1瓶/瓶","国产","HCS10197","重庆新一产生命科技有限公司"]
["00417512","闽厦械备20250302","突触素(Synaptophysin)抗体试剂(免疫组织化学法)","液体","体外诊断试剂","病理学与细胞学检测组","突触素检测试剂 (Synaptophysin)【病理学/免疫组织化学抗体试剂/免疫组织化学】","1","1瓶/瓶","国产","HCS03160","厦门通灵生物医药科技股份有限公司"]
["00418373","国械备20180882号","Synaptophysin抗体试剂（免疫组织化学）BOND Ready-to-Use Primary Antibody Synaptophysin (27G12)","液体","体外诊断试剂","病理学与细胞学检测组","突触素检测试剂 (Synaptophysin)【病理学/免疫组织化学抗体试剂/免疫组织化学】","1","1支/支","进口","J4261","徕卡显微系统（上海）贸易有限公司"]
["00417307","鲁济械备20220299号","AMACR/p504s抗体试剂（免疫组织化学法）","化学试剂","体外诊断试剂","病理学与细胞学检测组","AMACR/p504s 抗体检测试剂【病理学/免疫组织化学抗体试剂/免疫组织化学】","30","30人份/瓶","国产","HCS06470","山东新生命医疗科技有限公司"]
["00417308","鲁济械备20220299号","AMACR/p504s抗体试剂（免疫组织化学法）","化学试剂","体外诊断试剂","病理学与细胞学检测组","AMACR/p504s 抗体检测试剂【病理学/免疫组织化学抗体试剂/免疫组织化学】","70","70人份/瓶","国产","HCS06470","山东新生命医疗科技有限公司"]
["00417309","鲁济械备20220299号","AMACR/p504s抗体试剂（免疫组织化学法）","化学试剂","体外诊断试剂","病理学与细胞学检测组","AMACR/p504s 抗体检测试剂【病理学/免疫组织化学抗体试剂/免疫组织化学】","60","60人份/瓶","国产","HCS06470","山东新生命医疗科技有限公司"]
["00417657","苏镇械备20180119号","AMACR/p504s抗体试剂/检测试剂盒(免疫组织化学)","试剂","体外诊断试剂","病理学与细胞学检测组","AMACR/p504s 抗体检测试剂【病理学/免疫组织化学抗体试剂/免疫组织化学】","1","1支/盒","国产","HCS07490","镇江爱必梦生物科技有限公司"]
["00417926","渝高新械备20250062号","AMACR/p504s抗体试剂(免疫组织化学)","本试剂主要成分为p504s重组兔单克隆抗体、牛血清白蛋白&lt;1.0%、羊血清&lt;1.0%、Proclin 300≤0.1%、PBS缓冲液。","体外诊断试剂","病理学与细胞学检测组","AMACR/p504s 抗体检测试剂【病理学/免疫组织化学抗体试剂/免疫组织化学】","1","1瓶/瓶","国产","HCS10197","重庆新一产生命科技有限公司"]
["00417781","国械注进20193401970","CD20小鼠单克隆抗体浓缩液（免疫组织化学法）Novocastra Liquid Mouse Monoclonal Antibody CD20","液体","体外诊断试剂","病理学与细胞学检测组","CD20检测试剂【病理学/免疫组织化学抗体试剂/免疫组织化学】","1","1支/支","进口","J4261","徕卡显微系统（上海）贸易有限公司"]
["00417682","苏镇械备20190014号","CD43抗体试剂/检测试剂盒（免疫组织化学）","试剂","体外诊断试剂","病理学与细胞学检测组","CD43检测试剂【病理学/免疫组织化学抗体试剂/免疫组织化学】","1","1支/盒","国产","HCS07490","镇江爱必梦生物科技有限公司"]
["00418254","冀械注准20192400058","肌酸激酶同工酶检测试纸（胶体金法）","不区分","体外诊断试剂","POCT组","肌酸激酶同工酶检测试剂【POCT检测试剂/心肌标志物测定/(胶体金法)】","1","1袋/袋","国产","HCS03928","河北博海生物工程开发有限公司"]
["00417879","渝高新械备20250030号","特异 AT序列结合蛋白2(SATB2)抗体试剂(免疫组织化学)","本试剂主要成分为SATB2重组兔单克隆抗体、牛血清白蛋白&lt;1.0%、羊血清&lt;1.0%、Proclin 300≤0.1%、PBS缓冲液。","体外诊断试剂","病理学与细胞学检测组","富含AT序列特异性结合蛋白2 检测试剂（SATB2）【病理学/免疫组织化学抗体试剂/免疫组织化学】","1","1瓶/瓶","国产","HCS10197","重庆新一产生命科技有限公司"]
["00417741","苏镇械备20190143号","SATB2抗体试剂/检测试剂盒（免疫组织化学）","试剂","体外诊断试剂","病理学与细胞学检测组","富含AT序列特异性结合蛋白2 检测试剂（SATB2）【病理学/免疫组织化学抗体试剂/免疫组织化学】","1","1支/盒","国产","HCS07490","镇江爱必梦生物科技有限公司"]
["00417635","苏镇械备20180085号","MyoD1抗体试剂/检测试剂盒(免疫组织化学)","试剂","体外诊断试剂","病理学与细胞学检测组","横纹肌肉瘤标志检测试剂（MyoD1 ） 【病理学/免疫组织化学抗体试剂/免疫组织化学】","1","1支/盒","国产","HCS07490","镇江爱必梦生物科技有限公司"]
["00417717","苏镇械备20190096号","Myoglobin抗体试剂/检测试剂盒（免疫组织化学）","试剂","体外诊断试剂","病理学与细胞学检测组","肌红蛋白检测试剂（Myoglobin）  【病理学/免疫组织化学抗体试剂/免疫组织化学】","1","1支/盒","国产","HCS07490","镇江爱必梦生物科技有限公司"]
["00417403","国械备20190014号","Mammaglobin抗体试剂（免疫组织化学）BOND Ready-to-Use Primary Antibody Mammaglobin (EP249)","液体","体外诊断试剂","病理学与细胞学检测组","乳腺球蛋白检测试剂（Mammaglobin）   【病理学/免疫组织化学抗体试剂/免疫组织化学】","1","1支/支","进口","J4261","徕卡显微系统（上海）贸易有限公司"]
["00417908","渝高新械备20250050号","乳腺珠蛋白(Mammaglobin)抗体试剂(免疫组织化学)","本试剂主要成分为Mammaglobin重组兔单克隆抗体、牛血清白蛋白&lt;1.0%、羊血清&lt;1.0%、Proclin 300≤0.1%、PBS缓冲液。","体外诊断试剂","病理学与细胞学检测组","乳腺球蛋白检测试剂（Mammaglobin）   【病理学/免疫组织化学抗体试剂/免疫组织化学】","1","1瓶/瓶","国产","HCS10197","重庆新一产生命科技有限公司"]
["00417421","国械备20190306号","细胞角蛋白17抗体试剂（免疫组织化学） BOND Ready-to-Use Primary Antibody Cytokeratin 17 (E3)","液体","体外诊断试剂","病理学与细胞学检测组","细胞角蛋白17检测试剂（CK17 ） 【病理学/免疫组织化学抗体试剂/免疫组织化学】","1","1支/支","进口","J4261","徕卡显微系统（上海）贸易有限公司"]
["00409432","京械注准20252400150","免疫球蛋白M测定试剂盒（胶乳免疫比浊法）","液体","体外诊断试剂","生化检验试剂","免疫球蛋白M试剂【生化（开放）/蛋白试剂/免疫透射比浊法】","1","1盒/盒","国产","HCS02535","北京九强生物技术股份有限公司"]
["00417423","国械备20190309号","CD61抗体试剂（免疫组织化学）BOND Ready-to-Use Primary Antibody CD61 (2f2)","液体","体外诊断试剂","病理学与细胞学检测组","CD61检测试剂【病理学/免疫组织化学抗体试剂/免疫组织化学】","1","1支/支","进口","J4261","徕卡显微系统（上海）贸易有限公司"]
["00417693","苏镇械备20190036号","CD61抗体试剂/检测试剂盒（免疫组织化学）","试剂","体外诊断试剂","病理学与细胞学检测组","CD61检测试剂【病理学/免疫组织化学抗体试剂/免疫组织化学】","1","1支/盒","国产","HCS07490","镇江爱必梦生物科技有限公司"]
["00417593","苏镇械备20180039号","CDX-2抗体试剂/检测试剂盒(免疫组织化学)","试剂","体外诊断试剂","病理学与细胞学检测组","CDX2检测试剂  【病理学/免疫组织化学抗体试剂/免疫组织化学】","1","1支/盒","国产","HCS07490","镇江爱必梦生物科技有限公司"]
["00417873","渝高新械备20250020号","CDX-2抗体试剂(免疫组织化学)","本试剂主要成分为CDX-2重组鼠单克隆抗体、牛血清白蛋白&lt;1.0%、羊血清&lt;1.0%、Proclin 300≤0.1%、PBS缓冲液。","体外诊断试剂","病理学与细胞学检测组","CDX2检测试剂  【病理学/免疫组织化学抗体试剂/免疫组织化学】","1","1瓶/瓶","国产","HCS10197","重庆新一产生命科技有限公司"]
["00417621","苏镇械备20180074号","DOG1抗体试剂/检测试剂盒(免疫组织化学)","试剂","体外诊断试剂","病理学与细胞学检测组","Dog-1检测试剂【病理学/免疫组织化学抗体试剂/免疫组织化学】","1","1支/盒","国产","HCS07490","镇江爱必梦生物科技有限公司"]
["00417138","国械备20190009号","DOG1抗体试剂（免疫组织化学）BOND Ready-to-Use Primary Antibody DOG-1 (K9)","液体","体外诊断试剂","病理学与细胞学检测组","Dog-1检测试剂【病理学/免疫组织化学抗体试剂/免疫组织化学】","1","1支/支","进口","J4261","徕卡显微系统（上海）贸易有限公司"]
["00417898","渝高新械备20250043号","DOG1抗体试剂(免疫组织化学)","本试剂主要成分为DOG1重组兔单克隆抗体、牛血清白蛋白&lt;1.0%、羊血清&lt;1.0%、Proclin 300≤0.1%、PBS缓冲液。","体外诊断试剂","病理学与细胞学检测组","Dog-1检测试剂【病理学/免疫组织化学抗体试剂/免疫组织化学】","1","1瓶/瓶","国产","HCS10197","重庆新一产生命科技有限公司"]
["00417887","渝高新械备20250037号","GATA 结合蛋白 3(GATA3)抗体试剂(免疫组织化学)","GATA 结合蛋白 3(GATA3)抗体试剂(免疫组织化学)","体外诊断试剂","病理学与细胞学检测组","GATA-3检测试剂【病理学/免疫组织化学抗体试剂/免疫组织化学】","1","1瓶/瓶","国产","HCS10197","重庆新一产生命科技有限公司"]
["00417638","苏镇械备20180088号","GATA3抗体试剂/检测试剂盒(免疫组织化学)","试剂","体外诊断试剂","病理学与细胞学检测组","GATA-3检测试剂【病理学/免疫组织化学抗体试剂/免疫组织化学】","1","1支/盒","国产","HCS07490","镇江爱必梦生物科技有限公司"]
["00417401","国械备20190006号","CA 19-9抗体试剂（免疫组织化学）BOND Ready-to-Use Primary Antibody CA19-9 (Sialyl Lewisa) (C241:5:1:4)","液体","体外诊断试剂","病理学与细胞学检测组","结肠癌相关抗原检测试剂(CA199) 【病理学/免疫组织化学抗体试剂/免疫组织化学】","1","1支/支","进口","J4261","徕卡显微系统（上海）贸易有限公司"]
["00417599","苏镇械备20180043号","CA19-9抗体试剂/检测试剂盒(免疫组织化学)","试剂","体外诊断试剂","病理学与细胞学检测组","结肠癌相关抗原检测试剂(CA199) 【病理学/免疫组织化学抗体试剂/免疫组织化学】","1","1支/盒","国产","HCS07490","镇江爱必梦生物科技有限公司"]
["00417584","苏镇械备20180033号","PSAP抗体试剂/检测试剂盒(免疫组织化学)","试剂","体外诊断试剂","病理学与细胞学检测组","前列腺酸性磷酸酶检测试剂（PSAP)  【病理学/免疫组织化学抗体试剂/免疫组织化学】","1","1支/盒","国产","HCS07490","镇江爱必梦生物科技有限公司"]
["00417743","苏镇械备20190150号","CK(AE1)抗体试剂/检测试剂盒（免疫组织化学）","试剂","体外诊断试剂","病理学与细胞学检测组","细胞角蛋白（AE1）检测试剂（CK（AE1））【病理学/免疫组织化学抗体试剂/免疫组织化学】","1","1支/盒","国产","HCS07490","镇江爱必梦生物科技有限公司"]
["00417919","渝高新械备20250056号","BRCA1抗体试剂(免疫组织化学)","本试剂主要成分为BRCA1重组鼠单克隆抗体、牛血清白蛋白&lt;1.0%、羊血清&lt;1.0%、Proclin 300≤0.1%、PBS缓冲液。","体外诊断试剂","病理学与细胞学检测组","BRCA1 检测试剂 【病理学/免疫组织化学抗体试剂/免疫组织化学】","1","1瓶/瓶","国产","HCS10197","重庆新一产生命科技有限公司"]
["00417426","国械备20190545号","CD13抗体试剂（免疫组织化学）BOND Ready-to-Use Primary Antibody CD13 (38C12)","液体","体外诊断试剂","病理学与细胞学检测组","CD13检测试剂  【病理学/免疫组织化学抗体试剂/免疫组织化学】","1","1支/支","进口","J4261","徕卡显微系统（上海）贸易有限公司"]
["00418284","冀械注准20192400065","肌钙蛋白Ⅰ检测试纸（胶体金法）","不区分","体外诊断试剂","POCT组","肌钙蛋白I检测试剂【POCT检测试剂/心肌标志物测定/(胶体金法)】","1","1袋/袋","国产","HCS03928","河北博海生物工程开发有限公司"]
["00417031","鲁济械备20220285号","Vimentin抗体试剂（免疫组织化学法）","化学试剂","体外诊断试剂","病理学与细胞学检测组","波形蛋白检测试剂（Vimentin） 【病理学/免疫组织化学抗体试剂/免疫组织化学】","30","30测试/瓶","国产","HCS06470","山东新生命医疗科技有限公司"]
["00417033","鲁济械备20220285号","Vimentin抗体试剂（免疫组织化学法）","化学试剂","体外诊断试剂","病理学与细胞学检测组","波形蛋白检测试剂（Vimentin） 【病理学/免疫组织化学抗体试剂/免疫组织化学】","60","60测试/瓶","国产","HCS06470","山东新生命医疗科技有限公司"]
["00417034","鲁济械备20220285号","Vimentin抗体试剂（免疫组织化学法）","化学试剂","体外诊断试剂","病理学与细胞学检测组","波形蛋白检测试剂（Vimentin） 【病理学/免疫组织化学抗体试剂/免疫组织化学】","70","70测试/瓶","国产","HCS06470","山东新生命医疗科技有限公司"]
["00417659","苏镇械备20180121号","Vimentin抗体试剂/检测试剂盒(免疫组织化学)","试剂","体外诊断试剂","病理学与细胞学检测组","波形蛋白检测试剂（Vimentin） 【病理学/免疫组织化学抗体试剂/免疫组织化学】","1","1支/盒","国产","HCS07490","镇江爱必梦生物科技有限公司"]
["00417870","渝高新械备20250027号","波形蛋白(Vimentin)抗体试剂(免疫组织化学)","本试剂主要成分为 Vimentin重组兔单克隆抗体、牛血清白蛋白&lt;1.0%、羊血清&lt;1.0%、Proclin 300≤0.1%、PBS 缓冲液。","体外诊断试剂","病理学与细胞学检测组","波形蛋白检测试剂（Vimentin） 【病理学/免疫组织化学抗体试剂/免疫组织化学】","1","1瓶/瓶","国产","HCS10197","重庆新一产生命科技有限公司"]
["00417131","国械备20181610号","Vimentin抗体试剂（免疫组织化学）BOND Ready-to-Use Primary Antibody Vimentin (V9)","液体","体外诊断试剂","病理学与细胞学检测组","波形蛋白检测试剂（Vimentin） 【病理学/免疫组织化学抗体试剂/免疫组织化学】","1","1支/支","进口","J4261","徕卡显微系统（上海）贸易有限公司"]
["00417778","国械注进20163404770","雌激素受体小鼠单克隆抗体试剂（免疫组织化学法）Novocastra Liquid Mouse Monoclonal Antibody Estrogen Receptor","液体","体外诊断试剂","病理学与细胞学检测组","雌激素受体检测试剂  （ER）【病理学/免疫组织化学抗体试剂/免疫组织化学】","1","1支/支","进口","J12023","徕卡生物科技（上海）有限公司"]
["00416353","沪闵械备20180124号","Caldesmon抗体试剂（免疫组织化学）","其他","体外诊断试剂","病理学与细胞学检测组","钙结合蛋白检测试剂（Caldesmon）【病理学/免疫组织化学抗体试剂/免疫组织化学】","1","1盒/盒","国产","HCS03622","基因科技（上海）股份有限公司"]
["00417618","苏镇械备20180069号","Caldesmon抗体试剂/检测试剂盒(免疫组织化学)","试剂","体外诊断试剂","病理学与细胞学检测组","钙结合蛋白检测试剂（Caldesmon）【病理学/免疫组织化学抗体试剂/免疫组织化学】","1","1支/盒","国产","HCS07490","镇江爱必梦生物科技有限公司"]
["00417070","鲁济械备20220394号","P40抗体试剂 (免疫组织化学法)","化学试剂","体外诊断试剂","POCT组","RP405血气分析15项测定试剂【POCT检测试剂/血气测定/-】","30","30测试/瓶","国产","HCS06470","山东新生命医疗科技有限公司"]
["00417071","鲁济械备20220394号","P40抗体试剂 (免疫组织化学法)","化学试剂","体外诊断试剂","POCT组","RP405血气分析15项测定试剂【POCT检测试剂/血气测定/-】","60","60人份/瓶","国产","HCS06470","山东新生命医疗科技有限公司"]
["00417072","鲁济械备20220394号","P40抗体试剂 (免疫组织化学法)","化学试剂","体外诊断试剂","POCT组","RP405血气分析15项测定试剂【POCT检测试剂/血气测定/-】","70","70测试/瓶","国产","HCS06470","山东新生命医疗科技有限公司"]
["00417711","苏镇械备20190070号","Glutamine Synthetase抗体试剂/检测试剂盒（免疫组织化学）","试剂","体外诊断试剂","病理学与细胞学检测组","谷氨酰胺合成酶检测试剂（GS）  【病理学/免疫组织化学抗体试剂/免疫组织化学】","1","1支/盒","国产","HCS07490","镇江爱必梦生物科技有限公司"]
["00417945","渝高新械备20250081号","谷氨酰胺合成酶(Glutamine Synthetase)抗体试剂(免疫组织化学)","本试剂主要成分为谷氨酰胺合成酶(Glutamine Synthetase)重组鼠单克隆抗体、牛血清白蛋白&lt;1.0%、羊血清&lt;1.0%、Proclin 300≤0.1%、PBS缓冲液。","体外诊断试剂","病理学与细胞学检测组","谷氨酰胺合成酶检测试剂（GS）  【病理学/免疫组织化学抗体试剂/免疫组织化学】","1","1瓶/瓶","国产","HCS10197","重庆新一产生命科技有限公司"]
["00417889","渝高新械备20250038号","甲状腺球蛋白(Thyroglobulin，TG)抗体试剂(免疫组织化学)","本试剂主要成分为TG重组兔单克隆抗体、牛血清白蛋白&lt;1.0%、羊血清&lt;1.0%、Proclin 300≤0.1%、PBS缓冲液。","体外诊断试剂","病理学与细胞学检测组","甲状腺球蛋白检测试剂(Tghyroglobulin  Tg)  【病理学/免疫组织化学抗体试剂/免疫组织化学】","1","1瓶/瓶","国产","HCS10197","重庆新一产生命科技有限公司"]
["00416351","沪闵械备20180296号","Calcitonin降钙素抗体试剂（免疫组织化学）","其他","体外诊断试剂","病理学与细胞学检测组","降钙素检测试剂（Calcitonin） 【病理学/免疫组织化学抗体试剂/免疫组织化学】","1","1盒/盒","国产","HCS03622","基因科技（上海）股份有限公司"]
["00417644","苏镇械备20180094号","Calcitonin降钙素抗体试剂/检测试剂盒(免疫组织化学)","试剂","体外诊断试剂","病理学与细胞学检测组","降钙素检测试剂（Calcitonin） 【病理学/免疫组织化学抗体试剂/免疫组织化学】","1","1支/盒","国产","HCS07490","镇江爱必梦生物科技有限公司"]
["00417430","国械备20190561号","Granzyme B抗体试剂（免疫组织化学）BOND Ready-to-Use Primary Antibody Granzyme B (11F1)","液体","体外诊断试剂","病理学与细胞学检测组","粒酶B检测试剂（Granzyme B ） 【病理学/免疫组织化学抗体试剂/免疫组织化学】","1","1支/支","进口","J4261","徕卡显微系统（上海）贸易有限公司"]
["00417705","苏镇械备20190068号","Granzyme B抗体试剂/检测试剂盒（免疫组织化学）","试剂","体外诊断试剂","病理学与细胞学检测组","粒酶B检测试剂（Granzyme B ） 【病理学/免疫组织化学抗体试剂/免疫组织化学】","1","1支/盒","国产","HCS07490","镇江爱必梦生物科技有限公司"]
["00417910","渝高新械备20250052号","颗粒酶B(GranzymeB)抗体试剂(免疫组织化学)","本试剂主要成分为GranzymeB重组兔单克隆抗体、牛血清白蛋白&lt;1.0%、羊血清&lt;1.0%、Proclin 300≤0.1%、PBS缓冲液。","体外诊断试剂","病理学与细胞学检测组","粒酶B检测试剂（Granzyme B ） 【病理学/免疫组织化学抗体试剂/免疫组织化学】","1","1瓶/瓶","国产","HCS10197","重庆新一产生命科技有限公司"]
["00417687","苏镇械备20190018号","CD31抗体试剂/检测试剂盒（免疫组织化学）","试剂","体外诊断试剂","病理学与细胞学检测组","内皮细胞标记检测试剂（CD31） 【病理学/免疫组织化学抗体试剂/免疫组织化学】","1","1支/盒","国产","HCS07490","镇江爱必梦生物科技有限公司"]
["00417079","鲁济械备20220392号","CD31抗体试剂 (免疫组织化学法)","化学试剂","体外诊断试剂","病理学与细胞学检测组","内皮细胞标记检测试剂（CD31） 【病理学/免疫组织化学抗体试剂/免疫组织化学】","30","30测试/瓶","国产","HCS06470","山东新生命医疗科技有限公司"]
["00417080","鲁济械备20220392号","CD31抗体试剂 (免疫组织化学法)","化学试剂","体外诊断试剂","病理学与细胞学检测组","内皮细胞标记检测试剂（CD31） 【病理学/免疫组织化学抗体试剂/免疫组织化学】","60","60测试/瓶","国产","HCS06470","山东新生命医疗科技有限公司"]
["00417081","鲁济械备20220392号","CD31抗体试剂 (免疫组织化学法)","化学试剂","体外诊断试剂","病理学与细胞学检测组","内皮细胞标记检测试剂（CD31） 【病理学/免疫组织化学抗体试剂/免疫组织化学】","70","70测试/瓶","国产","HCS06470","山东新生命医疗科技有限公司"]
["00417909","渝高新械备20250051号","CD31抗体试剂(免疫组织化学)","本试剂主要成分为CD31重组兔单克隆抗体、牛血清白蛋白&lt;1.0%、羊血清&lt;1.0%、Proclin 300≤0.1%、PBS缓冲液。","体外诊断试剂","病理学与细胞学检测组","内皮细胞标记检测试剂（CD31） 【病理学/免疫组织化学抗体试剂/免疫组织化学】","1","1瓶/瓶","国产","HCS10197","重庆新一产生命科技有限公司"]
["00417432","国械备20190564号","CD31抗体试剂（免疫组织化学）BOND Ready-to-Use Primary Antibody CD31 (JC70A)","液体","体外诊断试剂","病理学与细胞学检测组","内皮细胞标记检测试剂（CD31） 【病理学/免疫组织化学抗体试剂/免疫组织化学】","1","1支/支","进口","J4261","徕卡显微系统（上海）贸易有限公司"]
["00418665","川蓉械备20230208","清洗液","PBS","体外诊断试剂","生化检验试剂","清洗液【生化（专用）/其他试剂/-】","1","1盒/盒","国产","HCS09842","格物智造科技（成都）有限公司"]
["00391023","湘械注准20242400826","游离甲状腺素（FT4）测定试剂盒（化学发光免疫分析法）","液体","体外诊断试剂","免疫分析试剂","游离甲状腺素检测试剂【免疫（开放）/甲状腺功能检测/化学发光】","1","1盒/盒","国产","HCS03740","湖南菲科生物技术有限公司"]
["00418693","湘械注准20252400563","游离甲状腺素测定试剂盒（电化学发光法）","液体","体外诊断试剂","免疫分析试剂","游离甲状腺素检测试剂【免疫（开放）/甲状腺功能检测/化学发光】","1","1盒/盒","国产","HCS10014","长沙安赛诊断生物技术有限公司"]
["00391020","湘械注准20242400828","总三碘甲状腺原氨酸（TT3）测定试剂盒（化学发光免疫分析法）","液体","体外诊断试剂","免疫分析试剂","三碘甲状腺原氨酸检测试剂【免疫（开放）/甲状腺功能检测/化学发光】","1","1盒/盒","国产","HCS03740","湖南菲科生物技术有限公司"]
["00418704","湘械注准20252400565","总三碘甲状腺原氨酸测定试剂盒（电化学发光法）","液体","体外诊断试剂","免疫分析试剂","三碘甲状腺原氨酸检测试剂【免疫（开放）/甲状腺功能检测/化学发光】","1","1盒/盒","国产","HCS10014","长沙安赛诊断生物技术有限公司"]
["00413637","国械注准20253401200","甲型肝炎病毒IgM抗体检测试剂盒（化学发光法）","液体","体外诊断试剂","免疫分析试剂","甲型肝炎病毒IgM抗体检测试剂【免疫（开放）/感染性疾病检测(肝炎)/酶联免疫法】","1","1盒/盒","国产","HCS02053","四川沃文特生物技术有限公司"]
["00416688","国械注准20253401200","甲型肝炎病毒IgM抗体检测试剂盒（化学发光法）","液体","体外诊断试剂","免疫分析试剂","甲型肝炎病毒IgM抗体检测试剂【免疫（开放）/感染性疾病检测(肝炎)/酶联免疫法】","1","1盒/盒","国产","HCS02053","四川沃文特生物技术有限公司"]
["00418687","湘械注准20252400558","游离三碘甲状腺原氨酸质控品","液体","体外诊断试剂","免疫分析试剂","游离三碘甲状腺原氨酸质控品【免疫（开放）/甲状腺功能检测/化学发光】","1","1盒/盒","国产","HCS10014","长沙安赛诊断生物技术有限公司"]
["00418728","湘械注准20252400524","甲状腺球蛋白质控品","液体","体外诊断试剂","免疫分析试剂","甲状腺球蛋白质控品【免疫（开放）/甲状腺功能检测/配套试剂】","1","1盒/盒","国产","HCS10014","长沙安赛诊断生物技术有限公司"]
["00418866","国械注准20253400944","肺炎衣原体IgM抗体检测试剂盒（免疫荧光法）","其他","体外诊断试剂","免疫分析试剂","抗肺炎衣原体抗体IgM检测试剂【免疫（开放）/感染性疾病检测(其他)/酶联免疫法】","1","1盒/盒","国产","HCS01687","青岛汉唐生物科技有限公司"]
["00418757","湘械注准20252400593","鳞状上皮细胞癌抗原测定试剂盒（电化学发光法）","液体","体外诊断试剂","免疫分析试剂","鳞状细胞癌相关抗原检测试剂【免疫（开放）/肿瘤标记物检测/化学发光】","1","1盒/盒","国产","HCS10014","长沙安赛诊断生物技术有限公司"]
["00418870","苏械注准20222400018","糖化血红蛋白检测试剂盒（离子交换高效液相色谱法）","/","体外诊断试剂","生化检验试剂","血红蛋白A2/血红蛋白F试剂【生化（专用）/蛋白试剂/高效液相色谱法】","1","1盒/盒","国产","HCS03198","江苏奥迪康医学科技股份有限公司"]
["00416799","鲁械注准20242400664","血红蛋白测定试剂盒（AHD575法）","试剂 R:氢氧化钠(4g/L)、曲拉通X-100(25mL/L);校准品:氯化血红素，其定值见标签:质控品:氯化血红素，其赋值见标签","体外诊断试剂","生化检验试剂","血红蛋白A2/血红蛋白F试剂【生化（专用）/蛋白试剂/高效液相色谱法】","50","50测试/盒","国产","HCS07294","汴京药业（山东）集团有限公司"]
["00417026","鲁济械备20220310号","SMA抗体试剂（免疫组织化学法）","化学试剂","体外诊断试剂","病理学与细胞学检测组","平滑肌肌动蛋白检测试剂（SMA） 【病理学/免疫组织化学抗体试剂/免疫组织化学】","30","30测试/瓶","国产","HCS06470","山东新生命医疗科技有限公司"]
["00417027","鲁济械备20220310号","SMA抗体试剂（免疫组织化学法）","化学试剂","体外诊断试剂","病理学与细胞学检测组","平滑肌肌动蛋白检测试剂（SMA） 【病理学/免疫组织化学抗体试剂/免疫组织化学】","60","60测试/瓶","国产","HCS06470","山东新生命医疗科技有限公司"]
["00417028","鲁济械备20220310号","SMA抗体试剂（免疫组织化学法）","化学试剂","体外诊断试剂","病理学与细胞学检测组","平滑肌肌动蛋白检测试剂（SMA） 【病理学/免疫组织化学抗体试剂/免疫组织化学】","70","70测试/瓶","国产","HCS06470","山东新生命医疗科技有限公司"]
["00417842","渝高新械备20240022号","抗平滑肌抗体(SMA)抗体试剂(免疫组织化学)","本试剂主要成分为SMA重组鼠单克隆抗体、牛血清白蛋白&lt;1.0%、羊血清&lt;1.0%、Proclin 300≤0.1%、PBS缓冲液。","体外诊断试剂","病理学与细胞学检测组","平滑肌肌动蛋白检测试剂（SMA） 【病理学/免疫组织化学抗体试剂/免疫组织化学】","1","1瓶/瓶","国产","HCS10197","重庆新一产生命科技有限公司"]
["00417776","苏镇械备20180198号","SMA抗体试剂/检测试剂盒(免疫组织化学)","试剂","体外诊断试剂","病理学与细胞学检测组","平滑肌肌动蛋白检测试剂（SMA） 【病理学/免疫组织化学抗体试剂/免疫组织化学】","1","1支/盒","国产","HCS07490","镇江爱必梦生物科技有限公司"]
["00417412","国械备20190194号","SMA抗体试剂（免疫组织化学）BOND ready-to-Use Primary Antibody Smooth Muscle Actin (alpha sm-1)","液体","体外诊断试剂","病理学与细胞学检测组","平滑肌肌动蛋白检测试剂（SMA） 【病理学/免疫组织化学抗体试剂/免疫组织化学】","1","1支/支","进口","J4261","徕卡显微系统（上海）贸易有限公司"]
["00417749","苏镇械备20190164号","PCNA抗体试剂/检测试剂盒（免疫组织化学）","试剂","体外诊断试剂","病理学与细胞学检测组","增殖细胞核抗原（PCNA）   【病理学/免疫组织化学抗体试剂/免疫组织化学】","1","1支/盒","国产","HCS07490","镇江爱必梦生物科技有限公司"]
["00417636","苏镇械备20180086号","MUC-1抗体试剂/检测试剂盒(免疫组织化学)","试剂","体外诊断试剂","病理学与细胞学检测组","粘蛋白1检测试剂(Muc-1)   【病理学/免疫组织化学抗体试剂/免疫组织化学】","1","1支/盒","国产","HCS07490","镇江爱必梦生物科技有限公司"]
["00417581","苏镇械备20180031号","TAG-72抗体试剂/检测试剂盒(免疫组织化学)","试剂","体外诊断试剂","病理学与细胞学检测组","TAG-72抗体试剂【病理学/免疫组织化学抗体试剂/免疫组织化学】","1","1支/盒","国产","HCS07490","镇江爱必梦生物科技有限公司"]
["00417108","鲁济械备20230759","DAB显色试剂","化学试剂","体外诊断试剂","病理学与细胞学检测组","DAB显色试剂盒【病理学/免疫组织化学检测系统/免疫组织化学】","60","60测试/套","国产","HCS06470","山东新生命医疗科技有限公司"]
["00417109","鲁济械备20230759","DAB显色试剂","化学试剂","体外诊断试剂","病理学与细胞学检测组","DAB显色试剂盒【病理学/免疫组织化学检测系统/免疫组织化学】","120","120测试/套","国产","HCS06470","山东新生命医疗科技有限公司"]
["00417110","鲁济械备20230759","DAB显色试剂","化学试剂","体外诊断试剂","病理学与细胞学检测组","DAB显色试剂盒【病理学/免疫组织化学检测系统/免疫组织化学】","300","300测试/套","国产","HCS06470","山东新生命医疗科技有限公司"]
["00417175","鲁济械备20240431","λ轻链(Lambda轻链)探针试剂","化学试剂","体外诊断试剂","病理学与细胞学检测组","Lambda链探针试剂【病理学/原位杂交探针（专用）/原位杂交】","10","10测试/盒","国产","HCS06470","山东新生命医疗科技有限公司"]
["00417176","鲁济械备20240431","λ轻链(Lambda轻链)探针试剂","化学试剂","体外诊断试剂","病理学与细胞学检测组","Lambda链探针试剂【病理学/原位杂交探针（专用）/原位杂交】","25","25测试/盒","国产","HCS06470","山东新生命医疗科技有限公司"]
["00417193","鲁济械备20240431","λ轻链(Lambda轻链)探针试剂","化学试剂","体外诊断试剂","病理学与细胞学检测组","Lambda链探针试剂【病理学/原位杂交探针（专用）/原位杂交】","50","50测试/盒","国产","HCS06470","山东新生命医疗科技有限公司"]
["00417194","鲁济械备20240431","λ轻链(Lambda轻链)探针试剂","化学试剂","体外诊断试剂","病理学与细胞学检测组","Lambda链探针试剂【病理学/原位杂交探针（专用）/原位杂交】","10","10测试/盒","国产","HCS06470","山东新生命医疗科技有限公司"]
["00417195","鲁济械备20240431","λ轻链(Lambda轻链)探针试剂","化学试剂","体外诊断试剂","病理学与细胞学检测组","Lambda链探针试剂【病理学/原位杂交探针（专用）/原位杂交】","25","25测试/盒","国产","HCS06470","山东新生命医疗科技有限公司"]
["00417196","鲁济械备20240431","λ轻链(Lambda轻链)探针试剂","化学试剂","体外诊断试剂","病理学与细胞学检测组","Lambda链探针试剂【病理学/原位杂交探针（专用）/原位杂交】","50","50测试/盒","国产","HCS06470","山东新生命医疗科技有限公司"]
["00417200","鲁济械备20240430","λ轻链(Lambda轻链)探针试剂","化学试剂","体外诊断试剂","病理学与细胞学检测组","Lambda链探针试剂【病理学/原位杂交探针（专用）/原位杂交】","10","10测试/套","国产","HCS06470","山东新生命医疗科技有限公司"]
["00417204","鲁济械备20240430","λ轻链(Lambda轻链)探针试剂","化学试剂","体外诊断试剂","病理学与细胞学检测组","Lambda链探针试剂【病理学/原位杂交探针（专用）/原位杂交】","25","25测试/套","国产","HCS06470","山东新生命医疗科技有限公司"]
["00417210","鲁济械备20240430","λ轻链(Lambda轻链)探针试剂","化学试剂","体外诊断试剂","病理学与细胞学检测组","Lambda链探针试剂【病理学/原位杂交探针（专用）/原位杂交】","50","50测试/套","国产","HCS06470","山东新生命医疗科技有限公司"]
["00417739","苏镇械备20190140号","MART-1/melan A抗体试剂/检测试剂盒（免疫组织化学）","试剂","体外诊断试剂","病理学与细胞学检测组","Melan A检测试剂【病理学/免疫组织化学抗体试剂/免疫组织化学】","1","1支/盒","国产","HCS07490","镇江爱必梦生物科技有限公司"]
["00417404","国械备20190089号","MART-1/melan A抗体试剂（免疫组织化学）BOND Ready-to-Use Primary Antibody Melan A (A103)","液体","体外诊断试剂","病理学与细胞学检测组","Melan A检测试剂【病理学/免疫组织化学抗体试剂/免疫组织化学】","1","1支/支","进口","J4261","徕卡显微系统（上海）贸易有限公司"]
["00417607","苏镇械备20180055号","NapsinA抗体试剂/检测试剂盒(免疫组织化学)","试剂","体外诊断试剂","病理学与细胞学检测组","Napsin A 检测试剂【病理学/免疫组织化学抗体试剂/免疫组织化学】","1","1支/盒","国产","HCS07490","镇江爱必梦生物科技有限公司"]
["00417862","渝高新械备20250008号","天冬氨酸蛋白酶(Napsin A)抗体试剂(免疫组织化学)","本试剂主要成分为 Napsin A重组鼠单克隆抗体、牛血清白蛋白&lt;1.0%、羊血清&lt;1.0%、Proclin 300≤0.1%、PBS 缓冲液。","体外诊断试剂","病理学与细胞学检测组","Napsin A 检测试剂【病理学/免疫组织化学抗体试剂/免疫组织化学】","1","1瓶/瓶","国产","HCS10197","重庆新一产生命科技有限公司"]
["00417511","闽厦械备20250301","天冬氨酸蛋白酶(Napsin A)抗体试剂(免疫组织化学法)","液体","体外诊断试剂","病理学与细胞学检测组","Napsin A 检测试剂【病理学/免疫组织化学抗体试剂/免疫组织化学】","1","1瓶/瓶","国产","HCS03160","厦门通灵生物医药科技股份有限公司"]
["00418394","国械备20181611号","Napsin A抗体试剂（免疫组织化学）BOND Ready-to-Use Primary Antibody Napsin A (IP64)","液体","体外诊断试剂","病理学与细胞学检测组","Napsin A 检测试剂【病理学/免疫组织化学抗体试剂/免疫组织化学】","1","1支/支","进口","J4261","徕卡显微系统（上海）贸易有限公司"]
["00417651","苏镇械备20180102号","Oct4抗体试剂/检测试剂盒(免疫组织化学)","试剂","体外诊断试剂","病理学与细胞学检测组","Oct-4检测试剂【病理学/免疫组织化学抗体试剂/免疫组织化学】","1","1支/盒","国产","HCS07490","镇江爱必梦生物科技有限公司"]
["00417876","渝高新械备20250023号","Pax-8抗体试剂(免疫组织化学)","本试剂主要成分为Pax-8重组兔单克隆抗体、牛血清白蛋白&lt;1.0%、羊血清&lt;1.0%、Proclin 300≤0.1%、PBS缓冲液。","体外诊断试剂","病理学与细胞学检测组","Paxillin检测试剂【病理学/免疫组织化学抗体试剂/免疫组织化学】","1","1瓶/瓶","国产","HCS10197","重庆新一产生命科技有限公司"]
["00418374","闽厦械备20250270","Pax-7抗体试剂（免疫组织化学法）","液体","体外诊断试剂","病理学与细胞学检测组","Paxillin检测试剂【病理学/免疫组织化学抗体试剂/免疫组织化学】","1","1瓶/瓶","国产","HCS03160","厦门通灵生物医药科技股份有限公司"]
["00417895","渝高新械备20250042号","Pax-5抗体试剂(免疫组织化学)","本试剂主要成分为Pax-5重组兔单克隆抗体、牛血清白蛋白&lt;1.0%、羊血清&lt;1.0%、Proclin 300≤0.1%、PBS缓冲液。","体外诊断试剂","病理学与细胞学检测组","Paxillin检测试剂【病理学/免疫组织化学抗体试剂/免疫组织化学】","1","1瓶/瓶","国产","HCS10197","重庆新一产生命科技有限公司"]
["00418376","粤械注准20222401462","阴道炎联合检测试剂盒（酶化学反应法）","其他材质","体外诊断试剂","POCT组","需氧菌阴道炎/细菌性阴道病五项联合定性检测试剂【POCT检测试剂/微生物检测/（酶法）】","1","1盒/盒","国产","HCS03599","深圳市瑞图生物技术有限公司"]
["00418579","湘长械备20221435号","巨细胞病毒（CMV)抗体试剂（免疫组织化学法）","液体","体外诊断试剂","免疫分析试剂","巨细胞病毒IgG抗体检测试剂【免疫（专用）/感染性疾病检测(其他)/化学发光】","60","60人份/瓶","国产","HCS08346","湖南艾方生物科技有限公司"]
["00419133","国械注准20253401059","游离前列腺特异性抗原测定试剂盒（化学发光免疫分析法）","测试卡","体外诊断试剂","免疫分析试剂","游离前列腺特异性抗原检测试剂【免疫（专用）/肿瘤标记物检测/化学发光】","1","1盒/盒","国产","HCS02671","深圳天深医疗器械有限公司"]
["00416844","苏械注准20172401017","三碘甲状腺原氨酸检测试剂盒（化学发光免疫分析法）","液体","体外诊断试剂","免疫分析试剂","三碘甲状腺原氨酸摄取率检测【免疫（专用）/甲状腺功能检测/化学发光】","1","1盒/盒","国产","HCS01775","苏州长光华医生物医学工程有限公司"]
["00416843","苏械注准20172401020","促甲状腺素检测试剂盒（化学发光免疫分析法）","液体","体外诊断试剂","免疫分析试剂","促甲状腺激素检测试剂【免疫（专用）/甲状腺功能检测/化学发光】","1","1盒/盒","国产","HCS01775","苏州长光华医生物医学工程有限公司"]
["00394067","苏扬械备20240310","CD45RA抗体试剂","液体","体外诊断试剂","免疫分析试剂","血细胞簇分化抗原单色试剂 【免疫（专用）/流式细胞检测/流式细胞法】","100","100人份/盒","国产","HCS09162","江苏阿塔斯生物科技有限公司"]
["00394068","苏扬械备20240193","CD3抗体试剂","液体","体外诊断试剂","免疫分析试剂","血细胞簇分化抗原单色试剂 【免疫（专用）/流式细胞检测/流式细胞法】","100","100人份/盒","国产","HCS09162","江苏阿塔斯生物科技有限公司"]
["00394069","苏扬械备20240218","CD16抗体试剂","液体","体外诊断试剂","免疫分析试剂","血细胞簇分化抗原单色试剂 【免疫（专用）/流式细胞检测/流式细胞法】","100","100人份/盒","国产","HCS09162","江苏阿塔斯生物科技有限公司"]
["00394070","苏扬械备20240301","CD11b抗体试剂","液体","体外诊断试剂","免疫分析试剂","血细胞簇分化抗原单色试剂 【免疫（专用）/流式细胞检测/流式细胞法】","100","100人份/盒","国产","HCS09162","江苏阿塔斯生物科技有限公司"]
["00394071","苏扬械备20240305","CD15抗体试剂","液体","体外诊断试剂","免疫分析试剂","血细胞簇分化抗原单色试剂 【免疫（专用）/流式细胞检测/流式细胞法】","100","100人份/盒","国产","HCS09162","江苏阿塔斯生物科技有限公司"]
["00394072","苏扬械备20240304","CD45RO抗体试剂","液体","体外诊断试剂","免疫分析试剂","血细胞簇分化抗原单色试剂 【免疫（专用）/流式细胞检测/流式细胞法】","100","100人份/盒","国产","HCS09162","江苏阿塔斯生物科技有限公司"]
["00394073","苏扬械备20240311","CD14抗体试剂","液体","体外诊断试剂","免疫分析试剂","血细胞簇分化抗原单色试剂 【免疫（专用）/流式细胞检测/流式细胞法】","100","100人份/盒","国产","HCS09162","江苏阿塔斯生物科技有限公司"]
["00394074","苏扬械备20240308","CD127抗体试剂","液体","体外诊断试剂","免疫分析试剂","血细胞簇分化抗原单色试剂 【免疫（专用）/流式细胞检测/流式细胞法】","100","100人份/盒","国产","HCS09162","江苏阿塔斯生物科技有限公司"]
["00394075","苏扬械备20240306","CD25抗体试剂","液体","体外诊断试剂","免疫分析试剂","血细胞簇分化抗原单色试剂 【免疫（专用）/流式细胞检测/流式细胞法】","100","100人份/盒","国产","HCS09162","江苏阿塔斯生物科技有限公司"]
["00394076","苏扬械备20240309","CD28抗体试剂","液体","体外诊断试剂","免疫分析试剂","血细胞簇分化抗原单色试剂 【免疫（专用）/流式细胞检测/流式细胞法】","100","100人份/盒","国产","HCS09162","江苏阿塔斯生物科技有限公司"]
["00394077","苏扬械备20240307","CD33抗体试剂","液体","体外诊断试剂","免疫分析试剂","血细胞簇分化抗原单色试剂 【免疫（专用）/流式细胞检测/流式细胞法】","100","100人份/盒","国产","HCS09162","江苏阿塔斯生物科技有限公司"]
["00394078","苏扬械备20240313","人类白细胞抗原DR抗体试剂","液体","体外诊断试剂","免疫分析试剂","血细胞簇分化抗原单色试剂 【免疫（专用）/流式细胞检测/流式细胞法】","100","100人份/盒","国产","HCS09162","江苏阿塔斯生物科技有限公司"]
["00394079","苏扬械备20240222","CD4抗体试剂","液体","体外诊断试剂","免疫分析试剂","血细胞簇分化抗原单色试剂 【免疫（专用）/流式细胞检测/流式细胞法】","100","100人份/盒","国产","HCS09162","江苏阿塔斯生物科技有限公司"]
["00394080","苏扬械备20240219","CD8抗体试剂","液体","体外诊断试剂","免疫分析试剂","血细胞簇分化抗原单色试剂 【免疫（专用）/流式细胞检测/流式细胞法】","100","100人份/盒","国产","HCS09162","江苏阿塔斯生物科技有限公司"]
["00394081","苏扬械备20240220","CD45抗体试剂","液体","体外诊断试剂","免疫分析试剂","血细胞簇分化抗原单色试剂 【免疫（专用）/流式细胞检测/流式细胞法】","100","100人份/盒","国产","HCS09162","江苏阿塔斯生物科技有限公司"]
["00394082","苏扬械备20240221","CD56抗体试剂","液体","体外诊断试剂","免疫分析试剂","血细胞簇分化抗原单色试剂 【免疫（专用）/流式细胞检测/流式细胞法】","100","100人份/盒","国产","HCS09162","江苏阿塔斯生物科技有限公司"]
["00402748","浙甬械备20240166","CD161抗体试剂","液体","体外诊断试剂","免疫分析试剂","血细胞簇分化抗原单色试剂 【免疫（专用）/流式细胞检测/流式细胞法】","50","50人份/盒","国产","HCS05511","泛肽生物科技（浙江）有限公司"]
["00416308","浙甬械备20240121","CD183检测试剂","液体","体外诊断试剂","免疫分析试剂","血细胞簇分化抗原单色试剂 【免疫（专用）/流式细胞检测/流式细胞法】","200","200人份/盒","国产","HCS05511","泛肽生物科技（浙江）有限公司"]
["00416309","浙甬械备20240122","CD196检测试剂","液体","体外诊断试剂","免疫分析试剂","血细胞簇分化抗原单色试剂 【免疫（专用）/流式细胞检测/流式细胞法】","200","200人份/盒","国产","HCS05511","泛肽生物科技（浙江）有限公司"]
["00417000","粤深械备20250558","分化液","由丙二醇、醋酸和纯化水组成。","体外诊断试剂","免疫分析试剂","血细胞簇分化抗原单色试剂 【免疫（专用）/流式细胞检测/流式细胞法】","1","1瓶/瓶","国产","HCS05609","广东金泉医疗科技有限公司"]
["00416913","苏扬械备20250088","PD-1（CD279）检测试剂（流式细胞仪法）","液体","体外诊断试剂","免疫分析试剂","血细胞簇分化抗原单色试剂 【免疫（专用）/流式细胞检测/流式细胞法】","100","100人份/盒","国产","HCS09162","江苏阿塔斯生物科技有限公司"]
["00402820","湘械注准20242400869","IL-6/IL-17/TNFα/IFN-γ检测试剂盒（磁微粒发光法）","液体","体外诊断试剂","免疫分析试剂","其他流式细胞检测【免疫（专用）/流式细胞检测/其他】","1","1盒/盒","国产","HCS04531","湖南唯公生物科技有限公司"]
["00402818","湘械注准20242400871","IL-6/IL-10/IFN-γ检测试剂盒（磁微粒发光法）","液体","体外诊断试剂","免疫分析试剂","其他流式细胞检测【免疫（专用）/流式细胞检测/其他】","1","1盒/盒","国产","HCS04531","湖南唯公生物科技有限公司"]
["00402822","湘械注准20242400875","IL-6／IL-10／TNFα／IFN-γ细胞因子检测试剂盒（磁微粒发光法）","液体","体外诊断试剂","免疫分析试剂","其他流式细胞检测【免疫（专用）/流式细胞检测/其他】","1","1盒/盒","国产","HCS04531","湖南唯公生物科技有限公司"]
["00402824","湘械注准20242400824","七项细胞因子检测试剂盒（磁微粒发光法）","液体","体外诊断试剂","免疫分析试剂","其他流式细胞检测【免疫（专用）/流式细胞检测/其他】","1","1盒/盒","国产","HCS04531","湖南唯公生物科技有限公司"]
["00402823","湘械注准20242400872","六项细胞因子检测试剂盒（磁微粒发光法）","液体","体外诊断试剂","免疫分析试剂","其他流式细胞检测【免疫（专用）/流式细胞检测/其他】","1","1盒/盒","国产","HCS04531","湖南唯公生物科技有限公司"]
["00402825","湘械注准20242400873","十二项细胞因子检测试剂盒（磁微粒发光法）","液体","体外诊断试剂","免疫分析试剂","其他流式细胞检测【免疫（专用）/流式细胞检测/其他】","1","1盒/盒","国产","HCS04531","湖南唯公生物科技有限公司"]
["00416211","粤深械备20250500","CD2抗体试剂","液体","体外诊断试剂","免疫分析试剂","其他流式细胞检测【免疫（专用）/流式细胞检测/其他】","1","1支/支","国产","HCS02262","深圳市达科为生物工程有限公司"]
["00416215","粤深械备20250580","CD2抗体试剂","液体","体外诊断试剂","免疫分析试剂","其他流式细胞检测【免疫（专用）/流式细胞检测/其他】","1","1支/支","国产","HCS02262","深圳市达科为生物工程有限公司"]
["00416135","粤深械备20250504","CD11b抗体试剂","液体","体外诊断试剂","免疫分析试剂","其他流式细胞检测【免疫（专用）/流式细胞检测/其他】","1","1支/支","国产","HCS02262","深圳市达科为生物工程有限公司"]
["00416136","粤深械备20250506","CD11b抗体试剂","液体","体外诊断试剂","免疫分析试剂","其他流式细胞检测【免疫（专用）/流式细胞检测/其他】","1","1支/支","国产","HCS02262","深圳市达科为生物工程有限公司"]
["00416138","粤深械备20250503","CD11c抗体试剂","液体","体外诊断试剂","免疫分析试剂","其他流式细胞检测【免疫（专用）/流式细胞检测/其他】","1","1支/支","国产","HCS02262","深圳市达科为生物工程有限公司"]
["00416141","粤深械备20250511","CD11c抗体试剂","液体","体外诊断试剂","免疫分析试剂","其他流式细胞检测【免疫（专用）/流式细胞检测/其他】","1","1支/支","国产","HCS02262","深圳市达科为生物工程有限公司"]
["00416144","粤深械备20250590","CD11c抗体试剂","液体","体外诊断试剂","免疫分析试剂","其他流式细胞检测【免疫（专用）/流式细胞检测/其他】","1","1支/支","国产","HCS02262","深圳市达科为生物工程有限公司"]
["00416145","粤深械备20250575","CD127抗体试剂","液体","体外诊断试剂","免疫分析试剂","其他流式细胞检测【免疫（专用）/流式细胞检测/其他】","1","1支/支","国产","HCS02262","深圳市达科为生物工程有限公司"]
["00416169","粤深械备20250548","CD14抗体试剂","液体","体外诊断试剂","免疫分析试剂","其他流式细胞检测【免疫（专用）/流式细胞检测/其他】","1","1支/支","国产","HCS02262","深圳市达科为生物工程有限公司"]
["00416174","粤深械备20250695","CD15抗体试剂","液体","体外诊断试剂","免疫分析试剂","其他流式细胞检测【免疫（专用）/流式细胞检测/其他】","1","1支/支","国产","HCS02262","深圳市达科为生物工程有限公司"]
["00416177","粤深械备20250696","CD15抗体试剂","液体","体外诊断试剂","免疫分析试剂","其他流式细胞检测【免疫（专用）/流式细胞检测/其他】","1","1支/支","国产","HCS02262","深圳市达科为生物工程有限公司"]
["00416193","粤深械备20250697","CD15抗体试剂","液体","体外诊断试剂","免疫分析试剂","其他流式细胞检测【免疫（专用）/流式细胞检测/其他】","1","1支/支","国产","HCS02262","深圳市达科为生物工程有限公司"]
["00416209","粤深械备20250546","CD28抗体试剂","液体","体外诊断试剂","免疫分析试剂","其他流式细胞检测【免疫（专用）/流式细胞检测/其他】","1","1支/支","国产","HCS02262","深圳市达科为生物工程有限公司"]
["00416194","粤深械备20250501","CD16抗体试剂","液体","体外诊断试剂","免疫分析试剂","其他流式细胞检测【免疫（专用）/流式细胞检测/其他】","1","1支/支","国产","HCS02262","深圳市达科为生物工程有限公司"]
["00416198","粤深械备20250691","CD16抗体试剂","液体","体外诊断试剂","免疫分析试剂","其他流式细胞检测【免疫（专用）/流式细胞检测/其他】","1","1支/支","国产","HCS02262","深圳市达科为生物工程有限公司"]
["00416202","粤深械备20250577","CD279抗体试剂","液体","体外诊断试剂","免疫分析试剂","其他流式细胞检测【免疫（专用）/流式细胞检测/其他】","1","1支/支","国产","HCS02262","深圳市达科为生物工程有限公司"]
["00416220","粤深械备20250387","CD33抗体试剂","液体","体外诊断试剂","免疫分析试剂","其他流式细胞检测【免疫（专用）/流式细胞检测/其他】","1","1支/支","国产","HCS02262","深圳市达科为生物工程有限公司"]
["00416233","粤深械备20250694","CD36抗体试剂","液体","体外诊断试剂","免疫分析试剂","其他流式细胞检测【免疫（专用）/流式细胞检测/其他】","1","1支/支","国产","HCS02262","深圳市达科为生物工程有限公司"]
["00416234","粤深械备20250516","CD38抗体试剂","液体","体外诊断试剂","免疫分析试剂","其他流式细胞检测【免疫（专用）/流式细胞检测/其他】","1","1支/支","国产","HCS02262","深圳市达科为生物工程有限公司"]
["00416237","粤深械备20250698","CD38抗体试剂","液体","体外诊断试剂","免疫分析试剂","其他流式细胞检测【免疫（专用）/流式细胞检测/其他】","1","1支/支","国产","HCS02262","深圳市达科为生物工程有限公司"]
["00416239","粤深械备20250496","CD3抗体试剂","液体","体外诊断试剂","免疫分析试剂","其他流式细胞检测【免疫（专用）/流式细胞检测/其他】","1","1支/支","国产","HCS02262","深圳市达科为生物工程有限公司"]
["00416241","粤深械备20250572","CD3抗体试剂","液体","体外诊断试剂","免疫分析试剂","其他流式细胞检测【免疫（专用）/流式细胞检测/其他】","1","1支/支","国产","HCS02262","深圳市达科为生物工程有限公司"]
["00416242","粤深械备20250573","CD3抗体试剂","液体","体外诊断试剂","免疫分析试剂","其他流式细胞检测【免疫（专用）/流式细胞检测/其他】","1","1支/支","国产","HCS02262","深圳市达科为生物工程有限公司"]
["00416244","粤深械备20250545","CD45RO抗体试剂","液体","体外诊断试剂","免疫分析试剂","其他流式细胞检测【免疫（专用）/流式细胞检测/其他】","1","1支/支","国产","HCS02262","深圳市达科为生物工程有限公司"]
["00416251","粤深械备20250513","CD5抗体试剂","液体","体外诊断试剂","免疫分析试剂","其他流式细胞检测【免疫（专用）/流式细胞检测/其他】","1","1支/支","国产","HCS02262","深圳市达科为生物工程有限公司"]
["00416261","粤深械备20250535","CD8抗体试剂","液体","体外诊断试剂","免疫分析试剂","其他流式细胞检测【免疫（专用）/流式细胞检测/其他】","1","1支/支","国产","HCS02262","深圳市达科为生物工程有限公司"]
["00416264","粤深械备20250441","人类白细胞抗原DR抗体试剂","液体","体外诊断试剂","免疫分析试剂","其他流式细胞检测【免疫（专用）/流式细胞检测/其他】","1","1支/支","国产","HCS02262","深圳市达科为生物工程有限公司"]
["00416265","粤深械备20250536","人类白细胞抗原DR抗体试剂","液体","体外诊断试剂","免疫分析试剂","其他流式细胞检测【免疫（专用）/流式细胞检测/其他】","1","1支/支","国产","HCS02262","深圳市达科为生物工程有限公司"]
["00416266","粤深械备20250547","人类白细胞抗原DR抗体试剂","液体","体外诊断试剂","免疫分析试剂","其他流式细胞检测【免疫（专用）/流式细胞检测/其他】","1","1支/支","国产","HCS02262","深圳市达科为生物工程有限公司"]
["00414722","浙械注准20252401576","血小板活化功能检测试剂盒（流式细胞仪法）","液体","体外诊断试剂","免疫分析试剂","其他流式细胞检测【免疫（专用）/流式细胞检测/其他】","50","50人份/盒","国产","HCS05511","泛肽生物科技（浙江）有限公司"]
["00416228","粤深械备20250505","CD36抗体试剂","液体","体外诊断试剂","免疫分析试剂","其他流式细胞检测【免疫（专用）/流式细胞检测/其他】","1","1支/支","国产","HCS02262","深圳市达科为生物工程有限公司"]
["00416231","粤深械备20250539","CD36抗体试剂","液体","体外诊断试剂","免疫分析试剂","其他流式细胞检测【免疫（专用）/流式细胞检测/其他】","1","1支/支","国产","HCS02262","深圳市达科为生物工程有限公司"]
["00416137","粤深械备20250515","CD11b抗体试剂","液体","体外诊断试剂","免疫分析试剂","其他流式细胞检测【免疫（专用）/流式细胞检测/其他】","1","1支/支","国产","HCS02262","深圳市达科为生物工程有限公司"]
["00416140","粤深械备20250510","CD11c抗体试剂","液体","体外诊断试剂","免疫分析试剂","其他流式细胞检测【免疫（专用）/流式细胞检测/其他】","1","1支/支","国产","HCS02262","深圳市达科为生物工程有限公司"]
["00416142","粤深械备20250514","CD11c抗体试剂","液体","体外诊断试剂","免疫分析试剂","其他流式细胞检测【免疫（专用）/流式细胞检测/其他】","1","1支/支","国产","HCS02262","深圳市达科为生物工程有限公司"]
["00416143","粤深械备20250520","CD11c抗体试剂","液体","体外诊断试剂","免疫分析试剂","其他流式细胞检测【免疫（专用）/流式细胞检测/其他】","1","1支/支","国产","HCS02262","深圳市达科为生物工程有限公司"]
["00416164","粤深械备20250582","CD127抗体试剂","液体","体外诊断试剂","免疫分析试剂","其他流式细胞检测【免疫（专用）/流式细胞检测/其他】","1","1支/支","国产","HCS02262","深圳市达科为生物工程有限公司"]
["00416167","粤深械备20250543","CD14抗体试剂","液体","体外诊断试剂","免疫分析试剂","其他流式细胞检测【免疫（专用）/流式细胞检测/其他】","1","1支/支","国产","HCS02262","深圳市达科为生物工程有限公司"]
["00416168","粤深械备20250544","CD14抗体试剂","液体","体外诊断试剂","免疫分析试剂","其他流式细胞检测【免疫（专用）/流式细胞检测/其他】","1","1支/支","国产","HCS02262","深圳市达科为生物工程有限公司"]
["00416171","粤深械备20250584","CD15抗体试剂","液体","体外诊断试剂","免疫分析试剂","其他流式细胞检测【免疫（专用）/流式细胞检测/其他】","1","1支/支","国产","HCS02262","深圳市达科为生物工程有限公司"]
["00416173","粤深械备20250585","CD15抗体试剂","液体","体外诊断试剂","免疫分析试剂","其他流式细胞检测【免疫（专用）/流式细胞检测/其他】","1","1支/支","国产","HCS02262","深圳市达科为生物工程有限公司"]
["00416206","粤深械备20250541","CD28抗体试剂","液体","体外诊断试剂","免疫分析试剂","其他流式细胞检测【免疫（专用）/流式细胞检测/其他】","1","1支/支","国产","HCS02262","深圳市达科为生物工程有限公司"]
["00416210","粤深械备20250629","CD28抗体试剂","液体","体外诊断试剂","免疫分析试剂","其他流式细胞检测【免疫（专用）/流式细胞检测/其他】","1","1支/支","国产","HCS02262","深圳市达科为生物工程有限公司"]
["00416214","粤深械备20250574","CD2抗体试剂","液体","体外诊断试剂","免疫分析试剂","其他流式细胞检测【免疫（专用）/流式细胞检测/其他】","1","1支/支","国产","HCS02262","深圳市达科为生物工程有限公司"]
["00416217","粤深械备20250309","CD33抗体试剂","液体","体外诊断试剂","免疫分析试剂","其他流式细胞检测【免疫（专用）/流式细胞检测/其他】","1","1支/支","国产","HCS02262","深圳市达科为生物工程有限公司"]
["00416218","粤深械备20250386","CD33抗体试剂","液体","体外诊断试剂","免疫分析试剂","其他流式细胞检测【免疫（专用）/流式细胞检测/其他】","1","1支/支","国产","HCS02262","深圳市达科为生物工程有限公司"]
["00416222","粤深械备20250388","CD33抗体试剂","液体","体外诊断试剂","免疫分析试剂","其他流式细胞检测【免疫（专用）/流式细胞检测/其他】","1","1支/支","国产","HCS02262","深圳市达科为生物工程有限公司"]
["00416226","粤深械备20250699","CD33抗体试剂","液体","体外诊断试剂","免疫分析试剂","其他流式细胞检测【免疫（专用）/流式细胞检测/其他】","1","1支/支","国产","HCS02262","深圳市达科为生物工程有限公司"]
["00416227","粤深械备20250502","CD36抗体试剂","液体","体外诊断试剂","免疫分析试剂","其他流式细胞检测【免疫（专用）/流式细胞检测/其他】","1","1支/支","国产","HCS02262","深圳市达科为生物工程有限公司"]
["00416235","粤深械备20250518","CD38抗体试剂","液体","体外诊断试剂","免疫分析试剂","其他流式细胞检测【免疫（专用）/流式细胞检测/其他】","1","1支/支","国产","HCS02262","深圳市达科为生物工程有限公司"]
["00416238","粤深械备20250495","CD3抗体试剂","液体","体外诊断试剂","免疫分析试剂","其他流式细胞检测【免疫（专用）/流式细胞检测/其他】","1","1支/支","国产","HCS02262","深圳市达科为生物工程有限公司"]
["00416240","粤深械备20250497","CD3抗体试剂","液体","体外诊断试剂","免疫分析试剂","其他流式细胞检测【免疫（专用）/流式细胞检测/其他】","1","1支/支","国产","HCS02262","深圳市达科为生物工程有限公司"]
["00416243","粤深械备20250537","CD45RO抗体试剂","液体","体外诊断试剂","免疫分析试剂","其他流式细胞检测【免疫（专用）/流式细胞检测/其他】","1","1支/支","国产","HCS02262","深圳市达科为生物工程有限公司"]
["00416246","粤深械备20250517","CD4抗体试剂","液体","体外诊断试剂","免疫分析试剂","其他流式细胞检测【免疫（专用）/流式细胞检测/其他】","1","1支/支","国产","HCS02262","深圳市达科为生物工程有限公司"]
["00416248","粤深械备20250589","CD56抗体试剂","液体","体外诊断试剂","免疫分析试剂","其他流式细胞检测【免疫（专用）/流式细胞检测/其他】","1","1支/支","国产","HCS02262","深圳市达科为生物工程有限公司"]
["00416249","粤深械备20250498","CD5抗体试剂","液体","体外诊断试剂","免疫分析试剂","其他流式细胞检测【免疫（专用）/流式细胞检测/其他】","1","1支/支","国产","HCS02262","深圳市达科为生物工程有限公司"]
["00416252","粤深械备20250578","CD5抗体试剂","液体","体外诊断试剂","免疫分析试剂","其他流式细胞检测【免疫（专用）/流式细胞检测/其他】","1","1支/支","国产","HCS02262","深圳市达科为生物工程有限公司"]
["00416163","粤深械备20250576","CD127抗体试剂","液体","体外诊断试剂","免疫分析试剂","其他流式细胞检测【免疫（专用）/流式细胞检测/其他】","1","1支/支","国产","HCS02262","深圳市达科为生物工程有限公司"]
["00416165","粤深械备20250586","CD127抗体试剂","液体","体外诊断试剂","免疫分析试剂","其他流式细胞检测【免疫（专用）/流式细胞检测/其他】","1","1支/支","国产","HCS02262","深圳市达科为生物工程有限公司"]
["00416204","粤深械备20250538","CD28抗体试剂","液体","体外诊断试剂","免疫分析试剂","其他流式细胞检测【免疫（专用）/流式细胞检测/其他】","1","1支/支","国产","HCS02262","深圳市达科为生物工程有限公司"]
["00416245","粤深械备20250551","CD15抗体试剂","液体","体外诊断试剂","免疫分析试剂","其他流式细胞检测【免疫（专用）/流式细胞检测/其他】","1","1支/支","国产","HCS02262","深圳市达科为生物工程有限公司"]
["00416247","粤深械备20250583","CD56抗体试剂","液体","体外诊断试剂","免疫分析试剂","其他流式细胞检测【免疫（专用）/流式细胞检测/其他】","1","1支/支","国产","HCS02262","深圳市达科为生物工程有限公司"]
["00416254","粤深械备20250588","CD5抗体试剂","液体","体外诊断试剂","免疫分析试剂","其他流式细胞检测【免疫（专用）/流式细胞检测/其他】","1","1支/支","国产","HCS02262","深圳市达科为生物工程有限公司"]
["00416258","粤深械备20250509","CD81抗体试剂","液体","体外诊断试剂","免疫分析试剂","其他流式细胞检测【免疫（专用）/流式细胞检测/其他】","1","1支/支","国产","HCS02262","深圳市达科为生物工程有限公司"]
["00416259","粤深械备20250690","CD81抗体试剂","液体","体外诊断试剂","免疫分析试剂","其他流式细胞检测【免疫（专用）/流式细胞检测/其他】","1","1支/支","国产","HCS02262","深圳市达科为生物工程有限公司"]
["00416260","粤深械备20250534","CD8抗体试剂","液体","体外诊断试剂","免疫分析试剂","其他流式细胞检测【免疫（专用）/流式细胞检测/其他】","1","1支/支","国产","HCS02262","深圳市达科为生物工程有限公司"]
["00416262","粤深械备20250549","CD8抗体试剂","液体","体外诊断试剂","免疫分析试剂","其他流式细胞检测【免疫（专用）/流式细胞检测/其他】","1","1支/支","国产","HCS02262","深圳市达科为生物工程有限公司"]
["00416263","粤深械备20250550","CD8抗体试剂","液体","体外诊断试剂","免疫分析试剂","其他流式细胞检测【免疫（专用）/流式细胞检测/其他】","1","1支/支","国产","HCS02262","深圳市达科为生物工程有限公司"]
["00416267","粤深械备20250591","人类白细胞抗原DR抗体试剂","液体","体外诊断试剂","免疫分析试剂","其他流式细胞检测【免疫（专用）/流式细胞检测/其他】","1","1支/支","国产","HCS02262","深圳市达科为生物工程有限公司"]
["00416250","粤深械备20250499","CD5抗体试剂","液体","体外诊断试剂","免疫分析试剂","其他流式细胞检测【免疫（专用）/流式细胞检测/其他】","1","1支/支","国产","HCS02262","深圳市达科为生物工程有限公司"]
["00416166","粤深械备20250521","CD13抗体试剂","液体","体外诊断试剂","免疫分析试剂","其他流式细胞检测【免疫（专用）/流式细胞检测/其他】","1","1支/支","国产","HCS02262","深圳市达科为生物工程有限公司"]
["00416170","粤深械备20250692","CD14抗体试剂","液体","体外诊断试剂","免疫分析试剂","其他流式细胞检测【免疫（专用）/流式细胞检测/其他】","1","1支/支","国产","HCS02262","深圳市达科为生物工程有限公司"]
["00416195","粤深械备20250519","CD16抗体试剂","液体","体外诊断试剂","免疫分析试剂","其他流式细胞检测【免疫（专用）/流式细胞检测/其他】","1","1支/支","国产","HCS02262","深圳市达科为生物工程有限公司"]
["00416199","粤深械备20250540","CD235a检测试剂（流式细胞仪法）","液体","体外诊断试剂","免疫分析试剂","其他流式细胞检测【免疫（专用）/流式细胞检测/其他】","1","1支/支","国产","HCS02262","深圳市达科为生物工程有限公司"]
["00416201","粤深械备20250581","CD23抗体试剂","液体","体外诊断试剂","免疫分析试剂","其他流式细胞检测【免疫（专用）/流式细胞检测/其他】","1","1支/支","国产","HCS02262","深圳市达科为生物工程有限公司"]
["00418793","浙械注准20242401509","κ轻链检测试剂盒（免疫比浊法）","液体","体外诊断试剂","免疫分析试剂","κ轻链检测试剂【免疫（专用）/特种蛋白检测/散射比浊法】","1","1盒/盒","国产","HCS02190","美康生物科技股份有限公司"]
["00418796","浙械注准20242401509","κ轻链检测试剂盒（免疫比浊法）","液体","体外诊断试剂","免疫分析试剂","κ轻链检测试剂【免疫（专用）/特种蛋白检测/散射比浊法】","1","1盒/盒","国产","HCS02190","美康生物科技股份有限公司"]
["00405937","皖械注准20252400070","层粘连蛋白（LN）检测试剂盒（荧光免疫层析法）","塑料卡壳+试剂条","体外诊断试剂","免疫分析试剂","层粘连蛋白检测试剂【免疫（专用）/代谢标记物检测/化学发光】","1","1盒/盒","国产","HCS05444","安徽华培生物科技有限公司"]
["00418718","湘械注准20252400527","总甲状腺素质控品","液体","体外诊断试剂","免疫分析试剂","甲状腺素质控品【免疫（开放）/甲状腺功能检测/配套试剂】","1","1盒/盒","国产","HCS10014","长沙安赛诊断生物技术有限公司"]
["00391019","湘械注准20242400829","超敏促甲状腺激素（hs-TSH）测定试剂盒（化学发光免疫分析法）","液体","体外诊断试剂","免疫分析试剂","促甲状腺激素检测试剂【免疫（开放）/甲状腺功能检测/化学发光】","1","1盒/盒","国产","HCS03740","湖南菲科生物技术有限公司"]
["00418723","湘械注准20252400564","促甲状腺素测定试剂盒（电化学发光法）","液体","体外诊断试剂","免疫分析试剂","促甲状腺激素检测试剂【免疫（开放）/甲状腺功能检测/化学发光】","1","1盒/盒","国产","HCS10014","长沙安赛诊断生物技术有限公司"]
["00418724","湘械注准20252400560","促甲状腺素质控品","液体","体外诊断试剂","免疫分析试剂","促甲状腺激素质控品【免疫（开放）/甲状腺功能检测/配套试剂】","1","1盒/盒","国产","HCS10014","长沙安赛诊断生物技术有限公司"]
["00418743","湘械注准20252400595","癌胚抗原测定试剂盒（电化学发光法）","液体","体外诊断试剂","免疫分析试剂","癌胚抗原检测试剂【免疫（开放）/肿瘤标记物检测/化学发光】","1","1盒/盒","国产","HCS10014","长沙安赛诊断生物技术有限公司"]
["00417755","苏镇械备20210024号","PTEN抗体试剂/检测试剂盒（免疫组织化学）","试剂","体外诊断试剂","病理学与细胞学检测组","PTEN检测试剂【病理学/免疫组织化学抗体试剂/免疫组织化学】","1","1支/盒","国产","HCS07490","镇江爱必梦生物科技有限公司"]
["00418248","冀械注准20192400056","降钙素原检测试纸（胶体金法）","不区分","体外诊断试剂","POCT组","降钙素原检测试剂【POCT检测试剂/感染性指标检测/(胶体金法)】","1","1袋/袋","国产","HCS03928","河北博海生物工程开发有限公司"]
["00417660","苏镇械备20180123号","TFE3抗体试剂/检测试剂盒(免疫组织化学)","试剂","体外诊断试剂","病理学与细胞学检测组","TFE3检测试剂【病理学/免疫组织化学抗体试剂/免疫组织化学】","1","1支/盒","国产","HCS07490","镇江爱必梦生物科技有限公司"]
["00417724","苏镇械备20190108号","TIA-1抗体试剂/检测试剂盒（免疫组织化学）","试剂","体外诊断试剂","病理学与细胞学检测组","T细胞胞浆内抗原检测试剂（ TIA-1）【病理学/免疫组织化学抗体试剂/免疫组织化学】","1","1支/盒","国产","HCS07490","镇江爱必梦生物科技有限公司"]
["00416699","鲁械注准20242400700","微量总蛋白测定试剂盒（邻苯三酚红钼法）","试剂R:钼酸钠(9.6mg/L)、邻苯三酚红(24.0mg/L)校准品:牛血清白蛋白(BSA)，其定值见标签。质控品:牛血清白蛋白(BSA)，其赋值见标签。","体外诊断试剂","生化检验试剂","尿总蛋白试剂【生化（开放）/蛋白试剂/焦酚红法】","6","6支/盒","国产","HCS07294","汴京药业（山东）集团有限公司"]
["00408596","鲁械注准20242401100","胱抑素C测定试剂盒（胶乳免疫比浊法）","塑料","体外诊断试剂","生化检验试剂","半胱氨酸蛋白酶抑制剂C试剂【生化（开放）/蛋白试剂/胶乳增强免疫透射比浊法】","1","1盒/盒","国产","HCS09918","中夏医学科技（青岛）有限公司"]
["00419100","粤械注准20182400267","β2-微球蛋白（β2-MG）校准品","液体","体外诊断试剂","生化检验试剂","β2-微球蛋白试剂【生化（开放）/蛋白试剂/胶乳增强免疫透射比浊法】","1","1盒/盒","国产","HCS02310","深圳迈瑞生物医疗电子股份有限公司"]
["00419132","国械注准20253401046","甲胎蛋白测定试剂盒（化学发光免疫分析法）","测试卡","体外诊断试剂","免疫分析试剂","甲胎蛋白检测试剂【免疫（专用）/肿瘤标记物检测/化学发光】","1","1盒/盒","国产","HCS02671","深圳天深医疗器械有限公司"]
["00389804","沪械注准20242400196","糖类抗原125（CA125）检测试剂盒（磁微粒化学发光法）","液体","体外诊断试剂","免疫分析试剂","糖类抗原125检测试剂【免疫（专用）/肿瘤标记物检测/酶联免疫荧光法】","100","100测试/盒","国产","HCS01746","蓝怡科技集团股份有限公司"]
["00418536","鄂械注准20192402661","超敏肌钙蛋白I(hs-cTnI）检测试剂盒（磁微粒化学发光免疫分析法）","聚苯乙烯","体外诊断试剂","免疫分析试剂","肌钙蛋白I检测试剂【免疫（专用）/心肌标记物检测/化学发光】","24","24人份/盒","国产","HCS00851","武汉明德生物科技股份有限公司"]
["00418537","鄂械注准20192402661","超敏肌钙蛋白I(hs-cTnI）检测试剂盒（磁微粒化学发光免疫分析法）","聚苯乙烯","体外诊断试剂","免疫分析试剂","肌钙蛋白I检测试剂【免疫（专用）/心肌标记物检测/化学发光】","60","60人份/盒","国产","HCS00851","武汉明德生物科技股份有限公司"]
["00418538","鄂械注准20192402661","超敏肌钙蛋白I(hs-cTnI）检测试剂盒（磁微粒化学发光免疫分析法）","聚苯乙烯","体外诊断试剂","免疫分析试剂","肌钙蛋白I检测试剂【免疫（专用）/心肌标记物检测/化学发光】","120","120人份/盒","国产","HCS00851","武汉明德生物科技股份有限公司"]
["00418540","鄂械注准20192402661","超敏肌钙蛋白I(hs-cTnI）检测试剂盒（磁微粒化学发光免疫分析法）","聚苯乙烯","体外诊断试剂","免疫分析试剂","肌钙蛋白I检测试剂【免疫（专用）/心肌标记物检测/化学发光】","90","90人份/盒","国产","HCS00851","武汉明德生物科技股份有限公司"]
["00416825","苏械注准20172401021","游离甲状腺素检测试剂盒（化学发光免疫分析法）","液体","体外诊断试剂","免疫分析试剂","游离甲状腺素检测试剂【免疫（专用）/甲状腺功能检测/化学发光】","1","1盒/盒","国产","HCS01775","苏州长光华医生物医学工程有限公司"]
["00416845","苏械注准20172401019","总甲状腺素检测试剂盒（化学发光免疫分析法）","液体","体外诊断试剂","免疫分析试剂","甲状腺素检测试剂【免疫（专用）/甲状腺功能检测/化学发光】","1","1盒/盒","国产","HCS01775","苏州长光华医生物医学工程有限公司"]
["00417267","湘械注准20212400828","纤溶酶-α2纤溶酶抑制剂复合体测定试剂盒（化学发光免疫分析法）","水溶液","体外诊断试剂","血液分析试剂","纤溶酶/纤溶酶抑制物测定试剂盒【血液诊断分析试剂/出血及血栓性疾病/化学发光法】","1","1盒/盒","国产","HCS04723","湖南仁迈生物科技有限公司"]
["00417260","湘械注准20212400824","组织型纤溶酶原激活剂-抑制剂1复合体测定试剂盒（化学发光免疫分析法）","水溶液","体外诊断试剂","血液分析试剂","纤溶酶/纤溶酶抑制物测定试剂盒【血液诊断分析试剂/出血及血栓性疾病/化学发光法】","1","1盒/盒","国产","HCS04723","湖南仁迈生物科技有限公司"]
["00419137","粤械注准20252400939","纤溶酶-α2纤溶酶抑制剂复合物测定试剂盒（化学发光免疫分析法）","测试卡","体外诊断试剂","血液分析试剂","纤溶酶/纤溶酶抑制物测定试剂盒【血液诊断分析试剂/出血及血栓性疾病/化学发光法】","1","1盒/盒","国产","HCS02671","深圳天深医疗器械有限公司"]
["00418904","津械注准20242400156","总IgE曲线校准品","/","体外诊断试剂","免疫分析试剂","复合校准品【免疫（专用）/其他检测/配套试剂】","1","1盒/盒","国产","HCS09734","格林生物医药科技（天津）有限公司"]
["00418905","津械注准20242400157","特异性IgE曲线校准品","/","体外诊断试剂","免疫分析试剂","复合校准品【免疫（专用）/其他检测/配套试剂】","1","1盒/盒","国产","HCS09734","格林生物医药科技（天津）有限公司"]
["00415065","粤穗械备20190832号","全自动免疫检验系统用底物液","液体","体外诊断试剂","免疫分析试剂","化学发光底物液【免疫（专用）/其他检测/配套试剂】","1","1盒/盒","国产","HCS04348","广州市进德生物科技有限公司"]
["00415067","粤穗械备20190832号","全自动免疫检验系统用底物液","液体","体外诊断试剂","免疫分析试剂","化学发光底物液【免疫（专用）/其他检测/配套试剂】","1","1盒/盒","国产","HCS04348","广州市进德生物科技有限公司"]
["00415068","粤穗械备20190832号","全自动免疫检验系统用底物液","液体","体外诊断试剂","免疫分析试剂","化学发光底物液【免疫（专用）/其他检测/配套试剂】","1","1盒/盒","国产","HCS04348","广州市进德生物科技有限公司"]
["00415070","粤穗械备20190832号","全自动免疫检验系统用底物液","液体","体外诊断试剂","免疫分析试剂","化学发光底物液【免疫（专用）/其他检测/配套试剂】","1","1盒/盒","国产","HCS04348","广州市进德生物科技有限公司"]
["00417170","国械备20190738号","全自动免疫检验系统用底物液（CL AIA-PACK SUBSTRATE SET）","液体","体外诊断试剂","免疫分析试剂","化学发光底物液【免疫（专用）/其他检测/配套试剂】","1","1盒/盒","进口","J12425","东曹（上海）生物科技有限公司"]
["00415097","粤深械备20250154","血细胞分析用稀释液","氯化钠、硫酸钠、1,3-二甲基脲、EDTA二钠。","体外诊断试剂","血液分析试剂","五分类血细胞分析稀释液【血液诊断分析试剂/自动全血细胞分析/-】","1","1袋/盒","国产","HCS09881","深圳市科曼生物医疗有限公司"]
["00417482","粤深械备20250334","样本稀释液","三羟甲基氨基甲烷(Tris)缓冲液。","体外诊断试剂","血液分析试剂","五分类血细胞分析稀释液【血液诊断分析试剂/自动全血细胞分析/-】","1","1盒/盒","国产","HCS09881","深圳市科曼生物医疗有限公司"]
["00417488","粤深械备20250334","样本稀释液","三羟甲基氨基甲烷(Tris)缓冲液。","体外诊断试剂","血液分析试剂","五分类血细胞分析稀释液【血液诊断分析试剂/自动全血细胞分析/-】","1","1盒/盒","国产","HCS09881","深圳市科曼生物医疗有限公司"]
["00417489","粤深械备20250334","样本稀释液","三羟甲基氨基甲烷(Tris)缓冲液。","体外诊断试剂","血液分析试剂","五分类血细胞分析稀释液【血液诊断分析试剂/自动全血细胞分析/-】","1","1盒/盒","国产","HCS09881","深圳市科曼生物医疗有限公司"]
["00417259","粤深械备20250486","血细胞分析用稀释液","液体","体外诊断试剂","血液分析试剂","五分类血细胞分析稀释液【血液诊断分析试剂/自动全血细胞分析/-】","1","1瓶/瓶","国产","HCS01752","深圳市帝迈生物技术有限公司"]
["00417266","粤深械备20250487","血细胞分析用稀释液","液体","体外诊断试剂","血液分析试剂","五分类血细胞分析稀释液【血液诊断分析试剂/自动全血细胞分析/-】","1","1瓶/瓶","国产","HCS01752","深圳市帝迈生物技术有限公司"]
["00417256","粤深械备20250485","血细胞分析用稀释液","液体","体外诊断试剂","血液分析试剂","五分类血细胞分析稀释液【血液诊断分析试剂/自动全血细胞分析/-】","1","1瓶/瓶","国产","HCS01752","深圳市帝迈生物技术有限公司"]
["00418660","国械注准20253400779","尿核基质蛋白22(NMP22)测定试剂盒（磁微粒化学发光法）","塑料和液体","体外诊断试剂","免疫分析试剂","其他特种蛋白检测【免疫（专用）/特种蛋白检测/其他】","100","100人份/盒","国产","HCS02051","北京普恩光德生物科技开发有限公司"]
["00417223","国械注进20243400107","复合质控品水平1","冻干粉","体外诊断试剂","免疫分析试剂","复合质控品【免疫（专用）/其他检测/配套试剂】","1","1盒/盒","进口","J12425","东曹（上海）生物科技有限公司"]
["00417225","国械注进20243400111","复合质控品水平3","冻干粉","体外诊断试剂","免疫分析试剂","复合质控品【免疫（专用）/其他检测/配套试剂】","1","1盒/盒","进口","J12425","东曹（上海）生物科技有限公司"]
["00417224","国械注进20243400078","复合质控品水平2","冻干粉","体外诊断试剂","免疫分析试剂","复合质控品【免疫（专用）/其他检测/配套试剂】","1","1盒/盒","进口","J12425","东曹（上海）生物科技有限公司"]
["00417236","湘械注准20212400822","凝血酶-抗凝血酶Ⅲ复合物测定试剂盒（化学发光免疫分析法）","水溶液","体外诊断试剂","血液分析试剂","凝血酶抗凝血酶复合物检测试剂【血液诊断分析试剂/出血及血栓性疾病/化学发光法】","1","1盒/盒","国产","HCS04723","湖南仁迈生物科技有限公司"]
["00419136","粤械注准20252400940","凝血酶-抗凝血酶复合物（TAT）测定试剂盒（化学发光免疫分析法）","测试卡","体外诊断试剂","血液分析试剂","凝血酶抗凝血酶复合物检测试剂【血液诊断分析试剂/出血及血栓性疾病/化学发光法】","1","1盒/盒","国产","HCS02671","深圳天深医疗器械有限公司"]
["00417478","国械注准20253401302","肠道病毒（通用型、EV71、CA16）核酸检测试剂盒 （荧光PCR法）","塑料","体外诊断试剂","分子检测试剂","肠道病毒分型核糖核酸检测试剂(三联)【分子诊断（专用）/消化系统感染性疾病/荧光PCR-探针法】","24","24人份/盒","国产","HCS03385","厦门安普利生物工程有限公司"]
["00408501","国械注准20253401145","A群轮状病毒、F组肠道腺病毒40/41型核酸检测试剂盒(PCR-荧光探针法)","液体","体外诊断试剂","分子检测试剂","其他消化系统感染性疾病检测试剂【分子诊断（专用）/消化系统感染性疾病/-】","24","24人份/盒","国产","HCS03081","湖北朗德医疗科技有限公司"]
["00416689","国械注准20253401186","戊型肝炎病毒IgM抗体检测试剂盒（化学发光法）","液体","体外诊断试剂","免疫分析试剂","戊型肝炎病毒IgM抗体校准品【免疫（专用）/感染性疾病检测(肝炎类)/配套试剂】","1","1盒/盒","国产","HCS02053","四川沃文特生物技术有限公司"]
["00413105","苏械注准20252401148","抗心磷脂抗体IgM测定试剂盒（化学发光免疫分析法）","生物制剂","体外诊断试剂","免疫分析试剂","抗心磷脂抗体IgM检测试剂【免疫（开放）/自身抗体检测/酶联免疫法】","1","1盒/盒","国产","HCS07388","苏州同夏生物科技有限公司"]
["00416814","国械注准20213400360","肿瘤相关抗原125测定试剂盒（化学发光免疫分析法）","液体","体外诊断试剂","免疫分析试剂","糖类抗原125检测试剂【免疫（专用）/肿瘤标记物检测/化学发光】","1","1盒/盒","国产","HCS01775","苏州长光华医生物医学工程有限公司"]
["00418833","沪械注准20252400382","肿瘤相关抗原CA125测定试剂盒（化学发光免疫分析法）","液体","体外诊断试剂","免疫分析试剂","糖类抗原125检测试剂【免疫（专用）/肿瘤标记物检测/化学发光】","1","1盒/盒","国产","HCS09615","索灵诊断医疗设备（上海）有限公司"]
["00418766","国械注准20243402495","异常凝血酶原(PIVKA-II)检测试剂盒(化学发光免疫分析法)","液体","体外诊断试剂","免疫分析试剂","异常凝血酶原检测试剂质控品【免疫（专用）/肿瘤标记物检测/配套试剂】","1","1盒/盒","国产","HCS02190","美康生物科技股份有限公司"]
["00418767","国械注准20243402495","异常凝血酶原(PIVKA-II)检测试剂盒(化学发光免疫分析法)","液体","体外诊断试剂","免疫分析试剂","异常凝血酶原检测试剂质控品【免疫（专用）/肿瘤标记物检测/配套试剂】","1","1盒/盒","国产","HCS02190","美康生物科技股份有限公司"]
["00418768","国械注准20243402495","异常凝血酶原(PIVKA-II)检测试剂盒(化学发光免疫分析法)","液体","体外诊断试剂","免疫分析试剂","异常凝血酶原检测试剂质控品【免疫（专用）/肿瘤标记物检测/配套试剂】","1","1盒/盒","国产","HCS02190","美康生物科技股份有限公司"]
["00416357","国械注准20243402495","异常凝血酶原(PIVKA-II)检测试剂盒(化学发光免疫分析法)","液体","体外诊断试剂","免疫分析试剂","异常凝血酶原检测试剂质控品【免疫（专用）/肿瘤标记物检测/配套试剂】","1","1盒/盒","国产","HCS02190","美康生物科技股份有限公司"]
["00416358","国械注准20243402495","异常凝血酶原(PIVKA-II)检测试剂盒(化学发光免疫分析法)","液体","体外诊断试剂","免疫分析试剂","异常凝血酶原检测试剂质控品【免疫（专用）/肿瘤标记物检测/配套试剂】","1","1盒/盒","国产","HCS02190","美康生物科技股份有限公司"]
["00419062","鲁械注准20252400513","同型半胱氨酸（HCY）测定试剂盒（荧光免疫层析法）","塑料卡壳","体外诊断试剂","免疫分析试剂","同型半胱氨酸检测试剂【免疫（专用）/心肌标记物检测/化学发光】","1","1盒/盒","国产","HCS05987","山东子峰生物技术有限公司"]
["00418976","粤械注准20252400627","血清淀粉样蛋白A（SAA）测定试剂（干式荧光免疫法）","测试卡","体外诊断试剂","生化检验试剂","血清淀粉样蛋白A试剂【生化（专用）/蛋白试剂/免疫透射比浊法】","1","1盒/盒","国产","HCS02146","广州万孚生物技术股份有限公司"]
["00418977","粤械注准20252400626","血清淀粉样蛋白A（SAA）/C反应蛋白（CRP）联检试剂（干式荧光免疫法）","测试卡","体外诊断试剂","生化检验试剂","血清淀粉样蛋白A试剂【生化（专用）/蛋白试剂/免疫透射比浊法】","1","1盒/盒","国产","HCS02146","广州万孚生物技术股份有限公司"]
["00411024","鄂械注准20252405578","纤维蛋白（原）降解产物（FDP）测定试剂盒（胶乳增强免疫比浊法）","胶乳","体外诊断试剂","血液分析试剂","FDP检测试剂盒【血液诊断分析试剂/出血及血栓性疾病/免疫比浊法】","1","1盒/盒","国产","HCS09882","武汉康佰科生物科技有限公司"]
["00415083","粤械注准20212400309","尿肌酐测定试剂盒（化学发光-酶分析法）","液体","体外诊断试剂","体液分析组","尿液肌酐检测试剂【体液诊断分析试剂/尿液化学分析/酶法】","50","50测试/盒","国产","HCS04348","广州市进德生物科技有限公司"]
["00415084","粤械注准20212400309","尿肌酐测定试剂盒（化学发光-酶分析法）","液体","体外诊断试剂","体液分析组","尿液肌酐检测试剂【体液诊断分析试剂/尿液化学分析/酶法】","100","100测试/盒","国产","HCS04348","广州市进德生物科技有限公司"]
["00415086","粤械注准20212400309","尿肌酐测定试剂盒（化学发光-酶分析法）","液体","体外诊断试剂","体液分析组","尿液肌酐检测试剂【体液诊断分析试剂/尿液化学分析/酶法】","200","200测试/盒","国产","HCS04348","广州市进德生物科技有限公司"]
["00415088","粤械注准20212400309","尿肌酐测定试剂盒（化学发光-酶分析法）","液体","体外诊断试剂","体液分析组","尿液肌酐检测试剂【体液诊断分析试剂/尿液化学分析/酶法】","400","400测试/盒","国产","HCS04348","广州市进德生物科技有限公司"]
["00418349","闽厦械备20250280","血管性血友病因子（vWF）抗体试剂（免疫组织化学法）","液体","体外诊断试剂","血液分析试剂","血管性血友病因子质控【血液诊断分析试剂/出血及血栓性疾病/-】","1","1瓶/瓶","国产","HCS03160","厦门通灵生物医药科技股份有限公司"]
["00417362","浙甬械备20230210","组织切片透明液","液体","体外诊断试剂","血液分析试剂","环保透明剂【血液诊断分析试剂/骨髓细胞形态及活检/手工法】","1","1瓶/瓶","国产","HCS05306","宁波察微生物科技有限公司"]
["00416904","国械注准20173400164","B-raf基因突变检测试剂盒（基因芯片法）","芯片","体外诊断试剂","分子检测试剂","人类B-raf基因V600E突变检测试剂? ??【分子诊断（专用）/肿瘤/荧光PCR-探针法】","21","21人份/盒","国产","HCS03007","珠海赛乐奇生物技术股份有限公司"]
["00418145","国械注准20253400644","人类BRAF基因V600E突变检测试剂盒（荧光PCR法）","V600E反应混合液、混合酶（BRAF）、BRAF阳性质控 品和BRAF阴性质控品","体外诊断试剂","分子检测试剂","人类B-raf基因V600E突变检测试剂? ??【分子诊断（专用）/肿瘤/荧光PCR-探针法】","24","24人份/盒","国产","HCS10041","杭州布平医学检验实验室有限公司"]
["00417247","鲁济械备20240233","人乳头瘤病毒（HPV）探针试剂","化学试剂","体外诊断试剂","分子检测试剂","人乳头瘤病毒核酸检测试剂【分子诊断（专用）/皮肤/生殖系统感染性疾病/原位杂交】","10","10测试/盒","国产","HCS06470","山东新生命医疗科技有限公司"]
["00417248","鲁济械备20240233","人乳头瘤病毒（HPV）探针试剂","化学试剂","体外诊断试剂","分子检测试剂","人乳头瘤病毒核酸检测试剂【分子诊断（专用）/皮肤/生殖系统感染性疾病/原位杂交】","25","25测试/盒","国产","HCS06470","山东新生命医疗科技有限公司"]
["00417249","鲁济械备20240233","人乳头瘤病毒（HPV）探针试剂","化学试剂","体外诊断试剂","分子检测试剂","人乳头瘤病毒核酸检测试剂【分子诊断（专用）/皮肤/生殖系统感染性疾病/原位杂交】","50","50测试/盒","国产","HCS06470","山东新生命医疗科技有限公司"]
["00417250","鲁济械备20240233","人乳头瘤病毒（HPV）探针试剂","化学试剂","体外诊断试剂","分子检测试剂","人乳头瘤病毒核酸检测试剂【分子诊断（专用）/皮肤/生殖系统感染性疾病/原位杂交】","10","10测试/盒","国产","HCS06470","山东新生命医疗科技有限公司"]
["00417251","鲁济械备20240233","人乳头瘤病毒（HPV）探针试剂","化学试剂","体外诊断试剂","分子检测试剂","人乳头瘤病毒核酸检测试剂【分子诊断（专用）/皮肤/生殖系统感染性疾病/原位杂交】","25","25测试/盒","国产","HCS06470","山东新生命医疗科技有限公司"]
["00417252","鲁济械备20240233","人乳头瘤病毒（HPV）探针试剂","化学试剂","体外诊断试剂","分子检测试剂","人乳头瘤病毒核酸检测试剂【分子诊断（专用）/皮肤/生殖系统感染性疾病/原位杂交】","50","50测试/盒","国产","HCS06470","山东新生命医疗科技有限公司"]
["00417258","鲁济械备20240234","人乳头瘤病毒（HPV）探针试剂","化学试剂","体外诊断试剂","分子检测试剂","人乳头瘤病毒核酸检测试剂【分子诊断（专用）/皮肤/生殖系统感染性疾病/原位杂交】","10","10测试/套","国产","HCS06470","山东新生命医疗科技有限公司"]
["00417261","鲁济械备20240234","人乳头瘤病毒（HPV）探针试剂","化学试剂","体外诊断试剂","分子检测试剂","人乳头瘤病毒核酸检测试剂【分子诊断（专用）/皮肤/生殖系统感染性疾病/原位杂交】","25","25测试/套","国产","HCS06470","山东新生命医疗科技有限公司"]
["00417264","鲁济械备20240234","人乳头瘤病毒（HPV）探针试剂","化学试剂","体外诊断试剂","分子检测试剂","人乳头瘤病毒核酸检测试剂【分子诊断（专用）/皮肤/生殖系统感染性疾病/原位杂交】","50","50测试/套","国产","HCS06470","山东新生命医疗科技有限公司"]
["00414762","国械注准20253401378","念珠菌、阴道加德纳菌和阴道毛滴虫核酸检测试剂盒（实时荧光PCR法）","冻干试剂","体外诊断试剂","分子检测试剂","其他皮肤/生殖系统感染性疾病检测试剂【分子诊断（专用）/皮肤/生殖系统感染性疾病/-】","1","1盒/盒","国产","HCS04664","苏州创澜生物科技有限公司"]
["00416928","国械注准20183400388","载脂蛋白E（ApoE）基因型检测试剂盒（PCR荧光法）","纸盒","体外诊断试剂","分子检测试剂","化学药物用药指导的基因检测试剂? ??【分子诊断（专用）/用药指导/荧光PCR-探针法】","40","40人份/盒","国产","HCS03007","珠海赛乐奇生物技术股份有限公司"]
["00418779","国械注准20253401469","人ADRB1基因多态性核酸检测试剂盒（PCR-荧光探针法）","液体","体外诊断试剂","分子检测试剂","化学药物用药指导的基因检测试剂? ??【分子诊断（专用）/用药指导/荧光PCR-探针法】","1","1盒/盒","国产","HCS02914","圣湘生物科技股份有限公司"]
["00417790","国械注准20253401063","人类APOE基因多态性检测试剂盒（荧光PCR法）","试剂","体外诊断试剂","分子检测试剂","化学药物用药指导的基因检测试剂? ??【分子诊断（专用）/用药指导/荧光PCR-探针法】","20","20测试/盒","国产","HCS07610","厦门市同普生物科技有限公司"]
["00418783","国械注准20253401471","人AGTR1和CYP2C9基因多态性核酸检测试剂盒（PCR-荧光探针法）","液体","体外诊断试剂","分子检测试剂","化学药物用药指导的基因检测试剂? ??【分子诊断（专用）/用药指导/荧光PCR-探针法】","1","1盒/盒","国产","HCS02914","圣湘生物科技股份有限公司"]
["00415424","国械注准20253401116","结核分枝杆菌和利福平耐药基因检测试剂盒（实时荧光PCR-熔解曲线法）","pp","体外诊断试剂","分子检测试剂","结核分枝杆菌耐药基因检测试剂? ??【分子诊断（专用）/用药指导/荧光PCR-探针法】","20","20测试/盒","国产","HCS03900","杭州优思达生物技术股份有限公司"]
["00416926","国械注准20183401841","苯丙氨酸羟化酶基因突变检测试剂盒（基因芯片法）","芯片","体外诊断试剂","分子检测试剂","苯丙酮尿症的基因突变检测试剂? ??【分子诊断（专用）/疾病相关和细胞遗传学/荧光PCR-探针法】","21","21人份/盒","国产","HCS03007","珠海赛乐奇生物技术股份有限公司"]
["00410792","浙械注准20212400141","α1-微球蛋白测定试剂盒（散射比浊法）","液体","体外诊断试剂","免疫分析试剂","α1-微球蛋白检测试剂【免疫（专用）/特种蛋白检测/散射比浊法】","1","1盒/盒","国产","HCS05021","杭州康知生物科技有限公司"]
["00418559","鄂械注准20192402674","降钙素原（PCT）检测试剂盒（磁微粒化学发光免疫分析法）","聚苯乙烯","体外诊断试剂","免疫分析试剂","降钙素原检测试剂【免疫（专用）/代谢标记物检测/化学发光】","24","24人份/盒","国产","HCS00851","武汉明德生物科技股份有限公司"]
["00418560","鄂械注准20192402674","降钙素原（PCT）检测试剂盒（磁微粒化学发光免疫分析法）","聚苯乙烯","体外诊断试剂","免疫分析试剂","降钙素原检测试剂【免疫（专用）/代谢标记物检测/化学发光】","60","60人份/盒","国产","HCS00851","武汉明德生物科技股份有限公司"]
["00418561","鄂械注准20192402674","降钙素原（PCT）检测试剂盒（磁微粒化学发光免疫分析法）","聚苯乙烯","体外诊断试剂","免疫分析试剂","降钙素原检测试剂【免疫（专用）/代谢标记物检测/化学发光】","90","90人份/盒","国产","HCS00851","武汉明德生物科技股份有限公司"]
["00418562","鄂械注准20192402674","降钙素原（PCT）检测试剂盒（磁微粒化学发光免疫分析法）","聚苯乙烯","体外诊断试剂","免疫分析试剂","降钙素原检测试剂【免疫（专用）/代谢标记物检测/化学发光】","120","120人份/盒","国产","HCS00851","武汉明德生物科技股份有限公司"]
["00399009","京械注准20192400150","降钙素原(PCT)测定试剂盒（磁微粒化学发光免疫分析法）","液体","体外诊断试剂","免疫分析试剂","降钙素原检测试剂【免疫（专用）/代谢标记物检测/化学发光】","1","1人份/盒","国产","HCS02051","北京普恩光德生物科技开发有限公司"]
["00417254","苏械注准20252401702","免疫球蛋白G4测定试剂盒（化学发光免疫分析法）","水溶液","体外诊断试剂","免疫分析试剂","人免疫球蛋白G检测试剂【免疫（专用）/特种蛋白检测/化学发光】","1","1盒/盒","国产","HCS03848","南京仁迈生物科技有限公司"]
["00416851","苏苏械备20160223","清洗液","液体","体外诊断试剂","免疫分析试剂","清洗液【免疫（专用）/其他检测/配套试剂】","1","1瓶/瓶","国产","HCS01775","苏州长光华医生物医学工程有限公司"]
["00417197","国械备20190731号","清洗液（CL AIA-PACK WASH CONCENTRATE）","液体","体外诊断试剂","免疫分析试剂","清洗液【免疫（专用）/其他检测/配套试剂】","1","1盒/盒","进口","J12425","东曹（上海）生物科技有限公司"]
["00413542","苏镇械备20240082","清洗液","液体","体外诊断试剂","免疫分析试剂","清洗液【免疫（专用）/其他检测/配套试剂】","1","1袋/盒","国产","HCS04971","江苏沃兴生物科技有限公司"]
["00418889","津械备20210505号","清洗液","/","体外诊断试剂","免疫分析试剂","清洗液【免疫（专用）/其他检测/配套试剂】","1","1盒/盒","国产","HCS09734","格林生物医药科技（天津）有限公司"]
["00391022","湘械注准20242400827","总甲状腺素（TT4）测定试剂盒（化学发光免疫分析法）","液体","体外诊断试剂","免疫分析试剂","甲状腺素检测试剂【免疫（开放）/甲状腺功能检测/化学发光】","1","1盒/盒","国产","HCS03740","湖南菲科生物技术有限公司"]
["00418713","湘械注准20252400520","总甲状腺素测定试剂盒（电化学发光法）","液体","体外诊断试剂","免疫分析试剂","甲状腺素检测试剂【免疫（开放）/甲状腺功能检测/化学发光】","1","1盒/盒","国产","HCS10014","长沙安赛诊断生物技术有限公司"]
["00418705","湘械注准20252400526","总三碘甲状腺原氨酸质控品","液体","体外诊断试剂","免疫分析试剂","三碘甲状腺原氨酸质控品【免疫（开放）/甲状腺功能检测/化学发光】","1","1盒/盒","国产","HCS10014","长沙安赛诊断生物技术有限公司"]
["00417479","国械注准20253401556","人类ALDH2基因检测试剂盒（荧光PCR法）","塑料","体外诊断试剂","分子检测试剂","其它药物相关基因检测试剂【分子诊断（专用）/用药指导/-】","24","24人份/盒","国产","HCS03385","厦门安普利生物工程有限公司"]
["00417480","国械注准20253401732","人类SLCO1B1和ApoE基因检测试剂盒（荧光PCR法）","纸盒，塑料","体外诊断试剂","分子检测试剂","其它药物相关基因检测试剂【分子诊断（专用）/用药指导/-】","24","24人份/盒","国产","HCS03385","厦门安普利生物工程有限公司"]
["00416856","京兴械备20250068","测序反应通用试剂盒（可逆末端终止测序法）","/","体外诊断试剂","分子检测试剂","其它药物相关基因检测试剂【分子诊断（专用）/用药指导/-】","25","25人份/盒","国产","HCS03833","北京华夏时代生物工程有限公司"]
["00417020","苏常械备20230068","核酸提取试剂","液体","体外诊断试剂","分子检测试剂","核酸提取试剂【分子诊断（开放）/其它/化学裂解】","1","1盒/盒","国产","HCS06443","常州金麦格生物技术有限公司"]
["00417021","苏常械备20240107","核酸提取试剂","液体","体外诊断试剂","分子检测试剂","核酸提取试剂【分子诊断（开放）/其它/化学裂解】","1","1盒/盒","国产","HCS06443","常州金麦格生物技术有限公司"]
["00418479","国械注准20253401196","曲霉核酸检测试剂盒（荧光PCR法）","液体试剂","体外诊断试剂","分子检测试剂","核酸提取试剂【分子诊断（开放）/其它/化学裂解】","20","20人份/盒","国产","HCS02300","丹娜（天津）生物科技股份有限公司（原丹娜（天津）生物科技有限公司）"]
["00368082","浙甬械备20180018","细胞保存液","液体成分","体外诊断试剂","分子检测试剂","其它耗材（开放）【分子诊断（开放）/其它/-】","25","25支/盒","国产","HCS04821","宁波市远江医疗用品有限公司"]
["00415875","国械注准20233400010","曲霉半乳甘露聚糖检测试剂盒（化学发光法）","液体试剂","体外诊断试剂","微生物检验组","曲霉菌抗原检测试剂盒（GM试验）【微生物-开放/病原体直接检测/酶联免疫吸附试验】","50","50人份/盒","国产","HCS02300","丹娜（天津）生物科技股份有限公司（原丹娜（天津）生物科技有限公司）"]
["00417696","苏镇械备20190040号","CD99抗体试剂/检测试剂盒（免疫组织化学）","试剂","体外诊断试剂","病理学与细胞学检测组","CD99检测试剂 【病理学/免疫组织化学抗体试剂/免疫组织化学】","1","1支/盒","国产","HCS07490","镇江爱必梦生物科技有限公司"]
["00417074","鲁济械备20220393号","CD99抗体试剂 (免疫组织化学法)","化学试剂","体外诊断试剂","病理学与细胞学检测组","CD99检测试剂 【病理学/免疫组织化学抗体试剂/免疫组织化学】","30","30测试/瓶","国产","HCS06470","山东新生命医疗科技有限公司"]
["00417075","鲁济械备20220393号","CD99抗体试剂 (免疫组织化学法)","化学试剂","体外诊断试剂","病理学与细胞学检测组","CD99检测试剂 【病理学/免疫组织化学抗体试剂/免疫组织化学】","60","60测试/瓶","国产","HCS06470","山东新生命医疗科技有限公司"]
["00417077","鲁济械备20220393号","CD99抗体试剂 (免疫组织化学法)","化学试剂","体外诊断试剂","病理学与细胞学检测组","CD99检测试剂 【病理学/免疫组织化学抗体试剂/免疫组织化学】","70","70测试/瓶","国产","HCS06470","山东新生命医疗科技有限公司"]
["00417699","苏镇械备20190043号","CXCL-13抗体试剂/检测试剂盒（免疫组织化学）","试剂","体外诊断试剂","病理学与细胞学检测组","CXCL13检测试剂 【病理学/免疫组织化学抗体试剂/免疫组织化学】","1","1支/盒","国产","HCS07490","镇江爱必梦生物科技有限公司"]
["00417892","渝高新械备20250040号","半乳糖凝集素(Galectin-3)抗体试剂(免疫组织化学)","本试剂主要成分为Galectin-3重组兔单克隆抗体、牛血清白蛋白&lt;1.0%、羊血清&lt;1.0%、Proclin 300≤0.1%、PBS缓冲液。","体外诊断试剂","病理学与细胞学检测组","Galectin-3检测试剂【病理学/免疫组织化学抗体试剂/免疫组织化学】","1","1瓶/瓶","国产","HCS10197","重庆新一产生命科技有限公司"]
["00417702","苏镇械备20190049号","Galectin-3抗体试剂/检测试剂盒（免疫组织化学）","试剂","体外诊断试剂","病理学与细胞学检测组","Galectin-3检测试剂【病理学/免疫组织化学抗体试剂/免疫组织化学】","1","1支/盒","国产","HCS07490","镇江爱必梦生物科技有限公司"]
["00417416","国械备20190197号","Galectin-3抗体试剂（免疫组织化学）BOND Ready-to-Use Primary Antibody Galectin-3 (9C4)","液体","体外诊断试剂","病理学与细胞学检测组","Galectin-3检测试剂【病理学/免疫组织化学抗体试剂/免疫组织化学】","1","1支/支","进口","J4261","徕卡显微系统（上海）贸易有限公司"]
["00418478","国械注准20253401196","曲霉核酸检测试剂盒（荧光PCR法）","液体试剂","体外诊断试剂","分子检测试剂","其它感染性疾病核酸检测试剂【分子诊断（专用）/其他感染性疾病/-】","50","50人份/盒","国产","HCS02300","丹娜（天津）生物科技股份有限公司（原丹娜（天津）生物科技有限公司）"]
["00416906","国械注准20173400174","K-ras基因突变检测试剂盒（基因芯片法）","芯片","体外诊断试剂","分子检测试剂","人类K-ras基因突变检测试剂? ??【分子诊断（专用）/肿瘤/荧光PCR-探针法】","21","21人份/盒","国产","HCS03007","珠海赛乐奇生物技术股份有限公司"]
["00415816","国械注准20253401726","九项呼吸道病原体核酸检测试剂盒(PCR-荧光探针法)","液体","体外诊断试剂","分子检测试剂","呼吸道病原体核酸联合检测试剂(检测试剂种类10种及以下)【分子诊断（专用）/呼吸道感染性疾病/荧光PCR-探针法】","24","24人份/盒","国产","HCS02129","北京万泰生物药业股份有限公司"]
["00414642","国械注准20253401269","呼吸道合胞病毒、肺炎支原体、腺病毒核酸检测试剂盒 （荧光PCR法）","其他","体外诊断试剂","分子检测试剂","呼吸道病原体核酸联合检测试剂(检测试剂种类10种及以下)【分子诊断（专用）/呼吸道感染性疾病/荧光PCR-探针法】","24","24人份/盒","国产","HCS02903","卡尤迪生物科技宜兴有限公司"]
["00414644","国械注准20253401269","呼吸道合胞病毒、肺炎支原体、腺病毒核酸检测试剂盒 （荧光PCR法）","其他","体外诊断试剂","分子检测试剂","呼吸道病原体核酸联合检测试剂(检测试剂种类10种及以下)【分子诊断（专用）/呼吸道感染性疾病/荧光PCR-探针法】","48","48人份/盒","国产","HCS02903","卡尤迪生物科技宜兴有限公司"]
["00414645","国械注准20253401269","呼吸道合胞病毒、肺炎支原体、腺病毒核酸检测试剂盒 （荧光PCR法）","其他","体外诊断试剂","分子检测试剂","呼吸道病原体核酸联合检测试剂(检测试剂种类10种及以下)【分子诊断（专用）/呼吸道感染性疾病/荧光PCR-探针法】","24","24人份/盒","国产","HCS02903","卡尤迪生物科技宜兴有限公司"]
["00414647","国械注准20253401269","呼吸道合胞病毒、肺炎支原体、腺病毒核酸检测试剂盒 （荧光PCR法）","其他","体外诊断试剂","分子检测试剂","呼吸道病原体核酸联合检测试剂(检测试剂种类10种及以下)【分子诊断（专用）/呼吸道感染性疾病/荧光PCR-探针法】","48","48人份/盒","国产","HCS02903","卡尤迪生物科技宜兴有限公司"]
["00408878","国械注准20163400563","乙型肝炎病毒基因分型检测试剂盒（基因芯片法）","芯片","体外诊断试剂","分子检测试剂","乙型肝炎病毒基因分型检测试剂【分子诊断（专用）/消化系统感染性疾病/荧光PCR-探针法】","21","21人份/盒","国产","HCS03007","珠海赛乐奇生物技术股份有限公司"]
["00417477","国械注准20253401450","戊型肝炎病毒（HEV）核酸检测试剂盒（荧光PCR法）","纸盒、塑料","体外诊断试剂","分子检测试剂","戊型肝炎病毒核糖核酸扩增定性检测试剂? ??【分子诊断（专用）/消化系统感染性疾病/荧光PCR-探针法】","24","24人份/盒","国产","HCS03385","厦门安普利生物工程有限公司"]
["00415534","国械注进20172400416","抗髓过氧化物酶IgG抗体测定试剂盒（酶联免疫法）Anti-MPO","纸盒","体外诊断试剂","免疫分析试剂","抗髓过氧化物酶抗体IgG检测试剂【免疫（开放）/自身抗体检测/酶联免疫法】","1","1盒/盒","进口","J6680","赛比亚医疗诊断器械（上海）有限公司"]
["00418359","皖械注准20252400097","胃蛋白酶检测试剂盒(胶体金法)","试剂卡","体外诊断试剂","免疫分析试剂","胃蛋白酶原Ⅰ检测试剂【免疫（专用）/肿瘤标记物检测/化学发光】","1","1盒/盒","国产","HCS01403","安徽深蓝医疗科技股份有限公司"]
["00418754","湘械注准20252400591","细胞角蛋白19片段质控品","液体","体外诊断试剂","免疫分析试剂","细胞角蛋白19片段质控品【免疫（专用）/肿瘤标记物检测/配套试剂】","1","1盒/盒","国产","HCS10014","长沙安赛诊断生物技术有限公司"]
["00417882","渝高新械备20250029号","癌胚抗原 M2A(D2-40)抗体试剂(免疫组织化学)","本试剂主要成分为D2-40重组鼠单克隆抗体、牛血清白蛋白&lt;1.0%、羊血清&lt;1.0%、Proclin 300≤0.1%、PBS缓冲液。","体外诊断试剂","病理学与细胞学检测组","D2-40检测试剂【病理学/免疫组织化学抗体试剂/免疫组织化学】","1","1瓶/瓶","国产","HCS10197","重庆新一产生命科技有限公司"]
["00417622","苏镇械备20180075号","Ep-CAM抗体试剂/检测试剂盒(免疫组织化学)","试剂","体外诊断试剂","病理学与细胞学检测组","Ep-CAM检测试剂【病理学/免疫组织化学抗体试剂/免疫组织化学】","1","1支/盒","国产","HCS07490","镇江爱必梦生物科技有限公司"]
["00417901","渝高新械备20250045号","上皮细胞粘附分子(Ep-CAM)抗体试剂(免疫组织化学)","本试剂主要成分为Ep-CAM重组兔单克隆抗体、牛血清白蛋白&lt;1.0%、羊血清&lt;1.0%、Proclin 300≤0.1%、PBS缓冲液。","体外诊断试剂","病理学与细胞学检测组","Ep-CAM检测试剂【病理学/免疫组织化学抗体试剂/免疫组织化学】","1","1瓶/瓶","国产","HCS10197","重庆新一产生命科技有限公司"]
["00415356","鲁宁械备20240082","返蓝液","液体","体外诊断试剂","病理学与细胞学检测组","返蓝染色液 【病理学/组织病理学染色液/苏木精-伊红染色法】","1","1瓶/瓶","国产","HCS10099","山东省千荨医学检验有限公司"]
["00416930","粤深械备20250561","返蓝液","无水硫酸镁和碳酸氢钠。","体外诊断试剂","病理学与细胞学检测组","返蓝染色液 【病理学/组织病理学染色液/苏木精-伊红染色法】","1","1瓶/瓶","国产","HCS05609","广东金泉医疗科技有限公司"]
["00417673","苏镇械备20190002号","Beta-catenin抗体试剂/检测试剂盒（免疫组织化学）","试剂","体外诊断试剂","病理学与细胞学检测组","β-连接素检测试剂（β-Catenin）【病理学/免疫组织化学抗体试剂/免疫组织化学】","1","1支/盒","国产","HCS07490","镇江爱必梦生物科技有限公司"]
["00417407","国械备20190094号","Beta-catenin抗体试剂（免疫组织化学） BOND Ready-to-Use Primary Antibody Beta-Catenin (17C2)","液体","体外诊断试剂","病理学与细胞学检测组","β-连接素检测试剂（β-Catenin）【病理学/免疫组织化学抗体试剂/免疫组织化学】","1","1支/支","进口","J4261","徕卡显微系统（上海）贸易有限公司"]
["00418618","湘长械备20221168号","骨桥蛋白（Osteopontin）抗体试剂（免疫组织化学法）","液体","体外诊断试剂","病理学与细胞学检测组","骨桥蛋白检测试剂 （Osteopontin）【病理学/免疫组织化学抗体试剂/免疫组织化学】","15","15人份/瓶","国产","HCS08346","湖南艾方生物科技有限公司"]
["00418619","湘长械备20221168号","骨桥蛋白（Osteopontin）抗体试剂（免疫组织化学法）","液体","体外诊断试剂","病理学与细胞学检测组","骨桥蛋白检测试剂 （Osteopontin）【病理学/免疫组织化学抗体试剂/免疫组织化学】","30","30人份/瓶","国产","HCS08346","湖南艾方生物科技有限公司"]
["00418620","湘长械备20221168号","骨桥蛋白（Osteopontin）抗体试剂（免疫组织化学法）","液体","体外诊断试剂","病理学与细胞学检测组","骨桥蛋白检测试剂 （Osteopontin）【病理学/免疫组织化学抗体试剂/免疫组织化学】","60","60人份/瓶","国产","HCS08346","湖南艾方生物科技有限公司"]
["00417641","苏镇械备20180091号","MUC5AC抗体试剂/检测试剂盒(免疫组织化学)","试剂","体外诊断试剂","病理学与细胞学检测组","粘蛋白-5AC 检测试剂( Muc-5AC）【病理学/免疫组织化学抗体试剂/免疫组织化学】","1","1支/盒","国产","HCS07490","镇江爱必梦生物科技有限公司"]
["00415126","国械备20190088号","细胞周期蛋白D1（Cyclin D1）抗体试剂（免疫组织化学）BOND Ready-to-Use Primary Antibody Cyclin D1 (EP12)","液体","体外诊断试剂","病理学与细胞学检测组","周期素D1检测试剂 （Cyclin D1）【病理学/免疫组织化学抗体试剂/免疫组织化学】","1","1支/支","进口","J4261","徕卡显微系统（上海）贸易有限公司"]
["00417730","苏镇械备20190124号","细胞周期蛋白D1抗体试剂/检测试剂盒（免疫组织化学）","试剂","体外诊断试剂","病理学与细胞学检测组","周期素D1检测试剂 （Cyclin D1）【病理学/免疫组织化学抗体试剂/免疫组织化学】","1","1支/盒","国产","HCS07490","镇江爱必梦生物科技有限公司"]
["00417649","苏镇械备20180100号","CD10抗体试剂/检测试剂盒(免疫组织化学)","试剂","体外诊断试剂","病理学与细胞学检测组","CD10检测试剂【病理学/免疫组织化学抗体试剂/免疫组织化学】","1","1支/盒","国产","HCS07490","镇江爱必梦生物科技有限公司"]
["00417920","渝高新械备20250057号","CD10抗体试剂(免疫组织化学)","本试剂主要成分为CD10重组鼠单克隆抗体、牛血清白蛋白&lt;1.0%、羊血清&lt;1.0%、Proclin 300≤0.1%、PBS缓冲液。","体外诊断试剂","病理学与细胞学检测组","CD10检测试剂【病理学/免疫组织化学抗体试剂/免疫组织化学】","1","1瓶/瓶","国产","HCS10197","重庆新一产生命科技有限公司"]
["00417672","苏镇械备20180196号","CD138抗体试剂/检测试剂盒(免疫组织化学)","试剂","体外诊断试剂","病理学与细胞学检测组","CD138检测试剂  【病理学/免疫组织化学抗体试剂/免疫组织化学】","1","1支/盒","国产","HCS07490","镇江爱必梦生物科技有限公司"]
["00418383","国械备20181593号","CD138抗体试剂（免疫组织化学）BOND Ready-to-Use Primary Antibody CD138 (MI15)","液体","体外诊断试剂","病理学与细胞学检测组","CD138检测试剂  【病理学/免疫组织化学抗体试剂/免疫组织化学】","1","1支/支","进口","J4261","徕卡显微系统（上海）贸易有限公司"]
["00417684","苏镇械备20190015号","CD38抗体试剂/检测试剂盒（免疫组织化学）","试剂","体外诊断试剂","病理学与细胞学检测组","CD38检测试剂【病理学/免疫组织化学抗体试剂/免疫组织化学】","1","1支/盒","国产","HCS07490","镇江爱必梦生物科技有限公司"]
["00417944","渝高新械备20250080号","CD38抗体试剂(免疫组织化学)","本试剂主要成分为CD38重组兔单克隆抗体、牛血清白蛋白&lt;1.0%、羊血清&lt;1.0%、Proclin 300≤0.1%、PBS缓冲液。","体外诊断试剂","病理学与细胞学检测组","CD38检测试剂【病理学/免疫组织化学抗体试剂/免疫组织化学】","1","1瓶/瓶","国产","HCS10197","重庆新一产生命科技有限公司"]
["00417678","苏镇械备20190006号","CD3抗体试剂/检测试剂盒（免疫组织化学）","试剂","体外诊断试剂","病理学与细胞学检测组","CD3检测试剂【病理学/免疫组织化学抗体试剂/免疫组织化学】","1","1支/盒","国产","HCS07490","镇江爱必梦生物科技有限公司"]
["00415132","国械备20190196号","CD3抗体试剂（免疫组织化学）Bond Ready-to-UsePrimary Antibody CD3(LN10)","液体","体外诊断试剂","病理学与细胞学检测组","CD3检测试剂【病理学/免疫组织化学抗体试剂/免疫组织化学】","1","1支/支","进口","J4261","徕卡显微系统（上海）贸易有限公司"]
["00417457","渝高新械备20240019号","CD3 抗体试剂(免疫组织化学)","本试剂主要成分为CD3重组单克隆抗体(克隆号:GM3V034)牛血清白蛋白&lt;1.0%、羊血清&lt;1.0%、Proclin 300≤0.1%、PBS缓冲液。","体外诊断试剂","病理学与细胞学检测组","CD3检测试剂【病理学/免疫组织化学抗体试剂/免疫组织化学】","1","1瓶/瓶","国产","HCS10197","重庆新一产生命科技有限公司"]
["00415352","鲁宁械备20240079","苏木素-伊红（HE）染色液","液体","体外诊断试剂","病理学与细胞学检测组","苏木素染色液【病理学/组织病理学染色液/苏木精-伊红染色法】","1","1瓶/瓶","国产","HCS10099","山东省千荨医学检验有限公司"]
["00415355","鲁宁械备20240080","分化液","液体","体外诊断试剂","病理学与细胞学检测组","苏木素染色液【病理学/组织病理学染色液/苏木精-伊红染色法】","1","1瓶/瓶","国产","HCS10099","山东省千荨医学检验有限公司"]
["00416927","粤深械备20250562","苏木素染色液","苏木色素，硫酸铝，甘油，碘酸钠，乙二醇和冰醋酸。","体外诊断试剂","病理学与细胞学检测组","苏木素染色液【病理学/组织病理学染色液/苏木精-伊红染色法】","1","1瓶/瓶","国产","HCS05609","广东金泉医疗科技有限公司"]
["00415363","鲁宁械备20240081","组织固定液","液体","体外诊断试剂","病理学与细胞学检测组","染色前处理液【病理学/组织病理学染色液/特殊染色法】","1","1瓶/瓶","国产","HCS10099","山东省千荨医学检验有限公司"]
["00417643","苏镇械备20180093号","Nestin抗体试剂/检测试剂盒(免疫组织化学)","试剂","体外诊断试剂","病理学与细胞学检测组","巢蛋白检测试剂(Nestin)  【病理学/免疫组织化学抗体试剂/免疫组织化学】","1","1支/盒","国产","HCS07490","镇江爱必梦生物科技有限公司"]
["00417509","闽厦械备20250299","甲状旁腺激素(PTH)抗体试剂(免疫组织化学法)","液体","体外诊断试剂","病理学与细胞学检测组","甲状旁腺素检测试剂（PTH） 【病理学/免疫组织化学抗体试剂/免疫组织化学】","1","1瓶/瓶","国产","HCS03160","厦门通灵生物医药科技股份有限公司"]
["00417605","苏镇械备20180053号","PTH甲状旁腺素抗体试剂/检测试剂盒(免疫组织化学)","试剂","体外诊断试剂","病理学与细胞学检测组","甲状旁腺素检测试剂（PTH） 【病理学/免疫组织化学抗体试剂/免疫组织化学】","1","1支/盒","国产","HCS07490","镇江爱必梦生物科技有限公司"]
["00418617","湘械注准20252400786","全段甲状旁腺激素(PTH)测定试剂盒（化学发光免疫分析法）","液体","体外诊断试剂","病理学与细胞学检测组","甲状旁腺素检测试剂（PTH） 【病理学/免疫组织化学抗体试剂/免疫组织化学】","1","1盒/盒","国产","HCS03740","湖南菲科生物技术有限公司"]
["00416232","沪闵械备20180011号","bcl-6抗体试剂（免疫组织化学）","其他","体外诊断试剂","病理学与细胞学检测组","Bcl-6检测试剂  【病理学/免疫组织化学抗体试剂/免疫组织化学】","1","1盒/盒","国产","HCS03622","基因科技（上海）股份有限公司"]
["00417600","苏镇械备20180044号","bcl-6抗体试剂/检测试剂盒(免疫组织化学)","试剂","体外诊断试剂","病理学与细胞学检测组","Bcl-6检测试剂  【病理学/免疫组织化学抗体试剂/免疫组织化学】","1","1支/盒","国产","HCS07490","镇江爱必梦生物科技有限公司"]
["00417570","苏镇械备20180021号","BRAF抗体试剂/检测试剂盒(免疫组织化学)","试剂","体外诊断试剂","病理学与细胞学检测组","BRAF V600E 抗体检测试剂【病理学/免疫组织化学抗体试剂/免疫组织化学】","1","1支/盒","国产","HCS07490","镇江爱必梦生物科技有限公司"]
["00417468","闽厦械备20250293","BRAF V600E抗体试剂(免疫组织化学法)","液体","体外诊断试剂","病理学与细胞学检测组","BRAF V600E 抗体检测试剂【病理学/免疫组织化学抗体试剂/免疫组织化学】","1","1瓶/瓶","国产","HCS03160","厦门通灵生物医药科技股份有限公司"]
["00417698","苏镇械备20190042号","CD163抗体试剂/检测试剂盒（免疫组织化学）","试剂","体外诊断试剂","病理学与细胞学检测组","CD163检测试剂【病理学/免疫组织化学抗体试剂/免疫组织化学】","1","1支/盒","国产","HCS07490","镇江爱必梦生物科技有限公司"]
["00417843","渝高新械备20240027号","CD163抗体试剂(免疫组织化学)","本试剂主要成分为CD163重组免单克隆抗体、牛血清白蛋白&lt;1.0%、羊血清&lt;1.0%、Proclin 300≤0.1%、PBS缓冲液。","体外诊断试剂","病理学与细胞学检测组","CD163检测试剂【病理学/免疫组织化学抗体试剂/免疫组织化学】","1","1瓶/瓶","国产","HCS10197","重庆新一产生命科技有限公司"]
["00417429","国械备20190557号","CD163抗体试剂（免疫组织化学）BOND Ready-to-Use Primary Antibody CD163 (10D6)","液体","体外诊断试剂","病理学与细胞学检测组","CD163检测试剂【病理学/免疫组织化学抗体试剂/免疫组织化学】","1","1支/支","进口","J4261","徕卡显微系统（上海）贸易有限公司"]
["00417655","苏镇械备20180112号","EGFR(表皮生长因子受体)抗体试剂/检测试剂盒(免疫组织化学)","试剂","体外诊断试剂","病理学与细胞学检测组","表皮生长因子受体检测试剂 （EGFR）【病理学/免疫组织化学抗体试剂/免疫组织化学】","1","1支/盒","国产","HCS07490","镇江爱必梦生物科技有限公司"]
["00417914","渝高新械备20250046号","表皮生长因子受体(EGFR)抗体试剂(免疫组织化学)","本试剂主要成分为EGFR重组兔单克隆抗体、牛血清白蛋白&lt;1.0%、羊血清&lt;1.0%、Proclin 300≤0.1%、PBS缓冲液。","体外诊断试剂","病理学与细胞学检测组","表皮生长因子受体检测试剂 （EGFR）【病理学/免疫组织化学抗体试剂/免疫组织化学】","1","1瓶/瓶","国产","HCS10197","重庆新一产生命科技有限公司"]
["00417834","京械注准20152401245","心肌肌钙蛋白I/肌红蛋白/肌酸激酶同工酶测定试剂盒（荧光免疫层析法）","其他","体外诊断试剂","POCT组","肌钙蛋白I、肌酸激酶同工酶、肌红蛋白联合检测试剂【POCT检测试剂/心肌标志物测定/（荧光免疫法）】","1","1盒/盒","国产","HCS01836","北京乐普诊断科技股份有限公司（原北京乐普医疗科技有限责任公司）"]
["00417505","闽厦械备20250295","MART-1/melanA抗体试剂(免疫组织化学法)","液体","体外诊断试剂","病理学与细胞学检测组","黑色素瘤检测试剂（Melanom）   【病理学/免疫组织化学抗体试剂/免疫组织化学】","1","1瓶/瓶","国产","HCS03160","厦门通灵生物医药科技股份有限公司"]
["00417734","苏镇械备20190134号","Thyroglobulin抗体试剂/检测试剂盒（免疫组织化学）","试剂","体外诊断试剂","病理学与细胞学检测组","甲状腺球蛋白检测试剂(Thyroglobulin  Tg )【病理学/免疫组织化学抗体试剂/免疫组织化学】","1","1支/盒","国产","HCS07490","镇江爱必梦生物科技有限公司"]
["00417891","渝高新械备20250039号","HIF-1α抗体试剂(免疫组织化学)","本试剂主要成分为HIF-1α重组兔单克隆抗体、牛血清白蛋白&lt;1.0%、羊血清&lt;1.0%、Proclin 300≤0.1%、PBS缓冲液。","体外诊断试剂","病理学与细胞学检测组","缺氧诱导因子 1a检测试剂（ HIF-1a） 【病理学/免疫组织化学抗体试剂/免疫组织化学】","1","1瓶/瓶","国产","HCS10197","重庆新一产生命科技有限公司"]
["00417713","苏镇械备20190077号","Lysozyme抗体试剂/检测试剂盒（免疫组织化学）","试剂","体外诊断试剂","病理学与细胞学检测组","溶菌酶检测试剂（Lysozyme） 【病理学/免疫组织化学抗体试剂/免疫组织化学】","1","1支/盒","国产","HCS07490","镇江爱必梦生物科技有限公司"]
["00417738","苏镇械备20190139号","N-cadherin抗体试剂/检测试剂盒（免疫组织化学）","试剂","体外诊断试剂","病理学与细胞学检测组","神经性钙黏附蛋白检测试剂(N-Cadherin ) 【病理学/免疫组织化学抗体试剂/免疫组织化学】","1","1支/盒","国产","HCS07490","镇江爱必梦生物科技有限公司"]
["00417543","闽厦械备20250269","GAP43抗体试剂（免疫组织化学法）","液体","体外诊断试剂","病理学与细胞学检测组","神经元特异性烯醇化酶检测试剂 (NSE)  【病理学/免疫组织化学抗体试剂/免疫组织化学】","1","1瓶/瓶","国产","HCS03160","厦门通灵生物医药科技股份有限公司"]
["00417639","苏镇械备20180089号","NSE抗体试剂/检测试剂盒(免疫组织化学)","试剂","体外诊断试剂","病理学与细胞学检测组","神经元特异性烯醇化酶检测试剂 (NSE)  【病理学/免疫组织化学抗体试剂/免疫组织化学】","1","1支/盒","国产","HCS07490","镇江爱必梦生物科技有限公司"]
["00417947","渝高新械备20250082号","神经原烯醇化酶(NSE)抗体试剂(免疫组织化学)","本试剂主要成分为NSE重组鼠单克隆抗体、牛血清白蛋白&lt;1.0%、羊血清&lt;1.0%、Proclin 300≤0.1%、PBS缓冲液。","体外诊断试剂","病理学与细胞学检测组","神经元特异性烯醇化酶检测试剂 (NSE)  【病理学/免疫组织化学抗体试剂/免疫组织化学】","1","1瓶/瓶","国产","HCS10197","重庆新一产生命科技有限公司"]
["00418404","国械备20181614号","NSE抗体试剂（免疫组织化学）BOND Ready-to-Use Primary Antibody Neuron Specific Enolase (22C9)","液体","体外诊断试剂","病理学与细胞学检测组","神经元特异性烯醇化酶检测试剂 (NSE)  【病理学/免疫组织化学抗体试剂/免疫组织化学】","1","1支/支","进口","J4261","徕卡显微系统（上海）贸易有限公司"]
["00418021","国械注准20253401158","ApoE基因多态性检测试剂盒（PCR-荧光探针法）","液体","体外诊断试剂","分子检测试剂","载脂蛋白E基因分型检测试剂 ??【分子诊断（专用）/其它疾病/PCR-杂交法】","12","12人份/盒","国产","HCS01906","重庆京因生物科技有限责任公司"]
["00417332","粤深械备20240459","裂解液","液体","体外诊断试剂","分子检测试剂","裂解缓冲液【分子诊断（专用）/其它/-】","1","1盒/盒","国产","HCS02310","深圳迈瑞生物医疗电子股份有限公司"]
["00414958","渝械备20150078号","营养琼脂培养基","蛋白胨，氣化钠，牛肉浸出粉，琼脂","体外诊断试剂","微生物检验组","营养琼脂平板培养基【微生物-开放/病原菌培养/培养法】","5","5个/包","国产","HCS03241","重庆庞通医疗器械有限公司"]
["00414959","渝械备20150078号","营养琼脂培养基","蛋白胨，氣化钠，牛肉浸出粉，琼脂","体外诊断试剂","微生物检验组","营养琼脂平板培养基【微生物-开放/病原菌培养/培养法】","10","10个/包","国产","HCS03241","重庆庞通医疗器械有限公司"]
["00416822","苏械注准20172401018","游离三碘甲状腺原氨酸检测试剂盒（化学发光免疫分析法）","液体","体外诊断试剂","免疫分析试剂","游离三碘甲状腺原氨酸检测试剂【免疫（专用）/甲状腺功能检测/化学发光】","1","1盒/盒","国产","HCS01775","苏州长光华医生物医学工程有限公司"]
["00390979","湘械注准20242401028","甲状腺球蛋白（TG）测定试剂盒（化学发光免疫分析法）","液体","体外诊断试剂","免疫分析试剂","甲状腺球蛋白检测试剂【免疫（专用）/甲状腺功能检测/化学发光】","1","1盒/盒","国产","HCS03740","湖南菲科生物技术有限公司"]
["00418726","湘械注准20252400521","甲状腺球蛋白测定试剂盒（电化学发光法）","液体","体外诊断试剂","免疫分析试剂","甲状腺球蛋白检测试剂【免疫（专用）/甲状腺功能检测/化学发光】","1","1盒/盒","国产","HCS10014","长沙安赛诊断生物技术有限公司"]
["00416954","苏械注准20252400493","叶酸测定试剂盒(荧光免疫层析法)","/","体外诊断试剂","免疫分析试剂","红细胞内叶酸检测【免疫（专用）/代谢标记物检测/化学发光】","25","25人份/盒","国产","HCS03209","无锡博慧斯生物医药科技有限公司"]
["00414463","皖械注准20252400141","Ⅲ型前胶原N端肽(PⅢ-NP)检测试剂盒（荧光免疫层析法）","塑料卡壳+试剂条","体外诊断试剂","免疫分析试剂","III型前胶原N端肽检测试剂【免疫（专用）/代谢标记物检测/化学发光】","1","1盒/盒","国产","HCS05444","安徽华培生物科技有限公司"]
["00412054","浙械注准20242402027","视黄醇结合蛋白测定试剂盒(速率散射比浊法","液体","体外诊断试剂","免疫分析试剂","视黄醇结合蛋白检测试剂【免疫（专用）/特种蛋白检测/散射比浊法】","1","1盒/盒","国产","HCS05021","杭州康知生物科技有限公司"]
["00418226","冀械注准20152400160","抗心磷脂抗体（ACA）检测试纸 （胶体金法）","不区分","体外诊断试剂","POCT组","抗心磷脂抗体IgA/G/M检测试剂【POCT检测试剂/抗原抗体检测/（ELISA法）】","1","1盒/盒","国产","HCS03928","河北博海生物工程开发有限公司"]
["00418243","冀械注准20152400160","抗心磷脂抗体（ACA）检测试纸 （胶体金法）","不区分","体外诊断试剂","POCT组","抗心磷脂抗体IgA/G/M检测试剂【POCT检测试剂/抗原抗体检测/（ELISA法）】","1","1袋/袋","国产","HCS03928","河北博海生物工程开发有限公司"]
["00418352","闽厦械备20250284","δ样蛋白3（DLL3）抗体试剂（免疫组织化学法）","液体","体外诊断试剂","病理学与细胞学检测组","肺癌耐药基因检测试剂（ LRP ）【病理学/免疫组织化学抗体试剂/免疫组织化学】","1","1瓶/瓶","国产","HCS03160","厦门通灵生物医药科技股份有限公司"]
["00417847","渝高新械备20240024号","Ki-67 抗体试剂(免疫组织化学)","本试剂主要成分为Ki-67重组免单克隆抗体、牛血清白蛋白&lt;1.0%、羊血清&lt;1.0%、Proclin 300≤0.1%、PBS缓冲液","体外诊断试剂","病理学与细胞学检测组","核抗原检测试剂（Ki-67）【病理学/免疫组织化学抗体试剂/免疫组织化学】","1","1瓶/瓶","国产","HCS10197","重庆新一产生命科技有限公司"]
["00417568","苏镇械备20180019号","Ki-67抗体试剂/检测试剂盒（免疫组织化学）","试剂","体外诊断试剂","病理学与细胞学检测组","核抗原检测试剂（Ki-67）【病理学/免疫组织化学抗体试剂/免疫组织化学】","1","1支/盒","国产","HCS07490","镇江爱必梦生物科技有限公司"]
["00417874","渝高新械备20250026号","甲状腺过氧化物酶(TPO)抗体试剂(免疫组织化学)","本试剂主要成分为TPO重组鼠单克隆抗体、牛血清白蛋白&lt;1.0%、羊血清&lt;1.0%、Proclin 300≤0.1%、PBS缓冲液。","体外诊断试剂","病理学与细胞学检测组","甲状腺过氧化物酶检测试剂(Thyroid Peroxidase ） 【病理学/免疫组织化学抗体试剂/免疫组织化学】","1","1瓶/瓶","国产","HCS10197","重庆新一产生命科技有限公司"]
["00417748","苏镇械备20190161号","Tpo抗体试剂/检测试剂盒（免疫组织化学）","试剂","体外诊断试剂","病理学与细胞学检测组","甲状腺过氧化物酶检测试剂(Thyroid Peroxidase ） 【病理学/免疫组织化学抗体试剂/免疫组织化学】","1","1支/盒","国产","HCS07490","镇江爱必梦生物科技有限公司"]
["00417880","渝高新械备20250031号","甲状腺转录因子-1(TTF-1)抗体试剂(免疫组织化学)","本试剂主要成分为TTF-1重组兔单克隆抗体、牛血清白蛋白&lt;1.0%、羊血清&lt;1.0%、Proclin 300≤0.1%、PBS缓冲液。","体外诊断试剂","病理学与细胞学检测组","甲状腺转录因子1检测试剂（TTF-1）【病理学/免疫组织化学抗体试剂/免疫组织化学】","1","1瓶/瓶","国产","HCS10197","重庆新一产生命科技有限公司"]
["00417656","苏镇械备20180115号","甲状腺转录因子-1(TTF-1)抗体试剂/检测试剂盒(免疫组织化学)","试剂","体外诊断试剂","病理学与细胞学检测组","甲状腺转录因子1检测试剂（TTF-1）【病理学/免疫组织化学抗体试剂/免疫组织化学】","1","1支/盒","国产","HCS07490","镇江爱必梦生物科技有限公司"]
["00418366","国械备20180246号","甲状腺转录因子-1（TTF-1）抗体试剂（免疫组织化学）BOND Ready-to-Use Primary Antibody Thyroid Transcription Factor-1 (SPT24)","液体","体外诊断试剂","病理学与细胞学检测组","甲状腺转录因子1检测试剂（TTF-1）【病理学/免疫组织化学抗体试剂/免疫组织化学】","1","1支/支","进口","J4261","徕卡显微系统（上海）贸易有限公司"]
["00417850","渝高新械备20240025号","抗体稀释液","PBS缓冲液、牛血清白蛋白、羊血清、Proclin 300。","体外诊断试剂","病理学与细胞学检测组","抗体稀释液【病理学/免疫组织化学抗体试剂/免疫组织化学】","1","1瓶/瓶","国产","HCS10197","重庆新一产生命科技有限公司"]
["00419202","苏宁械备20230237","抗广谱原肌球蛋白受体激酶(TRK)兔单克隆 抗体试剂（免疫组织化学法）","试剂","体外诊断试剂","病理学与细胞学检测组","抗体稀释液【病理学/免疫组织化学抗体试剂/免疫组织化学】","1","1瓶/盒","国产","HCS08293","卡秋（江苏）生物科技有限公司"]
["00418227","冀械注准20152400167","抗胰岛素自身抗体（IAA）检测试纸（胶体金法）","不区分","体外诊断试剂","病理学与细胞学检测组","抗胰岛素样生长因子受体1检测试剂（G11 ）【病理学/免疫组织化学抗体试剂/免疫组织化学】","1","1盒/盒","国产","HCS03928","河北博海生物工程开发有限公司"]
["00418244","冀械注准20152400167","抗胰岛素自身抗体（IAA）检测试纸（胶体金法）","不区分","体外诊断试剂","病理学与细胞学检测组","抗胰岛素样生长因子受体1检测试剂（G11 ）【病理学/免疫组织化学抗体试剂/免疫组织化学】","1","1袋/袋","国产","HCS03928","河北博海生物工程开发有限公司"]
["00415129","国械备20190192号","CD34抗体试剂（免疫组织化学） BOND Ready-to-Use Primary Antibody CD34 (QBEnd/10)","液体","体外诊断试剂","病理学与细胞学检测组","内皮细胞标记检测试剂（CD34） 【病理学/免疫组织化学抗体试剂/免疫组织化学】","1","1支/支","进口","J4261","徕卡显微系统（上海）贸易有限公司"]
["00417686","苏镇械备20190017号","CD34抗体试剂/检测试剂盒（免疫组织化学）","试剂","体外诊断试剂","病理学与细胞学检测组","内皮细胞标记检测试剂（CD34） 【病理学/免疫组织化学抗体试剂/免疫组织化学】","1","1支/盒","国产","HCS07490","镇江爱必梦生物科技有限公司"]
["00417838","渝高新械备20240018号","CD34 抗体试剂(免疫组织化学)","本试剂主要成分为CD34重组单克隆抗体(克隆号:QBEND/10)、牛血清白蛋白&lt;1.0%、羊血清&lt;1.0%、Proclin 300&lt;0.1%、PBS缓冲液。","体外诊断试剂","病理学与细胞学检测组","内皮细胞标记检测试剂（CD34） 【病理学/免疫组织化学抗体试剂/免疫组织化学】","1","1瓶/瓶","国产","HCS10197","重庆新一产生命科技有限公司"]
["00417469","闽厦械备20250294","CD34抗体试剂(免疫组织化学法)","液体","体外诊断试剂","病理学与细胞学检测组","内皮细胞标记检测试剂（CD34） 【病理学/免疫组织化学抗体试剂/免疫组织化学】","1","1瓶/瓶","国产","HCS03160","厦门通灵生物医药科技股份有限公司"]
["00417725","苏镇械备20190115号","细胞角蛋白20抗体试剂/检测试剂盒（免疫组织化学）","试剂","体外诊断试剂","病理学与细胞学检测组","细胞角蛋白20检测试剂（CK20） 【病理学/免疫组织化学抗体试剂/免疫组织化学】","1","1支/盒","国产","HCS07490","镇江爱必梦生物科技有限公司"]
["00417433","国械备20190568号","细胞角蛋白20抗体试剂（免疫组织化学）BOND Ready-to-Use Primary Antibody Cytokeratin 20 (Ks20.8)","液体","体外诊断试剂","病理学与细胞学检测组","细胞角蛋白20检测试剂（CK20） 【病理学/免疫组织化学抗体试剂/免疫组织化学】","1","1支/支","进口","J4261","徕卡显微系统（上海）贸易有限公司"]
["00418522","湘长械备20220995号","雄激素受体剪切变异体7（AR-V7）抗体试剂（免疫组织化学法）","液体","体外诊断试剂","病理学与细胞学检测组","雄激素受体检测试剂（Androgen Receptor（AR）  ）【病理学/免疫组织化学抗体试剂/免疫组织化学】","15","15人份/瓶","国产","HCS08346","湖南艾方生物科技有限公司"]
["00418523","湘长械备20220995号","雄激素受体剪切变异体7（AR-V7）抗体试剂（免疫组织化学法）","液体","体外诊断试剂","病理学与细胞学检测组","雄激素受体检测试剂（Androgen Receptor（AR）  ）【病理学/免疫组织化学抗体试剂/免疫组织化学】","30","30人份/瓶","国产","HCS08346","湖南艾方生物科技有限公司"]
["00418524","湘长械备20220995号","雄激素受体剪切变异体7（AR-V7）抗体试剂（免疫组织化学法）","液体","体外诊断试剂","病理学与细胞学检测组","雄激素受体检测试剂（Androgen Receptor（AR）  ）【病理学/免疫组织化学抗体试剂/免疫组织化学】","60","60人份/瓶","国产","HCS08346","湖南艾方生物科技有限公司"]
["00417918","渝高新械备20250055号","雄激素受体(AR)抗体试剂(免疫组织化学)","本试剂主要成分为AR重组兔单克隆抗体、牛血清白蛋白&lt;1.0%、羊血清&lt;1.0%、Proclin 300≤0.1%、PBS缓冲液。","体外诊断试剂","病理学与细胞学检测组","雄激素受体检测试剂（Androgen Receptor（AR）  ）【病理学/免疫组织化学抗体试剂/免疫组织化学】","1","1瓶/瓶","国产","HCS10197","重庆新一产生命科技有限公司"]
["00417761","苏镇械备20220075","AndrogenReceptor抗体试剂/检测试剂盒(免疫组织化学)","试剂","体外诊断试剂","病理学与细胞学检测组","雄激素受体检测试剂（Androgen Receptor（AR）  ）【病理学/免疫组织化学抗体试剂/免疫组织化学】","1","1支/盒","国产","HCS07490","镇江爱必梦生物科技有限公司"]
["00418662","湘长械备20250140号","ARID1A抗体试剂（免疫组织化学法）","液体","体外诊断试剂","病理学与细胞学检测组","雄激素受体检测试剂（Androgen Receptor（AR）  ）【病理学/免疫组织化学抗体试剂/免疫组织化学】","15","15人份/瓶","国产","HCS08346","湖南艾方生物科技有限公司"]
["00418663","湘长械备20250140号","ARID1A抗体试剂（免疫组织化学法）","液体","体外诊断试剂","病理学与细胞学检测组","雄激素受体检测试剂（Androgen Receptor（AR）  ）【病理学/免疫组织化学抗体试剂/免疫组织化学】","30","30人份/瓶","国产","HCS08346","湖南艾方生物科技有限公司"]
["00418664","湘长械备20250140号","ARID1A抗体试剂（免疫组织化学法）","液体","体外诊断试剂","病理学与细胞学检测组","雄激素受体检测试剂（Androgen Receptor（AR）  ）【病理学/免疫组织化学抗体试剂/免疫组织化学】","60","60人份/瓶","国产","HCS08346","湖南艾方生物科技有限公司"]
["00417691","苏镇械备20190033号","CD45R抗体试剂/检测试剂盒（免疫组织化学）","试剂","体外诊断试剂","病理学与细胞学检测组","CD45R抗体试剂【病理学/免疫组织化学抗体试剂/免疫组织化学】","1","1支/盒","国产","HCS07490","镇江爱必梦生物科技有限公司"]
["00417647","苏镇械备20180098号","CD71抗体试剂/检测试剂盒(免疫组织化学)","试剂","体外诊断试剂","病理学与细胞学检测组","CD71抗体试剂【病理学/免疫组织化学抗体试剂/免疫组织化学】","1","1支/盒","国产","HCS07490","镇江爱必梦生物科技有限公司"]
["00417677","苏镇械备20190004号","CA IX碳酸酐酶9抗体试剂/检测试剂盒（免疫组织化学）","试剂","体外诊断试剂","病理学与细胞学检测组","碳酸酐酶Ⅸ检测试剂（CA IX）【病理学/免疫组织化学抗体试剂/免疫组织化学】","1","1支/盒","国产","HCS07490","镇江爱必梦生物科技有限公司"]
["00417840","渝高新械备20240020号","细胞角蛋白5(CK5)抗体试剂(免疫组织化学)","本试剂主要成分为CK5重组单克隆抗体(克隆号:GMEM0H4)、牛血清白蛋白&lt;1.0%、羊血清&lt;1.0%、Proclin 300≤0.1%、PBS缓冲液","体外诊断试剂","病理学与细胞学检测组","细胞角蛋白5 检测试剂（CK5 ）【病理学/免疫组织化学抗体试剂/免疫组织化学】","1","1瓶/瓶","国产","HCS10197","重庆新一产生命科技有限公司"]
["00417777","苏镇械备20180082号","GlycophorinA抗体试剂/检测试剂盒(免疫组织化学)","试剂","体外诊断试剂","病理学与细胞学检测组","GlycophorinA抗体试剂【病理学/免疫组织化学抗体试剂/免疫组织化学】","1","1支/盒","国产","HCS07490","镇江爱必梦生物科技有限公司"]
["00418385","国械备20181594号","Human Chorionic Gonadotropin抗体试剂（免疫组织化学)BOND Ready-To-Use Primary Antibody Human Chorionic Gonadotrophin (Polyclonal)","液体","体外诊断试剂","病理学与细胞学检测组","HumanChorionicGonadotropin（人绒毛膜促性腺激素）抗体试剂【病理学/免疫组织化学抗体试剂/免疫组织化学】","1","1支/支","进口","J4261","徕卡显微系统（上海）贸易有限公司"]
["00417615","苏镇械备20180064号","HumanChorionicGonadotropin抗体试剂/检测试剂盒(免疫组织化学)","试剂","体外诊断试剂","病理学与细胞学检测组","HumanChorionicGonadotropin（人绒毛膜促性腺激素）抗体试剂【病理学/免疫组织化学抗体试剂/免疫组织化学】","1","1支/盒","国产","HCS07490","镇江爱必梦生物科技有限公司"]
["00417751","苏镇械备20190168号","Lambda抗体试剂/检测试剂盒（免疫组织化学）","试剂","体外诊断试剂","病理学与细胞学检测组","Lambda链抗体试剂【病理学/免疫组织化学抗体试剂/免疫组织化学】","1","1支/盒","国产","HCS07490","镇江爱必梦生物科技有限公司"]
["00417036","鲁济械备20220296号","WT1抗体试剂（免疫组织化学法）","化学试剂","体外诊断试剂","病理学与细胞学检测组","WT1抗体试剂【病理学/免疫组织化学抗体试剂/免疫组织化学】","30","30测试/瓶","国产","HCS06470","山东新生命医疗科技有限公司"]
["00417038","鲁济械备20220296号","WT1抗体试剂（免疫组织化学法）","化学试剂","体外诊断试剂","病理学与细胞学检测组","WT1抗体试剂【病理学/免疫组织化学抗体试剂/免疫组织化学】","60","60测试/瓶","国产","HCS06470","山东新生命医疗科技有限公司"]
["00417039","鲁济械备20220296号","WT1抗体试剂（免疫组织化学法）","化学试剂","体外诊断试剂","病理学与细胞学检测组","WT1抗体试剂【病理学/免疫组织化学抗体试剂/免疫组织化学】","70","70测试/瓶","国产","HCS06470","山东新生命医疗科技有限公司"]
["00417658","苏镇械备20180120号","WT1抗体试剂/检测试剂盒(免疫组织化学)","试剂","体外诊断试剂","病理学与细胞学检测组","WT1抗体试剂【病理学/免疫组织化学抗体试剂/免疫组织化学】","1","1支/盒","国产","HCS07490","镇江爱必梦生物科技有限公司"]
["00417424","国械备20190331号","WT1抗体试剂（免疫组织化学）BOND Ready-to-Use Primary Antibody Wilms’ Tumor (WT49)","液体","体外诊断试剂","病理学与细胞学检测组","WT1抗体试剂【病理学/免疫组织化学抗体试剂/免疫组织化学】","1","1支/支","进口","J4261","徕卡显微系统（上海）贸易有限公司"]
["00417510","闽厦械备20250300","肾母细胞瘤基因(WT1)抗体试剂(免疫组织化学法)","液体","体外诊断试剂","病理学与细胞学检测组","WT1抗体试剂【病理学/免疫组织化学抗体试剂/免疫组织化学】","1","1瓶/瓶","国产","HCS03160","厦门通灵生物医药科技股份有限公司"]
["00417383","浙甬械备20190221号","伊红染色液","液体","体外诊断试剂","病理学与细胞学检测组","伊红染色液【病理学/组织病理学配套试剂/常规病理技术】","1","1瓶/瓶","国产","HCS05306","宁波察微生物科技有限公司"]
["00417394","浙甬械备20190221号","伊红染色液","液体","体外诊断试剂","病理学与细胞学检测组","伊红染色液【病理学/组织病理学配套试剂/常规病理技术】","1","1瓶/瓶","国产","HCS05306","宁波察微生物科技有限公司"]
["00413638","国械注准20253400434","人类免疫缺陷病毒抗原及抗体（HIV Ag/Ab）质控品","液体","体外诊断试剂","POCT组","人类免疫缺陷病毒抗原及抗体质控品检测【POCT检测试剂/病原体检测/-】","1","1盒/盒","国产","HCS02053","四川沃文特生物技术有限公司"]
["00417410","国械备20190117号","间皮素（Mesothelin）抗体试剂（免疫组织化学法）BOND Ready-to-Use Primary Antibody Mesothelin (5B2)","液体","体外诊断试剂","病理学与细胞学检测组","Mesothelin检测试剂【病理学/免疫组织化学抗体试剂/免疫组织化学】","1","1支/支","进口","J4261","徕卡显微系统（上海）贸易有限公司"]
["00416205","沪闵械备20180092号","MLH1抗体试剂（免疫组织化学）","其他","体外诊断试剂","病理学与细胞学检测组","MLH1检测试剂【病理学/免疫组织化学抗体试剂/免疫组织化学】","1","1盒/盒","国产","HCS03622","基因科技（上海）股份有限公司"]
["00417566","苏镇械备20180017号","MLH1抗体试剂/检测试剂盒（免疫组织化学）","试剂","体外诊断试剂","病理学与细胞学检测组","MLH1检测试剂【病理学/免疫组织化学抗体试剂/免疫组织化学】","1","1支/盒","国产","HCS07490","镇江爱必梦生物科技有限公司"]
["00417871","渝高新械备20250022号","错配修复蛋白(MLH1)抗体试剂(免疫组织化学)","本试剂主要成分为MLH1 重组免单克隆抗体、牛血清白蛋白&lt;1.0%、羊血清&lt;1.0%、Proclin 300≤0.1%、PBS缓冲液。","体外诊断试剂","病理学与细胞学检测组","MLH1检测试剂【病理学/免疫组织化学抗体试剂/免疫组织化学】","1","1瓶/瓶","国产","HCS10197","重庆新一产生命科技有限公司"]
["00417750","苏镇械备20190167号","Neu-N抗体试剂/检测试剂盒（免疫组织化学）","试剂","体外诊断试剂","病理学与细胞学检测组","NeuN检测试剂【病理学/免疫组织化学抗体试剂/免疫组织化学】","1","1支/盒","国产","HCS07490","镇江爱必梦生物科技有限公司"]
["00416340","沪闵械备20180008号","p40抗体试剂（免疫组织化学）","其他","体外诊断试剂","病理学与细胞学检测组","p40检测试剂【病理学/免疫组织化学抗体试剂/免疫组织化学】","1","1盒/盒","国产","HCS03622","基因科技（上海）股份有限公司"]
["00417624","苏镇械备20180076号","p40抗体试剂/检测试剂盒(免疫组织化学)","试剂","体外诊断试剂","病理学与细胞学检测组","p40检测试剂【病理学/免疫组织化学抗体试剂/免疫组织化学】","1","1支/盒","国产","HCS07490","镇江爱必梦生物科技有限公司"]
["00417859","渝高新械备20250010号","p40抗体试剂(免疫组织化学)","本试剂主要成分为 p40重组免单克隆抗体、牛血清白蛋白&lt;1.0%、羊血清&lt;1.0%、Proclin 300≤0.1%、PBS 缓冲液。","体外诊断试剂","病理学与细胞学检测组","p40检测试剂【病理学/免疫组织化学抗体试剂/免疫组织化学】","1","1瓶/瓶","国产","HCS10197","重庆新一产生命科技有限公司"]
["00416344","沪闵械备20180033号","Pax-8抗体试剂（免疫组织化学）","其他","体外诊断试剂","病理学与细胞学检测组","PAX-8检测试剂 【病理学/免疫组织化学抗体试剂/免疫组织化学】","1","1盒/盒","国产","HCS03622","基因科技（上海）股份有限公司"]
["00417585","苏镇械备20180034号","Pax-8抗体试剂/检测试剂盒(免疫组织化学)","试剂","体外诊断试剂","病理学与细胞学检测组","PAX-8检测试剂 【病理学/免疫组织化学抗体试剂/免疫组织化学】","1","1支/盒","国产","HCS07490","镇江爱必梦生物科技有限公司"]
["00417695","苏镇械备20190038号","CD68抗体试剂/检测试剂盒（免疫组织化学）","试剂","体外诊断试剂","病理学与细胞学检测组","CD68检测试剂【病理学/免疫组织化学抗体试剂/免疫组织化学】","1","1支/盒","国产","HCS07490","镇江爱必梦生物科技有限公司"]
["00417866","渝高新械备20250016号","CD68抗体试剂(免疫组织化学)","本试剂主要成分为 CD68重组鼠单克隆抗体、牛血清白蛋白&lt;1.0%、羊血清&lt;1.0%、Proclin 300≤0.1%、PBS缓冲液。","体外诊断试剂","病理学与细胞学检测组","CD68检测试剂【病理学/免疫组织化学抗体试剂/免疫组织化学】","1","1瓶/瓶","国产","HCS10197","重庆新一产生命科技有限公司"]
["00417058","鲁济械备20220401号","CD68抗体试剂 (免疫组织化学法)","化学试剂","体外诊断试剂","病理学与细胞学检测组","CD68检测试剂【病理学/免疫组织化学抗体试剂/免疫组织化学】","30","30测试/瓶","国产","HCS06470","山东新生命医疗科技有限公司"]
["00417060","鲁济械备20220401号","CD68抗体试剂 (免疫组织化学法)","化学试剂","体外诊断试剂","病理学与细胞学检测组","CD68检测试剂【病理学/免疫组织化学抗体试剂/免疫组织化学】","60","60测试/瓶","国产","HCS06470","山东新生命医疗科技有限公司"]
["00417062","鲁济械备20220401号","CD68抗体试剂 (免疫组织化学法)","化学试剂","体外诊断试剂","病理学与细胞学检测组","CD68检测试剂【病理学/免疫组织化学抗体试剂/免疫组织化学】","70","70测试/瓶","国产","HCS06470","山东新生命医疗科技有限公司"]
["00417679","苏镇械备20190007号","CD7抗体试剂/检测试剂盒（免疫组织化学）","试剂","体外诊断试剂","病理学与细胞学检测组","CD7检测试剂 【病理学/免疫组织化学抗体试剂/免疫组织化学】","1","1支/盒","国产","HCS07490","镇江爱必梦生物科技有限公司"]
["00418382","国械备20181591号","Protein Gene Product 9.5抗体试剂（免疫组织化学）BOND Ready-to-Use Primary Antibody Protein Gene Product 9.5 (10A1)","液体","体外诊断试剂","病理学与细胞学检测组","蛋白基因产物9.5 检测试剂（PGP9.5）【病理学/免疫组织化学抗体试剂/免疫组织化学】","1","1支/支","进口","J4261","徕卡显微系统（上海）贸易有限公司"]
["00417575","苏镇械备20180029号","细胞角蛋白18抗体试剂/检测试剂盒（免疫组织化学）","试剂","体外诊断试剂","病理学与细胞学检测组","细胞角蛋白18检测试剂（CK18） 【病理学/免疫组织化学抗体试剂/免疫组织化学】","1","1支/盒","国产","HCS07490","镇江爱必梦生物科技有限公司"]
["00417884","渝高新械备20250035号","细胞角蛋白 18(CK18)抗体试剂(免疫组织化学)","本试剂主要成分为CK-18重组兔单克隆抗体、牛血清白蛋白&lt;1.0%、羊血清&lt;1.0%、Proclin 300≤0.1%、PBS缓冲液。","体外诊断试剂","病理学与细胞学检测组","细胞角蛋白18检测试剂（CK18） 【病理学/免疫组织化学抗体试剂/免疫组织化学】","1","1瓶/瓶","国产","HCS10197","重庆新一产生命科技有限公司"]
["00417674","苏镇械备20190003号","Calretinin抗体试剂/检测试剂盒（免疫组织化学）","试剂","体外诊断试剂","病理学与细胞学检测组","Calretinin检测试剂 【病理学/免疫组织化学抗体试剂/免疫组织化学】","1","1支/盒","国产","HCS07490","镇江爱必梦生物科技有限公司"]
["00418380","国械备20181468号","Calretinin抗体试剂（免疫组织化学）BOND Ready-to-Use Primary Antibody Calretinin (CAL6)","液体","体外诊断试剂","病理学与细胞学检测组","Calretinin检测试剂 【病理学/免疫组织化学抗体试剂/免疫组织化学】","1","1支/支","进口","J4261","徕卡显微系统（上海）贸易有限公司"]
["00418188","冀械注准20152400158","促黄体生成素（LH）检测试纸（胶体金法）","不区分","体外诊断试剂","病理学与细胞学检测组","促黄体生成素检测试剂（LH） 【病理学/免疫组织化学抗体试剂/免疫组织化学】","1","1盒/盒","国产","HCS03928","河北博海生物工程开发有限公司"]
["00418239","冀械注准20152400158","促黄体生成素（LH）检测试纸（胶体金法）","不区分","体外诊断试剂","病理学与细胞学检测组","促黄体生成素检测试剂（LH） 【病理学/免疫组织化学抗体试剂/免疫组织化学】","1","1袋/袋","国产","HCS03928","河北博海生物工程开发有限公司"]
["00417614","苏镇械备20180063号","LuteinizingHormone抗体试剂/检测试剂盒(免疫组织化学)","试剂","体外诊断试剂","病理学与细胞学检测组","促黄体生成素检测试剂（LH） 【病理学/免疫组织化学抗体试剂/免疫组织化学】","1","1支/盒","国产","HCS07490","镇江爱必梦生物科技有限公司"]
["00418830","国械备20240359","样本稀释液 ThCG Diluent","液体","体外诊断试剂","免疫分析试剂","样本稀释液【免疫（专用）/其他检测/配套试剂】","1","1盒/盒","进口","J3974","西门子医学诊断产品（上海）有限公司"]
["00417166","津械注准20192400145","钙卫蛋白检测试剂盒（磁微粒化学发光法）","生物制剂","体外诊断试剂","体液分析组","其他粪便常规检验试剂【体液诊断分析试剂/粪便常规检验/-】","100","100测试/盒","国产","HCS07861","弗雷米德生物医药技术（天津）有限公司"]
["00416354","湘械注准20252400636","钙卫蛋白检测试剂盒（免疫荧光法）","PCV板、样品垫、结合垫、硝酸纤维素膜、吸水纸","体外诊断试剂","体液分析组","其他粪便常规检验试剂【体液诊断分析试剂/粪便常规检验/-】","1","1盒/盒","国产","HCS02052","长沙协大生物科技有限公司"]
["00418304","国械注准20173401413","抗人球蛋白(抗IgG、抗C3d)检测卡（微柱凝胶法）","其他","体外诊断试剂","血液分析试剂","抗人球蛋白试剂卡（单克隆、多克隆）【血液诊断分析试剂/血型鉴定及交叉配血/微柱凝法集】","1","1盒/盒","国产","HCS01836","北京乐普诊断科技股份有限公司（原北京乐普医疗科技有限责任公司）"]
["00417911","滇械注准20182400062","促黄体生成素（LH）半定量检测试纸（胶体金免疫层析法）","硝酸纤维素膜等","体外诊断试剂","体液分析组","LH排卵测定试纸条【体液诊断分析试剂/尿液干化学分析/金标法】","10","10人份/盒","国产","HCS09974","昆明联恩生物技术有限责任公司"]
["00417377","浙甬械备20180092号","苏木素染色液","液体","体外诊断试剂","病理学与细胞学检测组","苏木素染色液【病理学/组织病理学配套试剂/常规病理技术】","1","1瓶/瓶","国产","HCS05306","宁波察微生物科技有限公司"]
["00417088","鲁济械备20230405","EBER探针(原位杂交法)","化学试剂","体外诊断试剂","病理学与细胞学检测组","EBER探针试剂【病理学/原位杂交探针（专用）/原位杂交】","10","10测试/盒","国产","HCS06470","山东新生命医疗科技有限公司"]
["00417090","鲁济械备20230405","EBER探针(原位杂交法)","化学试剂","体外诊断试剂","病理学与细胞学检测组","EBER探针试剂【病理学/原位杂交探针（专用）/原位杂交】","25","25测试/盒","国产","HCS06470","山东新生命医疗科技有限公司"]
["00417092","鲁济械备20230405","EBER探针(原位杂交法)","化学试剂","体外诊断试剂","病理学与细胞学检测组","EBER探针试剂【病理学/原位杂交探针（专用）/原位杂交】","50","50测试/盒","国产","HCS06470","山东新生命医疗科技有限公司"]
["00417113","鲁济械备20240179","EBER探针(原位杂交法)","化学试剂","体外诊断试剂","病理学与细胞学检测组","EBER探针试剂【病理学/原位杂交探针（专用）/原位杂交】","10","10测试/套","国产","HCS06470","山东新生命医疗科技有限公司"]
["00417114","鲁济械备20240179","EBER探针(原位杂交法)","化学试剂","体外诊断试剂","病理学与细胞学检测组","EBER探针试剂【病理学/原位杂交探针（专用）/原位杂交】","25","25测试/套","国产","HCS06470","山东新生命医疗科技有限公司"]
["00417115","鲁济械备20240179","EBER探针(原位杂交法)","化学试剂","体外诊断试剂","病理学与细胞学检测组","EBER探针试剂【病理学/原位杂交探针（专用）/原位杂交】","50","50测试/套","国产","HCS06470","山东新生命医疗科技有限公司"]
["00416208","沪闵械备20180514号","MSH2抗体试剂（免疫组织化学）","其他","体外诊断试剂","病理学与细胞学检测组","MSH2检测试剂【病理学/免疫组织化学抗体试剂/免疫组织化学】","1","1盒/盒","国产","HCS03622","基因科技（上海）股份有限公司"]
["00417564","苏镇械备20180016号","MSH2抗体试剂/检测试剂盒(免疫组织化学)","试剂","体外诊断试剂","病理学与细胞学检测组","MSH2检测试剂【病理学/免疫组织化学抗体试剂/免疫组织化学】","1","1支/盒","国产","HCS07490","镇江爱必梦生物科技有限公司"]
["00417848","渝高新械备20240028号","MSH2抗体试剂(免疫组织化学)","本试剂主要成分为MSH2重组鼠单克隆抗体、牛血清白蛋白&lt;1.0%、羊血清&lt;1.0%、Proclin 300≤0.1%、PBS缓冲液","体外诊断试剂","病理学与细胞学检测组","MSH2检测试剂【病理学/免疫组织化学抗体试剂/免疫组织化学】","1","1瓶/瓶","国产","HCS10197","重庆新一产生命科技有限公司"]
["00417893","渝高新械备20250041号","黏蛋白1(MUC-1)抗体试剂(免疫组织化学)","本试剂主要成分为MUC-1重组兔单克隆抗体、牛血清白蛋白&lt;1.0%、羊血清&lt;1.0%、Proclin 300≤0.1%、PBS缓冲液。","体外诊断试剂","病理学与细胞学检测组","MUC-4检测试剂 【病理学/免疫组织化学抗体试剂/免疫组织化学】","1","1瓶/瓶","国产","HCS10197","重庆新一产生命科技有限公司"]
["00418409","粤穗械备20190589号","MUM1抗体试剂（免疫组织化学）","液体","体外诊断试剂","病理学与细胞学检测组","MUM1检测试剂 【病理学/免疫组织化学抗体试剂/免疫组织化学】","1","1瓶/瓶","国产","HCS07938","广州安特生物技术开发有限公司"]
["00417613","苏镇械备20180062号","MUM1抗体试剂/检测试剂盒(免疫组织化学)","试剂","体外诊断试剂","病理学与细胞学检测组","MUM1检测试剂 【病理学/免疫组织化学抗体试剂/免疫组织化学】","1","1支/盒","国产","HCS07490","镇江爱必梦生物科技有限公司"]
["00417885","渝高新械备20250036号","p120抗体试剂(免疫组织化学)","本试剂主要成分为p120重组兔单克隆抗体、牛血清白蛋白&lt;1.0%、羊血清&lt;1.0%、Proclin 300≤0.1%、PBS缓冲液。","体外诊断试剂","病理学与细胞学检测组","p120 Catenin检测试剂【病理学/免疫组织化学抗体试剂/免疫组织化学】","1","1瓶/瓶","国产","HCS10197","重庆新一产生命科技有限公司"]
["00417402","国械备20190013号","p120抗体试剂（免疫组织化学）BOND Ready-to-Use Primary Antibody p120 Catenin (EP66)","液体","体外诊断试剂","病理学与细胞学检测组","p120 Catenin检测试剂【病理学/免疫组织化学抗体试剂/免疫组织化学】","1","1支/支","进口","J4261","徕卡显微系统（上海）贸易有限公司"]
["00417737","苏镇械备20190138号","p120抗体试剂/检测试剂盒（免疫组织化学）","试剂","体外诊断试剂","病理学与细胞学检测组","p120 Catenin检测试剂【病理学/免疫组织化学抗体试剂/免疫组织化学】","1","1支/盒","国产","HCS07490","镇江爱必梦生物科技有限公司"]
["00416383","闽械注准20242400031","C肽测定试剂盒（荧光免疫层析法）","塑料","体外诊断试剂","POCT组","C肽检测试剂【POCT检测试剂/糖代谢检测/（免疫层析法）】","25","25人份/盒","国产","HCS01877","厦门为正生物科技股份有限公司"]
["00416957","苏械注准20242400468","C肽检测试剂盒(荧光免疫层析法)","/","体外诊断试剂","POCT组","C肽检测试剂【POCT检测试剂/糖代谢检测/（免疫层析法）】","25","25人份/盒","国产","HCS03209","无锡博慧斯生物医药科技有限公司"]
["00415123","国械备20180888号","TdT抗体试剂（免疫组织化学） BOND Ready-to-Use Primary Antibody Terminal Deoxynucleotidyl Transferase (SEN28)","液体","体外诊断试剂","病理学与细胞学检测组","TdT检测试剂【病理学/免疫组织化学抗体试剂/免疫组织化学】","1","1支/支","进口","J4261","徕卡显微系统（上海）贸易有限公司"]
["00417661","苏镇械备20180124号","TdT抗体试剂/检测试剂盒(免疫组织化学)","试剂","体外诊断试剂","病理学与细胞学检测组","TdT检测试剂【病理学/免疫组织化学抗体试剂/免疫组织化学】","1","1支/盒","国产","HCS07490","镇江爱必梦生物科技有限公司"]
["00418249","冀械注准20192400057","C反应蛋白检测试纸（胶体金法）","不区分","体外诊断试剂","POCT组","C反应蛋白检测试剂【POCT检测试剂/感染性指标检测/(胶体金法)】","1","1袋/袋","国产","HCS03928","河北博海生物工程开发有限公司"]
["00416385","闽械注准20242400028","胰岛素测定试剂盒（荧光免疫层析法）","塑料","体外诊断试剂","POCT组","胰岛素检测试剂【POCT检测试剂/糖代谢检测/（免疫层析法）】","25","25人份/盒","国产","HCS01877","厦门为正生物科技股份有限公司"]
["00416959","苏械注准20242400978","胰岛素检测试剂盒（荧光免疫层析法）","/","体外诊断试剂","POCT组","胰岛素检测试剂【POCT检测试剂/糖代谢检测/（免疫层析法）】","25","25人份/盒","国产","HCS03209","无锡博慧斯生物医药科技有限公司"]
["00418607","湘长械备20221067号","PEG10抗体试剂（免疫组织化学法）","液体","体外诊断试剂","病理学与细胞学检测组","PEG10检测试剂【病理学/免疫组织化学抗体试剂/免疫组织化学】","15","15人份/瓶","国产","HCS08346","湖南艾方生物科技有限公司"]
["00418608","湘长械备20221067号","PEG10抗体试剂（免疫组织化学法）","液体","体外诊断试剂","病理学与细胞学检测组","PEG10检测试剂【病理学/免疫组织化学抗体试剂/免疫组织化学】","30","30人份/瓶","国产","HCS08346","湖南艾方生物科技有限公司"]
["00418610","湘长械备20221067号","PEG10抗体试剂（免疫组织化学法）","液体","体外诊断试剂","病理学与细胞学检测组","PEG10检测试剂【病理学/免疫组织化学抗体试剂/免疫组织化学】","60","60人份/瓶","国产","HCS08346","湖南艾方生物科技有限公司"]
["00417552","闽厦械备20250272","TIM3抗体试剂（免疫组织化学法）","液体","体外诊断试剂","病理学与细胞学检测组","TIMP-2检测试剂【病理学/免疫组织化学抗体试剂/免疫组织化学】","1","1瓶/瓶","国产","HCS03160","厦门通灵生物医药科技股份有限公司"]
["00418400","湘械注准20252400757","抗促甲状腺素受体抗体测定试剂盒（化学发光免疫分析法）","液体","体外诊断试剂","病理学与细胞学检测组","TSH 促甲状腺素检测试剂 【病理学/免疫组织化学抗体试剂/免疫组织化学】","1","1盒/盒","国产","HCS03740","湖南菲科生物技术有限公司"]
["00417881","渝高新械备20250032号","绒毛蛋白(Villin)抗体试剂(免疫组织化学)","本试剂主要成分为Villin重组兔单克隆抗体、牛血清白蛋白&lt;1.0%、羊血清&lt;1.0%、Proclin 300≤0.1%、PBS缓冲液。","体外诊断试剂","病理学与细胞学检测组","Villin检测试剂【病理学/免疫组织化学抗体试剂/免疫组织化学】","1","1瓶/瓶","国产","HCS10197","重庆新一产生命科技有限公司"]
["00417747","苏镇械备20190160号","villin抗体试剂/检测试剂盒（免疫组织化学）","试剂","体外诊断试剂","病理学与细胞学检测组","Villin检测试剂【病理学/免疫组织化学抗体试剂/免疫组织化学】","1","1支/盒","国产","HCS07490","镇江爱必梦生物科技有限公司"]
["00405925","皖械注准20252400067","Ⅳ型胶原（CⅣ）检测试剂盒（荧光免疫层析法）","塑料卡壳+试剂条","体外诊断试剂","生化检验试剂","Ⅳ型胶原蛋白试剂【生化（开放）/蛋白试剂/胶乳增强免疫透射比浊法】","1","1盒/盒","国产","HCS05444","安徽华培生物科技有限公司"]
["00416641","鲁械注准20242400665","总蛋白测定试剂盒（双缩脲法）","试剂R:硫酸铜(3g/L)、氢氧化钠(24g/L)、碘化钾(5g/L)、酒石酸钾钠(9g/L);校准品:牛血清白蛋白(BSA)(定值见标签);质控品:牛血清白蛋白(BSA)(赋值见标签)。","体外诊断试剂","生化检验试剂","总蛋白试剂【生化（开放）/蛋白试剂/双缩脲法】","6","6支/盒","国产","HCS07294","汴京药业（山东）集团有限公司"]
["00417494","粤械注准20242400080","糖化血红蛋白（HbA1c）测定试剂盒（胶乳免疫比浊法）","R1:糖化血红蛋白(HbA1c)胶乳，含PBS缓冲液和proclin300。R2:糖化血红蛋白(HbA1c)抗体(鼠源)，含Tris缓冲液和proclin300。","体外诊断试剂","生化检验试剂","糖化血红蛋白试剂【生化（开放）/蛋白试剂/胶乳增强免疫透射比浊法】","50","50测试/盒","国产","HCS09881","深圳市科曼生物医疗有限公司"]
["00417495","粤械注准20242400080","糖化血红蛋白（HbA1c）测定试剂盒（胶乳免疫比浊法）","R1:糖化血红蛋白(HbA1c)胶乳，含PBS缓冲液和proclin300。R2:糖化血红蛋白(HbA1c)抗体(鼠源)，含Tris缓冲液和proclin300。","体外诊断试剂","生化检验试剂","糖化血红蛋白试剂【生化（开放）/蛋白试剂/胶乳增强免疫透射比浊法】","25","25测试/盒","国产","HCS09881","深圳市科曼生物医疗有限公司"]
["00417496","粤械注准20242400080","糖化血红蛋白（HbA1c）测定试剂盒（胶乳免疫比浊法）","R1:糖化血红蛋白(HbA1c)胶乳，含PBS缓冲液和proclin300。R2:糖化血红蛋白(HbA1c)抗体(鼠源)，含Tris缓冲液和proclin300。","体外诊断试剂","生化检验试剂","糖化血红蛋白试剂【生化（开放）/蛋白试剂/胶乳增强免疫透射比浊法】","150","150测试/盒","国产","HCS09881","深圳市科曼生物医疗有限公司"]
["00417497","粤械注准20242400080","糖化血红蛋白（HbA1c）测定试剂盒（胶乳免疫比浊法）","R1:糖化血红蛋白(HbA1c)胶乳，含PBS缓冲液和proclin300。R2:糖化血红蛋白(HbA1c)抗体(鼠源)，含Tris缓冲液和proclin300。","体外诊断试剂","生化检验试剂","糖化血红蛋白试剂【生化（开放）/蛋白试剂/胶乳增强免疫透射比浊法】","100","100测试/盒","国产","HCS09881","深圳市科曼生物医疗有限公司"]
["00417498","粤械注准20242400080","糖化血红蛋白（HbA1c）测定试剂盒（胶乳免疫比浊法）","R1:糖化血红蛋白(HbA1c)胶乳，含PBS缓冲液和proclin300。R2:糖化血红蛋白(HbA1c)抗体(鼠源)，含Tris缓冲液和proclin300。","体外诊断试剂","生化检验试剂","糖化血红蛋白试剂【生化（开放）/蛋白试剂/胶乳增强免疫透射比浊法】","300","300测试/盒","国产","HCS09881","深圳市科曼生物医疗有限公司"]
["00417924","渝高新械备20250061号","热休克蛋白 70(HSP70)抗体试剂(免疫组织化学)","本试剂主要成分为HSP70重组兔单克隆抗体、牛血清白蛋白&lt;1.0%、羊血清&lt;1.0%、Proclin 300≤0.1%、PBS缓冲液。","体外诊断试剂","病理学与细胞学检测组","热休克蛋白70检测试剂（HSP70）  【病理学/免疫组织化学抗体试剂/免疫组织化学】","1","1瓶/瓶","国产","HCS10197","重庆新一产生命科技有限公司"]
["00417883","渝高新械备20250034号","癌抗原 15-3(CA15-3)抗体试剂(免疫组织化学)","本试剂主要成分为CA15-3重组鼠单克隆抗体、牛血清白蛋白&lt;1.0%、羊血清&lt;1.0%、Proclin 300≤0.1%、PBS缓冲液。","体外诊断试剂","病理学与细胞学检测组","乳腺癌相关抗原检测试剂（CA153 ） 【病理学/免疫组织化学抗体试剂/免疫组织化学】","1","1瓶/瓶","国产","HCS10197","重庆新一产生命科技有限公司"]
["00418345","闽厦械备20250275","紧密连接蛋白-3（Claudin-3）抗体试剂（免疫组织化学法）","液体","体外诊断试剂","病理学与细胞学检测组","乳腺癌相关抗原检测试剂（CA153 ） 【病理学/免疫组织化学抗体试剂/免疫组织化学】","1","1瓶/瓶","国产","HCS03160","厦门通灵生物医药科技股份有限公司"]
["00417135","国械备20181612号","PLAP抗体试剂（免疫组织化学）BOND Ready-to-Use Primary Antibody Placental Alkaline Phosphatase (8A9)","液体","体外诊断试剂","病理学与细胞学检测组","胎盘碱性磷酸酶检测试剂（ PLAP） 【病理学/免疫组织化学抗体试剂/免疫组织化学】","1","1支/支","进口","J4261","徕卡显微系统（上海）贸易有限公司"]
["00417653","苏镇械备20180104号","PLAP抗体试剂/检测试剂盒(免疫组织化学)","试剂","体外诊断试剂","病理学与细胞学检测组","胎盘碱性磷酸酶检测试剂（ PLAP） 【病理学/免疫组织化学抗体试剂/免疫组织化学】","1","1支/盒","国产","HCS07490","镇江爱必梦生物科技有限公司"]
["00417921","渝高新械备20250058号","细胞角蛋白8(CK8)抗体试剂(免疫组织化学)","本试剂主要成分为CK8重组鼠单克隆抗体、牛血清白蛋白&lt;1.0%、羊血清&lt;1.0%、Proclin 300≤0.1%、PBS缓冲液。","体外诊断试剂","病理学与细胞学检测组","细胞角蛋白8检测试剂 （CK8）【病理学/免疫组织化学抗体试剂/免疫组织化学】","1","1瓶/瓶","国产","HCS10197","重庆新一产生命科技有限公司"]
["00417726","苏镇械备20190117号","细胞角蛋白8抗体试剂/检测试剂盒（免疫组织化学）","试剂","体外诊断试剂","病理学与细胞学检测组","细胞角蛋白8检测试剂 （CK8）【病理学/免疫组织化学抗体试剂/免疫组织化学】","1","1支/盒","国产","HCS07490","镇江爱必梦生物科技有限公司"]
["00417757","苏镇械备20220071","细胞角蛋白CAM5.2抗体试剂/检测试剂盒(免疫组织化学)","试剂","体外诊断试剂","病理学与细胞学检测组","细胞角蛋白检测试剂（CAM5.2） 【病理学/免疫组织化学抗体试剂/免疫组织化学】","1","1支/盒","国产","HCS07490","镇江爱必梦生物科技有限公司"]
["00417714","苏镇械备20190083号","Insulin抗体试剂/检测试剂盒（免疫组织化学）","试剂","体外诊断试剂","病理学与细胞学检测组","胰岛素检测试剂（Insulin）   【病理学/免疫组织化学抗体试剂/免疫组织化学】","1","1支/盒","国产","HCS07490","镇江爱必梦生物科技有限公司"]
["00417690","苏镇械备20190022号","CD16抗体试剂/检测试剂盒（免疫组织化学）","试剂","体外诊断试剂","病理学与细胞学检测组","CD16抗体试剂【病理学/免疫组织化学抗体试剂/免疫组织化学】","1","1支/盒","国产","HCS07490","镇江爱必梦生物科技有限公司"]
["00418681","湘长械备20220099号","免疫组化抗原修复缓冲液","液体","体外诊断试剂","病理学与细胞学检测组","免疫组化抗原修复缓冲液（柠檬酸法）【病理学/免疫组织化学试剂/免疫组织化学】","850","850人份/瓶","国产","HCS08346","湖南艾方生物科技有限公司"]
["00418682","湘长械备20220099号","免疫组化抗原修复缓冲液","液体","体外诊断试剂","病理学与细胞学检测组","免疫组化抗原修复缓冲液（柠檬酸法）【病理学/免疫组织化学试剂/免疫组织化学】","100","100人份/瓶","国产","HCS08346","湖南艾方生物科技有限公司"]
["00418685","湘长械备20220099号","免疫组化抗原修复缓冲液","液体","体外诊断试剂","病理学与细胞学检测组","免疫组化抗原修复缓冲液（柠檬酸法）【病理学/免疫组织化学试剂/免疫组织化学】","500","500人份/瓶","国产","HCS08346","湖南艾方生物科技有限公司"]
["00417868","渝高新械备20250018号","免疫组化抗原修复缓冲液","本产品主要由 Tris-HC1、EDTA-2Na 和纯化水组成","体外诊断试剂","病理学与细胞学检测组","免疫组化抗原修复缓冲液（柠檬酸法）【病理学/免疫组织化学试剂/免疫组织化学】","1","1瓶/瓶","国产","HCS10197","重庆新一产生命科技有限公司"]
["00417381","浙甬械备20180088号","返蓝染色液","液体","体外诊断试剂","病理学与细胞学检测组","返蓝染色液【病理学/组织病理学配套试剂/常规病理技术】","1","1瓶/瓶","国产","HCS05306","宁波察微生物科技有限公司"]
["00414823","粤深械备20210322号","免疫显色试剂","K型由缓冲液、清洗液、样本封闭液、样本固定液、样本透化液、染色液E、染色液C、染色液D、细胞染色液K组成。[br]N型由染色液N组成。[br]F型由染色液F组成。[br]G型由染色液G组成。[br]S型由染色液S组成。","体外诊断试剂","病理学与细胞学检测组","免疫显色试剂(ultraViewSISHDNPDetectionKit)【病理学/原位杂交检测系统试剂/原位杂交】","20","20人份/盒","国产","HCS04434","晶准生物医学（深圳）有限公司"]
["00418673","湘长械备20220106号","免疫显色试剂","液体","体外诊断试剂","病理学与细胞学检测组","免疫显色试剂(ultraViewSISHDNPDetectionKit)【病理学/原位杂交检测系统试剂/原位杂交】","300","300测试/盒","国产","HCS08346","湖南艾方生物科技有限公司"]
["00418675","湘长械备20220106号","免疫显色试剂","液体","体外诊断试剂","病理学与细胞学检测组","免疫显色试剂(ultraViewSISHDNPDetectionKit)【病理学/原位杂交检测系统试剂/原位杂交】","250","250测试/盒","国产","HCS08346","湖南艾方生物科技有限公司"]
["00418691","湘长械备20240237号","酪胺荧光显色试剂","液体","体外诊断试剂","病理学与细胞学检测组","免疫显色试剂(ultraViewSISHDNPDetectionKit)【病理学/原位杂交检测系统试剂/原位杂交】","100","100测试/盒","国产","HCS08346","湖南艾方生物科技有限公司"]
["00418692","湘长械备20240237号","酪胺荧光显色试剂","液体","体外诊断试剂","病理学与细胞学检测组","免疫显色试剂(ultraViewSISHDNPDetectionKit)【病理学/原位杂交检测系统试剂/原位杂交】","50","50测试/盒","国产","HCS08346","湖南艾方生物科技有限公司"]
["00418695","湘长械备20240237号","酪胺荧光显色试剂","液体","体外诊断试剂","病理学与细胞学检测组","免疫显色试剂(ultraViewSISHDNPDetectionKit)【病理学/原位杂交检测系统试剂/原位杂交】","200","200测试/盒","国产","HCS08346","湖南艾方生物科技有限公司"]
["00418699","湘长械备20240237号","酪胺荧光显色试剂","液体","体外诊断试剂","病理学与细胞学检测组","免疫显色试剂(ultraViewSISHDNPDetectionKit)【病理学/原位杂交检测系统试剂/原位杂交】","100","100测试/盒","国产","HCS08346","湖南艾方生物科技有限公司"]
["00418700","湘长械备20240237号","酪胺荧光显色试剂","液体","体外诊断试剂","病理学与细胞学检测组","免疫显色试剂(ultraViewSISHDNPDetectionKit)【病理学/原位杂交检测系统试剂/原位杂交】","50","50测试/盒","国产","HCS08346","湖南艾方生物科技有限公司"]
["00418706","湘长械备20240237号","酪胺荧光显色试剂","液体","体外诊断试剂","病理学与细胞学检测组","免疫显色试剂(ultraViewSISHDNPDetectionKit)【病理学/原位杂交检测系统试剂/原位杂交】","200","200测试/盒","国产","HCS08346","湖南艾方生物科技有限公司"]
["00418707","湘长械备20240237号","酪胺荧光显色试剂","液体","体外诊断试剂","病理学与细胞学检测组","免疫显色试剂(ultraViewSISHDNPDetectionKit)【病理学/原位杂交检测系统试剂/原位杂交】","100","100测试/盒","国产","HCS08346","湖南艾方生物科技有限公司"]
["00418708","湘长械备20240237号","酪胺荧光显色试剂","液体","体外诊断试剂","病理学与细胞学检测组","免疫显色试剂(ultraViewSISHDNPDetectionKit)【病理学/原位杂交检测系统试剂/原位杂交】","50","50测试/盒","国产","HCS08346","湖南艾方生物科技有限公司"]
["00418711","湘长械备20240237号","酪胺荧光显色试剂","液体","体外诊断试剂","病理学与细胞学检测组","免疫显色试剂(ultraViewSISHDNPDetectionKit)【病理学/原位杂交检测系统试剂/原位杂交】","200","200测试/盒","国产","HCS08346","湖南艾方生物科技有限公司"]
["00418712","湘长械备20240237号","酪胺荧光显色试剂","液体","体外诊断试剂","病理学与细胞学检测组","免疫显色试剂(ultraViewSISHDNPDetectionKit)【病理学/原位杂交检测系统试剂/原位杂交】","100","100测试/盒","国产","HCS08346","湖南艾方生物科技有限公司"]
["00418714","湘长械备20240237号","酪胺荧光显色试剂","液体","体外诊断试剂","病理学与细胞学检测组","免疫显色试剂(ultraViewSISHDNPDetectionKit)【病理学/原位杂交检测系统试剂/原位杂交】","50","50测试/盒","国产","HCS08346","湖南艾方生物科技有限公司"]
["00418715","湘长械备20240237号","酪胺荧光显色试剂","液体","体外诊断试剂","病理学与细胞学检测组","免疫显色试剂(ultraViewSISHDNPDetectionKit)【病理学/原位杂交检测系统试剂/原位杂交】","100","100测试/盒","国产","HCS08346","湖南艾方生物科技有限公司"]
["00418716","湘长械备20240237号","酪胺荧光显色试剂","液体","体外诊断试剂","病理学与细胞学检测组","免疫显色试剂(ultraViewSISHDNPDetectionKit)【病理学/原位杂交检测系统试剂/原位杂交】","50","50测试/盒","国产","HCS08346","湖南艾方生物科技有限公司"]
["00418717","湘长械备20240237号","酪胺荧光显色试剂","液体","体外诊断试剂","病理学与细胞学检测组","免疫显色试剂(ultraViewSISHDNPDetectionKit)【病理学/原位杂交检测系统试剂/原位杂交】","200","200测试/盒","国产","HCS08346","湖南艾方生物科技有限公司"]
["00418719","湘长械备20240237号","酪胺荧光显色试剂","液体","体外诊断试剂","病理学与细胞学检测组","免疫显色试剂(ultraViewSISHDNPDetectionKit)【病理学/原位杂交检测系统试剂/原位杂交】","200","200测试/盒","国产","HCS08346","湖南艾方生物科技有限公司"]
["00418720","湘长械备20240237号","酪胺荧光显色试剂","液体","体外诊断试剂","病理学与细胞学检测组","免疫显色试剂(ultraViewSISHDNPDetectionKit)【病理学/原位杂交检测系统试剂/原位杂交】","100","100测试/盒","国产","HCS08346","湖南艾方生物科技有限公司"]
["00418721","湘长械备20240237号","酪胺荧光显色试剂","液体","体外诊断试剂","病理学与细胞学检测组","免疫显色试剂(ultraViewSISHDNPDetectionKit)【病理学/原位杂交检测系统试剂/原位杂交】","50","50测试/盒","国产","HCS08346","湖南艾方生物科技有限公司"]
["00418730","湘长械备20240237号","酪胺荧光显色试剂","液体","体外诊断试剂","病理学与细胞学检测组","免疫显色试剂(ultraViewSISHDNPDetectionKit)【病理学/原位杂交检测系统试剂/原位杂交】","200","200测试/盒","国产","HCS08346","湖南艾方生物科技有限公司"]
["00418731","湘长械备20240237号","酪胺荧光显色试剂","液体","体外诊断试剂","病理学与细胞学检测组","免疫显色试剂(ultraViewSISHDNPDetectionKit)【病理学/原位杂交检测系统试剂/原位杂交】","100","100测试/盒","国产","HCS08346","湖南艾方生物科技有限公司"]
["00418732","湘长械备20240237号","酪胺荧光显色试剂","液体","体外诊断试剂","病理学与细胞学检测组","免疫显色试剂(ultraViewSISHDNPDetectionKit)【病理学/原位杂交检测系统试剂/原位杂交】","50","50测试/盒","国产","HCS08346","湖南艾方生物科技有限公司"]
["00418733","湘长械备20240237号","酪胺荧光显色试剂","液体","体外诊断试剂","病理学与细胞学检测组","免疫显色试剂(ultraViewSISHDNPDetectionKit)【病理学/原位杂交检测系统试剂/原位杂交】","200","200测试/盒","国产","HCS08346","湖南艾方生物科技有限公司"]
["00418734","湘长械备20240237号","酪胺荧光显色试剂","液体","体外诊断试剂","病理学与细胞学检测组","免疫显色试剂(ultraViewSISHDNPDetectionKit)【病理学/原位杂交检测系统试剂/原位杂交】","100","100测试/盒","国产","HCS08346","湖南艾方生物科技有限公司"]
["00418735","湘长械备20240237号","酪胺荧光显色试剂","液体","体外诊断试剂","病理学与细胞学检测组","免疫显色试剂(ultraViewSISHDNPDetectionKit)【病理学/原位杂交检测系统试剂/原位杂交】","50","50测试/盒","国产","HCS08346","湖南艾方生物科技有限公司"]
["00418736","湘长械备20240237号","酪胺荧光显色试剂","液体","体外诊断试剂","病理学与细胞学检测组","免疫显色试剂(ultraViewSISHDNPDetectionKit)【病理学/原位杂交检测系统试剂/原位杂交】","200","200测试/盒","国产","HCS08346","湖南艾方生物科技有限公司"]
["00418737","湘长械备20240237号","酪胺荧光显色试剂","液体","体外诊断试剂","病理学与细胞学检测组","免疫显色试剂(ultraViewSISHDNPDetectionKit)【病理学/原位杂交检测系统试剂/原位杂交】","100","100测试/盒","国产","HCS08346","湖南艾方生物科技有限公司"]
["00418738","湘长械备20240237号","酪胺荧光显色试剂","液体","体外诊断试剂","病理学与细胞学检测组","免疫显色试剂(ultraViewSISHDNPDetectionKit)【病理学/原位杂交检测系统试剂/原位杂交】","50","50测试/盒","国产","HCS08346","湖南艾方生物科技有限公司"]
["00418739","湘长械备20240237号","酪胺荧光显色试剂","液体","体外诊断试剂","病理学与细胞学检测组","免疫显色试剂(ultraViewSISHDNPDetectionKit)【病理学/原位杂交检测系统试剂/原位杂交】","200","200测试/盒","国产","HCS08346","湖南艾方生物科技有限公司"]
["00418740","湘长械备20240237号","酪胺荧光显色试剂","液体","体外诊断试剂","病理学与细胞学检测组","免疫显色试剂(ultraViewSISHDNPDetectionKit)【病理学/原位杂交检测系统试剂/原位杂交】","100","100测试/盒","国产","HCS08346","湖南艾方生物科技有限公司"]
["00418741","湘长械备20240237号","酪胺荧光显色试剂","液体","体外诊断试剂","病理学与细胞学检测组","免疫显色试剂(ultraViewSISHDNPDetectionKit)【病理学/原位杂交检测系统试剂/原位杂交】","50","50测试/盒","国产","HCS08346","湖南艾方生物科技有限公司"]
["00418742","湘长械备20240237号","酪胺荧光显色试剂","液体","体外诊断试剂","病理学与细胞学检测组","免疫显色试剂(ultraViewSISHDNPDetectionKit)【病理学/原位杂交检测系统试剂/原位杂交】","200","200测试/盒","国产","HCS08346","湖南艾方生物科技有限公司"]
["00418745","湘长械备20240237号","酪胺荧光显色试剂","液体","体外诊断试剂","病理学与细胞学检测组","免疫显色试剂(ultraViewSISHDNPDetectionKit)【病理学/原位杂交检测系统试剂/原位杂交】","100","100测试/盒","国产","HCS08346","湖南艾方生物科技有限公司"]
["00418747","湘长械备20240237号","酪胺荧光显色试剂","液体","体外诊断试剂","病理学与细胞学检测组","免疫显色试剂(ultraViewSISHDNPDetectionKit)【病理学/原位杂交检测系统试剂/原位杂交】","50","50测试/盒","国产","HCS08346","湖南艾方生物科技有限公司"]
["00418749","湘长械备20240237号","酪胺荧光显色试剂","液体","体外诊断试剂","病理学与细胞学检测组","免疫显色试剂(ultraViewSISHDNPDetectionKit)【病理学/原位杂交检测系统试剂/原位杂交】","200","200测试/盒","国产","HCS08346","湖南艾方生物科技有限公司"]
["00418750","湘长械备20240237号","酪胺荧光显色试剂","液体","体外诊断试剂","病理学与细胞学检测组","免疫显色试剂(ultraViewSISHDNPDetectionKit)【病理学/原位杂交检测系统试剂/原位杂交】","100","100测试/盒","国产","HCS08346","湖南艾方生物科技有限公司"]
["00418751","湘长械备20240237号","酪胺荧光显色试剂","液体","体外诊断试剂","病理学与细胞学检测组","免疫显色试剂(ultraViewSISHDNPDetectionKit)【病理学/原位杂交检测系统试剂/原位杂交】","50","50测试/盒","国产","HCS08346","湖南艾方生物科技有限公司"]
["00418753","湘长械备20240237号","酪胺荧光显色试剂","液体","体外诊断试剂","病理学与细胞学检测组","免疫显色试剂(ultraViewSISHDNPDetectionKit)【病理学/原位杂交检测系统试剂/原位杂交】","200","200测试/盒","国产","HCS08346","湖南艾方生物科技有限公司"]
["00418756","湘长械备20240237号","酪胺荧光显色试剂","液体","体外诊断试剂","病理学与细胞学检测组","免疫显色试剂(ultraViewSISHDNPDetectionKit)【病理学/原位杂交检测系统试剂/原位杂交】","100","100测试/盒","国产","HCS08346","湖南艾方生物科技有限公司"]
["00418758","湘长械备20240237号","酪胺荧光显色试剂","液体","体外诊断试剂","病理学与细胞学检测组","免疫显色试剂(ultraViewSISHDNPDetectionKit)【病理学/原位杂交检测系统试剂/原位杂交】","50","50测试/盒","国产","HCS08346","湖南艾方生物科技有限公司"]
["00418760","湘长械备20240237号","酪胺荧光显色试剂","液体","体外诊断试剂","病理学与细胞学检测组","免疫显色试剂(ultraViewSISHDNPDetectionKit)【病理学/原位杂交检测系统试剂/原位杂交】","200","200测试/盒","国产","HCS08346","湖南艾方生物科技有限公司"]
["00416610","吉长械备20250044","免疫显色试剂","液体","体外诊断试剂","病理学与细胞学检测组","免疫显色试剂(ultraViewSISHDNPDetectionKit)【病理学/原位杂交检测系统试剂/原位杂交】","100","100人份/盒","国产","HCS10194","长春康源达医学研究有限公司"]
["00416613","吉长械备20250044","免疫显色试剂","液体","体外诊断试剂","病理学与细胞学检测组","免疫显色试剂(ultraViewSISHDNPDetectionKit)【病理学/原位杂交检测系统试剂/原位杂交】","200","200人份/盒","国产","HCS10194","长春康源达医学研究有限公司"]
["00416620","吉长械备20250044","免疫显色试剂","液体","体外诊断试剂","病理学与细胞学检测组","免疫显色试剂(ultraViewSISHDNPDetectionKit)【病理学/原位杂交检测系统试剂/原位杂交】","100","100人份/盒","国产","HCS10194","长春康源达医学研究有限公司"]
["00417111","鲁济械备20230577","免疫显色试剂","化学试剂","体外诊断试剂","病理学与细胞学检测组","免疫显色试剂(ultraViewSISHDNPDetectionKit)【病理学/原位杂交检测系统试剂/原位杂交】","100","100测试/盒","国产","HCS06470","山东新生命医疗科技有限公司"]
["00417098","鲁济械备20240389","免疫显色试剂","化学试剂","体外诊断试剂","病理学与细胞学检测组","免疫显色试剂(ultraViewSISHDNPDetectionKit)【病理学/原位杂交检测系统试剂/原位杂交】","100","100测试/盒","国产","HCS06470","山东新生命医疗科技有限公司"]
["00417336","闽厦械备20240340","免疫显色试剂套装","液体","体外诊断试剂","病理学与细胞学检测组","免疫显色试剂(ultraViewSISHDNPDetectionKit)【病理学/原位杂交检测系统试剂/原位杂交】","1","1盒/盒","国产","HCS03160","厦门通灵生物医药科技股份有限公司"]
["00417337","闽厦械备20240341","免疫显色试剂套装","液体","体外诊断试剂","病理学与细胞学检测组","免疫显色试剂(ultraViewSISHDNPDetectionKit)【病理学/原位杂交检测系统试剂/原位杂交】","1","1盒/盒","国产","HCS03160","厦门通灵生物医药科技股份有限公司"]
["00417215","鲁济械备20240424","原位杂交用蛋白酶","化学试剂","体外诊断试剂","病理学与细胞学检测组","原位杂交用蛋白酶(ISHProtease3)【病理学/原位杂交检测系统试剂/原位杂交】","10","10测试/盒","国产","HCS06470","山东新生命医疗科技有限公司"]
["00417216","鲁济械备20240424","原位杂交用蛋白酶","化学试剂","体外诊断试剂","病理学与细胞学检测组","原位杂交用蛋白酶(ISHProtease3)【病理学/原位杂交检测系统试剂/原位杂交】","25","25测试/盒","国产","HCS06470","山东新生命医疗科技有限公司"]
["00417217","鲁济械备20240424","原位杂交用蛋白酶","化学试剂","体外诊断试剂","病理学与细胞学检测组","原位杂交用蛋白酶(ISHProtease3)【病理学/原位杂交检测系统试剂/原位杂交】","50","50测试/盒","国产","HCS06470","山东新生命医疗科技有限公司"]
["00417218","鲁济械备20240424","原位杂交用蛋白酶","化学试剂","体外诊断试剂","病理学与细胞学检测组","原位杂交用蛋白酶(ISHProtease3)【病理学/原位杂交检测系统试剂/原位杂交】","10","10测试/盒","国产","HCS06470","山东新生命医疗科技有限公司"]
["00417219","鲁济械备20240424","原位杂交用蛋白酶","化学试剂","体外诊断试剂","病理学与细胞学检测组","原位杂交用蛋白酶(ISHProtease3)【病理学/原位杂交检测系统试剂/原位杂交】","50","50测试/盒","国产","HCS06470","山东新生命医疗科技有限公司"]
["00417220","鲁济械备20240424","原位杂交用蛋白酶","化学试剂","体外诊断试剂","病理学与细胞学检测组","原位杂交用蛋白酶(ISHProtease3)【病理学/原位杂交检测系统试剂/原位杂交】","25","25测试/盒","国产","HCS06470","山东新生命医疗科技有限公司"]
["00417232","鲁济械备20240425","原位杂交用蛋白酶","化学试剂","体外诊断试剂","病理学与细胞学检测组","原位杂交用蛋白酶(ISHProtease3)【病理学/原位杂交检测系统试剂/原位杂交】","10","10测试/套","国产","HCS06470","山东新生命医疗科技有限公司"]
["00417233","鲁济械备20240425","原位杂交用蛋白酶","化学试剂","体外诊断试剂","病理学与细胞学检测组","原位杂交用蛋白酶(ISHProtease3)【病理学/原位杂交检测系统试剂/原位杂交】","25","25测试/套","国产","HCS06470","山东新生命医疗科技有限公司"]
["00417234","鲁济械备20240425","原位杂交用蛋白酶","化学试剂","体外诊断试剂","病理学与细胞学检测组","原位杂交用蛋白酶(ISHProtease3)【病理学/原位杂交检测系统试剂/原位杂交】","50","50测试/套","国产","HCS06470","山东新生命医疗科技有限公司"]
["00417147","鲁济械备20240432","κ轻链(Kappa轻链)探针试剂","化学试剂","体外诊断试剂","病理学与细胞学检测组","Kappa链探针试剂【病理学/原位杂交探针（专用）/原位杂交】","10","10测试/套","国产","HCS06470","山东新生命医疗科技有限公司"]
["00417149","鲁济械备20240432","κ轻链(Kappa轻链)探针试剂","化学试剂","体外诊断试剂","病理学与细胞学检测组","Kappa链探针试剂【病理学/原位杂交探针（专用）/原位杂交】","25","25测试/套","国产","HCS06470","山东新生命医疗科技有限公司"]
["00417151","鲁济械备20240432","κ轻链(Kappa轻链)探针试剂","化学试剂","体外诊断试剂","病理学与细胞学检测组","Kappa链探针试剂【病理学/原位杂交探针（专用）/原位杂交】","50","50测试/套","国产","HCS06470","山东新生命医疗科技有限公司"]
["00417118","鲁济械备20240429","κ轻链(Kappa轻链)探针试剂","化学试剂","体外诊断试剂","病理学与细胞学检测组","Kappa链探针试剂【病理学/原位杂交探针（专用）/原位杂交】","10","10测试/盒","国产","HCS06470","山东新生命医疗科技有限公司"]
["00417119","鲁济械备20240429","κ轻链(Kappa轻链)探针试剂","化学试剂","体外诊断试剂","病理学与细胞学检测组","Kappa链探针试剂【病理学/原位杂交探针（专用）/原位杂交】","25","25测试/盒","国产","HCS06470","山东新生命医疗科技有限公司"]
["00417120","鲁济械备20240429","κ轻链(Kappa轻链)探针试剂","化学试剂","体外诊断试剂","病理学与细胞学检测组","Kappa链探针试剂【病理学/原位杂交探针（专用）/原位杂交】","50","50测试/盒","国产","HCS06470","山东新生命医疗科技有限公司"]
["00417122","鲁济械备20240429","κ轻链(Kappa轻链)探针试剂","化学试剂","体外诊断试剂","病理学与细胞学检测组","Kappa链探针试剂【病理学/原位杂交探针（专用）/原位杂交】","10","10测试/盒","国产","HCS06470","山东新生命医疗科技有限公司"]
["00417123","鲁济械备20240429","κ轻链(Kappa轻链)探针试剂","化学试剂","体外诊断试剂","病理学与细胞学检测组","Kappa链探针试剂【病理学/原位杂交探针（专用）/原位杂交】","25","25测试/盒","国产","HCS06470","山东新生命医疗科技有限公司"]
["00417124","鲁济械备20240429","κ轻链(Kappa轻链)探针试剂","化学试剂","体外诊断试剂","病理学与细胞学检测组","Kappa链探针试剂【病理学/原位杂交探针（专用）/原位杂交】","50","50测试/盒","国产","HCS06470","山东新生命医疗科技有限公司"]
["00416944","苏械注准20242401013","微量白蛋白/肌酐检测试剂盒(荧光免疫层析法)","/","体外诊断试剂","POCT组","尿微量白蛋白/肌酐比值检测试剂【POCT检测试剂/尿液化学检测/（干式免疫标记散射定量法）】","25","25人份/盒","国产","HCS03209","无锡博慧斯生物医药科技有限公司"]
["00418346","闽厦械备20250277","同种异体移植炎症因子1（AIF1）抗体试剂（免疫组织化学法）","液体","体外诊断试剂","分子检测试剂","其它肿瘤相关基因检测试剂【分子诊断（专用）/肿瘤/-】","1","1瓶/瓶","国产","HCS03160","厦门通灵生物医药科技股份有限公司"]
["00399062","国械注准20243402035","人MTHFR(C677T)基因多态性检测试剂盒(荧光PCR法）","纸盒、塑料","体外诊断试剂","分子检测试剂","MTHFR（C677T）基因检测试剂? ??【分子诊断（专用）/用药指导/荧光PCR-探针法】","24","24人份/盒","国产","HCS03385","厦门安普利生物工程有限公司"]
["00418996","国械注准20253401571","人类MTHFR基因分型检测试剂盒（PCR-荧光探针法）","液体","体外诊断试剂","分子检测试剂","MTHFR（C677T）基因检测试剂? ??【分子诊断（专用）/用药指导/荧光PCR-探针法】","24","24人份/盒","国产","HCS03018","广州达安基因股份有限公司（原中山大学达安基因股份有限公司）"]
["00418998","国械注准20253401571","人类MTHFR基因分型检测试剂盒（PCR-荧光探针法）","液体","体外诊断试剂","分子检测试剂","MTHFR（C677T）基因检测试剂? ??【分子诊断（专用）/用药指导/荧光PCR-探针法】","48","48人份/盒","国产","HCS03018","广州达安基因股份有限公司（原中山大学达安基因股份有限公司）"]
["00418591","浙杭械备20250079","样本释放剂","化学试剂","体外诊断试剂","分子检测试剂","质谱通用检测试剂【分子诊断（开放）/其它/质谱法】","96","96测试/盒","国产","HCS08766","浙江亿纳谱生命科技有限公司"]
["00408622","鲁械注准20242401091","载脂蛋白A1测定试剂盒(免疫比浊法)","载脂蛋白A1测定试剂盒校准品为玻璃瓶，其它为塑料","体外诊断试剂","生化检验试剂","载脂蛋白A1试剂【生化（开放）/蛋白试剂/免疫透射比浊法】","1","1盒/盒","国产","HCS09918","中夏医学科技（青岛）有限公司"]
["00408623","鲁械注准20242401092","载脂蛋白B测定试剂盒(免疫比浊法)","载脂蛋白B测定试剂盒校准品为玻璃瓶，其它为塑料","体外诊断试剂","生化检验试剂","载脂蛋白B试剂【生化（开放）/蛋白试剂/免疫透射比浊法】","1","1盒/盒","国产","HCS09918","中夏医学科技（青岛）有限公司"]
["00417835","京械注准20162400509","钙测定试剂盒（邻甲酚酞络合酮法）","液体","体外诊断试剂","生化检验试剂","钙试剂【生化（开放）/微量元素、色素、毒物及药物、电解质试剂/邻甲酚酞络合酮法】","1","1盒/盒","国产","HCS02094","中生北控生物科技股份有限公司"]
["00417567","苏镇械备20180018号","p16抗体试剂/检测试剂盒（免疫组织化学）","试剂","体外诊断试剂","病理学与细胞学检测组","p16检测试剂【病理学/免疫组织化学抗体试剂/免疫组织化学】","1","1支/盒","国产","HCS07490","镇江爱必梦生物科技有限公司"]
["00417861","渝高新械备20250009号","p16抗体试剂(免疫组织化学)","本试剂主要成分为p16重组鼠单克隆抗体、牛血清白蛋白&lt;1.0%、羊血清&lt;1.0%、Proclin 300≤0.1%、PBS 缓冲液。","体外诊断试剂","病理学与细胞学检测组","p16检测试剂【病理学/免疫组织化学抗体试剂/免疫组织化学】","1","1瓶/瓶","国产","HCS10197","重庆新一产生命科技有限公司"]
["00416256","沪闵械备20180031号","p53抗体试剂（免疫组织化学）","其他","体外诊断试剂","病理学与细胞学检测组","p53检测试剂【病理学/免疫组织化学抗体试剂/免疫组织化学】","1","1盒/盒","国产","HCS03622","基因科技（上海）股份有限公司"]
["00417586","苏镇械备20180035号","p53抗体试剂/检测试剂盒(免疫组织化学)","试剂","体外诊断试剂","病理学与细胞学检测组","p53检测试剂【病理学/免疫组织化学抗体试剂/免疫组织化学】","1","1支/盒","国产","HCS07490","镇江爱必梦生物科技有限公司"]
["00417856","渝高新械备20250011号","p53抗体试剂(免疫组织化学)","本试剂主要成分为 p53 重组免单克隆抗体、牛血清白蛋白&lt;1.0%、羊血清&lt;1.0%、Proclin 300≤0.1%，PBS缓冲液","体外诊断试剂","病理学与细胞学检测组","p53检测试剂【病理学/免疫组织化学抗体试剂/免疫组织化学】","1","1瓶/瓶","国产","HCS10197","重庆新一产生命科技有限公司"]
["00417418","国械备20190199号","p53抗体试剂（免疫组织化学）BOND Ready-to-Use Primary Antibody p53 (DO-7)","液体","体外诊断试剂","病理学与细胞学检测组","p53检测试剂【病理学/免疫组织化学抗体试剂/免疫组织化学】","1","1支/支","进口","J4261","徕卡显微系统（上海）贸易有限公司"]
["00417712","苏镇械备20190076号","PD-1抗体试剂/检测试剂盒（免疫组织化学）","试剂","体外诊断试剂","病理学与细胞学检测组","PD-1检测试剂【病理学/免疫组织化学抗体试剂/免疫组织化学】","1","1支/盒","国产","HCS07490","镇江爱必梦生物科技有限公司"]
["00417845","渝高新械备20240026号","PD-1抗体试剂(免疫组织化学)","本试剂主要成分为PD-1重组鼠单克隆抗体、牛血清白蛋白&lt;1.0%、羊血清&lt;1.0%、Proclin 300≤0.1%、PBS缓冲液。","体外诊断试剂","病理学与细胞学检测组","PD-1检测试剂【病理学/免疫组织化学抗体试剂/免疫组织化学】","1","1瓶/瓶","国产","HCS10197","重庆新一产生命科技有限公司"]
["00418372","闽厦械备20250281","血小板衍生生长因子受体α（PDGFRα）抗体试剂（免疫组织化学法）","液体","体外诊断试剂","病理学与细胞学检测组","PDGFRa检测试剂【病理学/免疫组织化学抗体试剂/免疫组织化学】","1","1瓶/瓶","国产","HCS03160","厦门通灵生物医药科技股份有限公司"]
["00417736","苏镇械备20190137号","SOX 10抗体试剂/检测试剂盒（免疫组织化学）","试剂","体外诊断试剂","病理学与细胞学检测组","SOX10检测试剂【病理学/免疫组织化学抗体试剂/免疫组织化学】","1","1支/盒","国产","HCS07490","镇江爱必梦生物科技有限公司"]
["00417507","闽厦械备20250297","SOX-10抗体试剂(免疫组织化学法)","液体","体外诊断试剂","病理学与细胞学检测组","SOX10检测试剂【病理学/免疫组织化学抗体试剂/免疫组织化学】","1","1瓶/瓶","国产","HCS03160","厦门通灵生物医药科技股份有限公司"]
["00417745","苏镇械备20190152号","Stathmin抗体试剂/检测试剂盒（免疫组织化学）","试剂","体外诊断试剂","病理学与细胞学检测组","Stathmin检测试剂【病理学/免疫组织化学抗体试剂/免疫组织化学】","1","1支/盒","国产","HCS07490","镇江爱必梦生物科技有限公司"]
["00418602","湘长械备20221068号","SV-40抗体试剂（免疫组织化学法）","液体","体外诊断试剂","病理学与细胞学检测组","SV40 T Ag 检测试剂【病理学/免疫组织化学抗体试剂/免疫组织化学】","15","15人份/瓶","国产","HCS08346","湖南艾方生物科技有限公司"]
["00418603","湘长械备20221068号","SV-40抗体试剂（免疫组织化学法）","液体","体外诊断试剂","病理学与细胞学检测组","SV40 T Ag 检测试剂【病理学/免疫组织化学抗体试剂/免疫组织化学】","30","30人份/瓶","国产","HCS08346","湖南艾方生物科技有限公司"]
["00418605","湘长械备20221068号","SV-40抗体试剂（免疫组织化学法）","液体","体外诊断试剂","病理学与细胞学检测组","SV40 T Ag 检测试剂【病理学/免疫组织化学抗体试剂/免疫组织化学】","60","60人份/瓶","国产","HCS08346","湖南艾方生物科技有限公司"]
["00418597","湘长械备20221069号","TRIM29抗体试剂（免疫组织化学法）","液体","体外诊断试剂","病理学与细胞学检测组","TRIM29检测试剂【病理学/免疫组织化学抗体试剂/免疫组织化学】","15","15人份/瓶","国产","HCS08346","湖南艾方生物科技有限公司"]
["00418598","湘长械备20221069号","TRIM29抗体试剂（免疫组织化学法）","液体","体外诊断试剂","病理学与细胞学检测组","TRIM29检测试剂【病理学/免疫组织化学抗体试剂/免疫组织化学】","30","30人份/瓶","国产","HCS08346","湖南艾方生物科技有限公司"]
["00418600","湘长械备20221069号","TRIM29抗体试剂（免疫组织化学法）","液体","体外诊断试剂","病理学与细胞学检测组","TRIM29检测试剂【病理学/免疫组织化学抗体试剂/免疫组织化学】","60","60人份/瓶","国产","HCS08346","湖南艾方生物科技有限公司"]
["00417735","苏镇械备20190135号","Thymidylate Synthase抗体试剂/检测试剂盒（免疫组织化学）","试剂","体外诊断试剂","病理学与细胞学检测组","TS 胸苷酸合成酶 【病理学/免疫组织化学抗体试剂/免疫组织化学】","1","1支/盒","国产","HCS07490","镇江爱必梦生物科技有限公司"]
["00409430","京械注准20252400149","免疫球蛋白G测定试剂盒（免疫比浊法）","液体","体外诊断试剂","生化检验试剂","免疫球蛋白G试剂【生化（开放）/蛋白试剂/免疫透射比浊法】","1","1盒/盒","国产","HCS02535","北京九强生物技术股份有限公司"]
["00417006","粤深械备20250557","脱水剂","二丙二醇丙醚。","体外诊断试剂","生化检验试剂","1,5-脱水葡糖醇试剂【生化（开放）/低分子化合物试剂/吡喃糖氧化酶法】","1","1瓶/瓶","国产","HCS05609","广东金泉医疗科技有限公司"]
["00418584","湘长械备20221053号","紧密连接蛋白-4（Claudin-4）抗体试剂（免疫组织化学法）","液体","体外诊断试剂","病理学与细胞学检测组","Claudin-4检测试剂 【病理学/免疫组织化学抗体试剂/免疫组织化学】","15","15人份/瓶","国产","HCS08346","湖南艾方生物科技有限公司"]
["00418585","湘长械备20221053号","紧密连接蛋白-4（Claudin-4）抗体试剂（免疫组织化学法）","液体","体外诊断试剂","病理学与细胞学检测组","Claudin-4检测试剂 【病理学/免疫组织化学抗体试剂/免疫组织化学】","30","30人份/瓶","国产","HCS08346","湖南艾方生物科技有限公司"]
["00418586","湘长械备20221053号","紧密连接蛋白-4（Claudin-4）抗体试剂（免疫组织化学法）","液体","体外诊断试剂","病理学与细胞学检测组","Claudin-4检测试剂 【病理学/免疫组织化学抗体试剂/免疫组织化学】","60","60人份/瓶","国产","HCS08346","湖南艾方生物科技有限公司"]
["00418624","湘长械备20221445号","紧密连接蛋白-18.2（Claudin-18.2)抗体试剂（免疫组织化学法）","液体","体外诊断试剂","病理学与细胞学检测组","Claudin-4检测试剂 【病理学/免疫组织化学抗体试剂/免疫组织化学】","15","15人份/瓶","国产","HCS08346","湖南艾方生物科技有限公司"]
["00418625","湘长械备20221445号","紧密连接蛋白-18.2（Claudin-18.2)抗体试剂（免疫组织化学法）","液体","体外诊断试剂","病理学与细胞学检测组","Claudin-4检测试剂 【病理学/免疫组织化学抗体试剂/免疫组织化学】","30","30人份/瓶","国产","HCS08346","湖南艾方生物科技有限公司"]
["00418627","湘长械备20221445号","紧密连接蛋白-18.2（Claudin-18.2)抗体试剂（免疫组织化学法）","液体","体外诊断试剂","病理学与细胞学检测组","Claudin-4检测试剂 【病理学/免疫组织化学抗体试剂/免疫组织化学】","60","60人份/瓶","国产","HCS08346","湖南艾方生物科技有限公司"]
["00417746","苏镇械备20190154号","Flt-1/VEGFR1抗体试剂/检测试剂盒（免疫组织化学）","试剂","体外诊断试剂","病理学与细胞学检测组","Flt-1/VEGFR1检测试剂【病理学/免疫组织化学抗体试剂/免疫组织化学】","1","1支/盒","国产","HCS07490","镇江爱必梦生物科技有限公司"]
["00417602","苏镇械备20180047号","ALK抗体试剂/检测试剂盒(免疫组织化学)","试剂","体外诊断试剂","病理学与细胞学检测组","ALK检测试剂盒【病理学/免疫组织化学抗体试剂/免疫组织化学】","1","1支/盒","国产","HCS07490","镇江爱必梦生物科技有限公司"]
["00417436","国械备20190809号","B淋巴细胞特异性激活OCT结合蛋白1（Bob.1）抗体试剂（免疫组织化学法）BOND Ready-To-Use Primary Antibody B Cell Specific Octamer Binding Protein-1","液体","体外诊断试剂","病理学与细胞学检测组","Bob.1检测试剂  【病理学/免疫组织化学抗体试剂/免疫组织化学】","1","1支/支","进口","J4261","徕卡显微系统（上海）贸易有限公司"]
["00416966","苏锡械备20240072","糖化血红蛋白溶血剂","/","体外诊断试剂","生化检验试剂","溶血剂【生化（专用）/其他试剂/糖化血红蛋白溶血剂】","1","1盒/盒","国产","HCS03209","无锡博慧斯生物医药科技有限公司"]
["00391017","湘械注准20242400830","游离三碘甲状腺原氨酸（FT3）测定试剂盒（化学发光免疫分析法）","液体","体外诊断试剂","免疫分析试剂","游离三碘甲状腺原氨酸检测试剂【免疫（开放）/甲状腺功能检测/化学发光】","1","1盒/盒","国产","HCS03740","湖南菲科生物技术有限公司"]
["00418684","湘械注准20252400559","游离三碘甲状腺原氨酸测定试剂盒（电化学发光法）","液体","体外诊断试剂","免疫分析试剂","游离三碘甲状腺原氨酸检测试剂【免疫（开放）/甲状腺功能检测/化学发光】","1","1盒/盒","国产","HCS10014","长沙安赛诊断生物技术有限公司"]
["00418744","湘械注准20252400588","癌胚抗原质控品","液体","体外诊断试剂","免疫分析试剂","癌胚抗原质控品【免疫（开放）/肿瘤标记物检测/配套试剂】","1","1盒/盒","国产","HCS10014","长沙安赛诊断生物技术有限公司"]
["00418746","湘械注准20252400615","神经元特异性烯醇化酶测定试剂盒（电化学发光法）","液体","体外诊断试剂","免疫分析试剂","神经元特异性烯醇化酶检测试剂【免疫（开放）/肿瘤标记物检测/化学发光】","1","1盒/盒","国产","HCS10014","长沙安赛诊断生物技术有限公司"]
["00415008","粤械注准20252400505","葡萄糖测定试剂盒(化学发光-酶分析法)","液体","体外诊断试剂","生化检验试剂","葡萄糖试剂【生化（专用）/碳水化合物试剂/葡萄糖氧化酶法】","50","50测试/盒","国产","HCS04348","广州市进德生物科技有限公司"]
["00415009","粤械注准20252400505","葡萄糖测定试剂盒(化学发光-酶分析法)","液体","体外诊断试剂","生化检验试剂","葡萄糖试剂【生化（专用）/碳水化合物试剂/葡萄糖氧化酶法】","100","100测试/盒","国产","HCS04348","广州市进德生物科技有限公司"]
["00415010","粤械注准20252400505","葡萄糖测定试剂盒(化学发光-酶分析法)","液体","体外诊断试剂","生化检验试剂","葡萄糖试剂【生化（专用）/碳水化合物试剂/葡萄糖氧化酶法】","200","200测试/盒","国产","HCS04348","广州市进德生物科技有限公司"]
["00415011","粤械注准20252400505","葡萄糖测定试剂盒(化学发光-酶分析法)","液体","体外诊断试剂","生化检验试剂","葡萄糖试剂【生化（专用）/碳水化合物试剂/葡萄糖氧化酶法】","400","400测试/盒","国产","HCS04348","广州市进德生物科技有限公司"]
["00418581","湘长械备20221436号","CD11c抗体试剂（免疫组织化学法）","液体","体外诊断试剂","病理学与细胞学检测组","CD117检测试剂【病理学/免疫组织化学抗体试剂/免疫组织化学】","15","15人份/瓶","国产","HCS08346","湖南艾方生物科技有限公司"]
["00418582","湘长械备20221436号","CD11c抗体试剂（免疫组织化学法）","液体","体外诊断试剂","病理学与细胞学检测组","CD117检测试剂【病理学/免疫组织化学抗体试剂/免疫组织化学】","30","30人份/瓶","国产","HCS08346","湖南艾方生物科技有限公司"]
["00418583","湘长械备20221436号","CD11c抗体试剂（免疫组织化学法）","液体","体外诊断试剂","病理学与细胞学检测组","CD117检测试剂【病理学/免疫组织化学抗体试剂/免疫组织化学】","60","60人份/瓶","国产","HCS08346","湖南艾方生物科技有限公司"]
["00417697","苏镇械备20190041号","CD123抗体试剂/检测试剂盒（免疫组织化学）","试剂","体外诊断试剂","病理学与细胞学检测组","CD123检测试剂  【病理学/免疫组织化学抗体试剂/免疫组织化学】","1","1支/盒","国产","HCS07490","镇江爱必梦生物科技有限公司"]
["00417604","苏镇械备20180049号","CD15抗体试剂/检测试剂盒(免疫组织化学)","试剂","体外诊断试剂","病理学与细胞学检测组","CD15检测试剂【病理学/免疫组织化学抗体试剂/免疫组织化学】","1","1支/盒","国产","HCS07490","镇江爱必梦生物科技有限公司"]
["00417055","鲁济械备20220391号","CD15抗体试剂 (免疫组织化学法)","化学试剂","体外诊断试剂","病理学与细胞学检测组","CD15检测试剂【病理学/免疫组织化学抗体试剂/免疫组织化学】","30","30测试/瓶","国产","HCS06470","山东新生命医疗科技有限公司"]
["00417056","鲁济械备20220391号","CD15抗体试剂 (免疫组织化学法)","化学试剂","体外诊断试剂","病理学与细胞学检测组","CD15检测试剂【病理学/免疫组织化学抗体试剂/免疫组织化学】","60","60测试/瓶","国产","HCS06470","山东新生命医疗科技有限公司"]
["00417057","鲁济械备20220391号","CD15抗体试剂 (免疫组织化学法)","化学试剂","体外诊断试剂","病理学与细胞学检测组","CD15检测试剂【病理学/免疫组织化学抗体试剂/免疫组织化学】","70","70测试/瓶","国产","HCS06470","山东新生命医疗科技有限公司"]
["00416255","沪闵械备20180227号","CD1a抗体试剂（免疫组织化学）","其他","体外诊断试剂","病理学与细胞学检测组","CD1a检测试剂【病理学/免疫组织化学抗体试剂/免疫组织化学】","1","1盒/盒","国产","HCS03622","基因科技（上海）股份有限公司"]
["00417650","苏镇械备20180101号","CD1a抗体试剂/检测试剂盒(免疫组织化学)","试剂","体外诊断试剂","病理学与细胞学检测组","CD1a检测试剂【病理学/免疫组织化学抗体试剂/免疫组织化学】","1","1支/盒","国产","HCS07490","镇江爱必梦生物科技有限公司"]
["00417685","苏镇械备20190016号","CD35抗体试剂/检测试剂盒（免疫组织化学）","试剂","体外诊断试剂","病理学与细胞学检测组","CD35检测试剂【病理学/免疫组织化学抗体试剂/免疫组织化学】","1","1支/盒","国产","HCS07490","镇江爱必梦生物科技有限公司"]
["00418563","湘长械备20221434号","琥珀酸脱氢酶A亚基（SDHA）抗体试剂（免疫组织化学法）","液体","体外诊断试剂","病理学与细胞学检测组","琥珀酸脱氢酶B检测试剂  （SDHB ） 【病理学/免疫组织化学抗体试剂/免疫组织化学】","15","15人份/瓶","国产","HCS08346","湖南艾方生物科技有限公司"]
["00418574","湘长械备20221434号","琥珀酸脱氢酶A亚基（SDHA）抗体试剂（免疫组织化学法）","液体","体外诊断试剂","病理学与细胞学检测组","琥珀酸脱氢酶B检测试剂  （SDHB ） 【病理学/免疫组织化学抗体试剂/免疫组织化学】","30","30人份/瓶","国产","HCS08346","湖南艾方生物科技有限公司"]
["00418576","湘长械备20221434号","琥珀酸脱氢酶A亚基（SDHA）抗体试剂（免疫组织化学法）","液体","体外诊断试剂","病理学与细胞学检测组","琥珀酸脱氢酶B检测试剂  （SDHB ） 【病理学/免疫组织化学抗体试剂/免疫组织化学】","60","60人份/瓶","国产","HCS08346","湖南艾方生物科技有限公司"]
["00418375","闽厦械备20250273","琥珀酸脱氢酶A亚基（SDHA）抗体试剂（免疫组织化学法）","液体","体外诊断试剂","病理学与细胞学检测组","琥珀酸脱氢酶B检测试剂  （SDHB ） 【病理学/免疫组织化学抗体试剂/免疫组织化学】","1","1瓶/瓶","国产","HCS03160","厦门通灵生物医药科技股份有限公司"]
["00417435","国械备20190616号","肌球蛋白重链（Myosin Heavy Chain）抗体试剂（免疫组织化学）BOND Ready-to-Use Primary Antibody Myosin Heavy Chain (smooth muscle) (S131)","液体","体外诊断试剂","病理学与细胞学检测组","肌球蛋白重链检测试剂（MHC）   【病理学/免疫组织化学抗体试剂/免疫组织化学】","1","1支/支","进口","J4261","徕卡显微系统（上海）贸易有限公司"]
["00417395","国械备20181584号","CA 125抗体试剂（免疫组织化学）BOND Ready-to-Use Primary Antibody CA125 (Ovarian Cancer Antigen)(Ov185:1)","液体","体外诊断试剂","病理学与细胞学检测组","卵巢癌抗原检测试剂 （CA125）【病理学/免疫组织化学抗体试剂/免疫组织化学】","1","1支/支","进口","J4261","徕卡显微系统（上海）贸易有限公司"]
["00417664","苏镇械备20180160号","CA125抗体试剂/检测试剂盒(免疫组织化学)","试剂","体外诊断试剂","病理学与细胞学检测组","卵巢癌抗原检测试剂 （CA125）【病理学/免疫组织化学抗体试剂/免疫组织化学】","1","1支/盒","国产","HCS07490","镇江爱必梦生物科技有限公司"]
["00417710","苏镇械备20190069号","GCDFP-15抗体试剂/检测试剂盒（免疫组织化学）","试剂","体外诊断试剂","病理学与细胞学检测组","囊泡病液体蛋白-15检测试剂（GCDFP-15）  【病理学/免疫组织化学抗体试剂/免疫组织化学】","1","1支/盒","国产","HCS07490","镇江爱必梦生物科技有限公司"]
["00417903","渝高新械备20250047号","大囊肿病液体蛋白15(GCDFP-15)抗体试剂(免疫组织化学)","本试剂主要成分为GCDFP-15重组鼠单克隆抗体、牛血清白蛋白&lt;1.0%、羊血清&lt;1.0%、Proclin 300≤0.1%、PBS缓冲液。","体外诊断试剂","病理学与细胞学检测组","囊泡病液体蛋白-15检测试剂（GCDFP-15）  【病理学/免疫组织化学抗体试剂/免疫组织化学】","1","1瓶/瓶","国产","HCS10197","重庆新一产生命科技有限公司"]
["00417405","国械备20190092号","GCDFP-15抗体试剂（免疫组织化学）BOND Ready-to-Use Primary Antibody Gross Cystic Disease Fluid Protein-15 (23A3)","液体","体外诊断试剂","病理学与细胞学检测组","囊泡病液体蛋白-15检测试剂（GCDFP-15）  【病理学/免疫组织化学抗体试剂/免疫组织化学】","1","1支/支","进口","J4261","徕卡显微系统（上海）贸易有限公司"]
["00417913","渝高新械备20250054号","前列腺特异性膜抗原(PSMA)抗体试剂(免疫组织化学)","本试剂主要成分为PSMA重组鼠单克隆抗体、牛血清白蛋白&lt;1.0%、羊血清&lt;1.0%、Proclin 300≤0.1%、PBS缓冲液。","体外诊断试剂","病理学与细胞学检测组","前列腺特异性膜抗原检测试剂 （PSMA） 【病理学/免疫组织化学抗体试剂/免疫组织化学】","1","1瓶/瓶","国产","HCS10197","重庆新一产生命科技有限公司"]
["00418367","闽厦械备20250279","细胞角蛋白13（CK13）抗体试剂（免疫组织化学法）","液体","体外诊断试剂","病理学与细胞学检测组","细胞角蛋白10/13检测试剂（CK10&13  ）【病理学/免疫组织化学抗体试剂/免疫组织化学】","1","1瓶/瓶","国产","HCS03160","厦门通灵生物医药科技股份有限公司"]
["00417727","苏镇械备20190119号","细胞角蛋白7抗体试剂/检测试剂盒（免疫组织化学）","试剂","体外诊断试剂","病理学与细胞学检测组","细胞角蛋白7 检测试剂（CK7） 【病理学/免疫组织化学抗体试剂/免疫组织化学】","1","1支/盒","国产","HCS07490","镇江爱必梦生物科技有限公司"]
["00417849","渝高新械备20240023号","细胞角蛋白7(CK7)抗体试剂(免疫组织化学)","本试剂主要成分为CK7重组免单克隆抗体、牛血清白蛋白&lt;1.0%、羊血清&lt;1.0%、Proclin 300≤0.1%、PBS缓冲液。","体外诊断试剂","病理学与细胞学检测组","细胞角蛋白7 检测试剂（CK7） 【病理学/免疫组织化学抗体试剂/免疫组织化学】","1","1瓶/瓶","国产","HCS10197","重庆新一产生命科技有限公司"]
["00418358","国械备20180234号","细胞角蛋白7抗体试剂（免疫组织化学）BOND Ready-to-Use Primary Antibody Cytokeratin 7 (RN7)","液体","体外诊断试剂","病理学与细胞学检测组","细胞角蛋白7 检测试剂（CK7） 【病理学/免疫组织化学抗体试剂/免疫组织化学】","1","1支/支","进口","J4261","徕卡显微系统（上海）贸易有限公司"]
["00417704","苏镇械备20190067号","Helicobacter pylori抗体试剂/检测试剂盒(免疫组织化学)","试剂","体外诊断试剂","病理学与细胞学检测组","幽门螺杆菌 检测试剂（HP） 【病理学/免疫组织化学抗体试剂/免疫组织化学】","1","1支/盒","国产","HCS07490","镇江爱必梦生物科技有限公司"]
["00417779","国械注进20163404766","孕激素受体小鼠单克隆抗体试剂（免疫组织化学法） Novocastra Liquid Mouse Monoclonal Antibody Progesterone Receptor","液体","体外诊断试剂","病理学与细胞学检测组","孕激素受体检测试剂 （PR ）【病理学/免疫组织化学抗体试剂/免疫组织化学】","1","1支/支","进口","J12023","徕卡生物科技（上海）有限公司"]
["00417640","苏镇械备20180090号","MUC2抗体试剂/检测试剂盒(免疫组织化学)","试剂","体外诊断试剂","病理学与细胞学检测组","粘蛋白2检测试剂(Muc-2 ) 【病理学/免疫组织化学抗体试剂/免疫组织化学】","1","1支/盒","国产","HCS07490","镇江爱必梦生物科技有限公司"]
["00417668","苏镇械备20180163号","Kappa链抗体试剂/检测试剂盒(免疫组织化学)","试剂","体外诊断试剂","病理学与细胞学检测组","Kappa链抗体试剂【病理学/免疫组织化学抗体试剂/免疫组织化学】","1","1支/盒","国产","HCS07490","镇江爱必梦生物科技有限公司"]
["00417663","苏镇械备20180159号","AE1/AE3混合分子量角蛋白抗体试剂/检测试剂盒(免疫组织化学)","试剂","体外诊断试剂","病理学与细胞学检测组","抗广谱角蛋白(AE1/AE3/PCK26)抗体试剂【病理学/免疫组织化学抗体试剂/免疫组织化学】","1","1支/盒","国产","HCS07490","镇江爱必梦生物科技有限公司"]
["00417915","京械注准20182400135","全程C-反应蛋白测定试剂盒（荧光免疫层析法）","其他","体外诊断试剂","免疫分析试剂","全程C反应蛋白检测试剂【免疫（开放）/感染性疾病检测(其他)/荧光免疫层析法】","1","1盒/盒","国产","HCS01836","北京乐普诊断科技股份有限公司（原北京乐普医疗科技有限责任公司）"]
["00418378","京械注准20212400279","细胞角蛋白19片段（CYFRA21-1）测定试剂盒（磁微粒化学发光法）","其他材质","体外诊断试剂","免疫分析试剂","细胞角蛋白19片段检测试剂【免疫（开放）/肿瘤标记物检测/化学发光】","100","100人份/盒","国产","HCS01813","北京华科泰生物技术股份有限公司"]
["00418752","湘械注准20252400590","细胞角蛋白19片段测定试剂盒（电化学发光法）","液体","体外诊断试剂","免疫分析试剂","细胞角蛋白19片段检测试剂【免疫（开放）/肿瘤标记物检测/化学发光】","1","1盒/盒","国产","HCS10014","长沙安赛诊断生物技术有限公司"]
["00418577","湘长械备20221435号","巨细胞病毒（CMV)抗体试剂（免疫组织化学法）","液体","体外诊断试剂","免疫分析试剂","巨细胞病毒IgM抗体检测试剂【免疫（专用）/感染性疾病检测(其他)/酶联免疫荧光法】","15","15人份/瓶","国产","HCS08346","湖南艾方生物科技有限公司"]
["00418578","湘长械备20221435号","巨细胞病毒（CMV)抗体试剂（免疫组织化学法）","液体","体外诊断试剂","免疫分析试剂","巨细胞病毒IgM抗体检测试剂【免疫（专用）/感染性疾病检测(其他)/酶联免疫荧光法】","30","30人份/瓶","国产","HCS08346","湖南艾方生物科技有限公司"]
["00418232","冀械注准20192400066","抗精子抗体检测试纸（胶体金法）","不区分","体外诊断试剂","免疫分析试剂","抗精子抗体检测试剂【免疫（开放）/自身抗体检测/间接免疫荧光法】","1","1盒/盒","国产","HCS03928","河北博海生物工程开发有限公司"]
["00418293","冀械注准20192400066","抗精子抗体检测试纸（胶体金法）","不区分","体外诊断试剂","免疫分析试剂","抗精子抗体检测试剂【免疫（开放）/自身抗体检测/间接免疫荧光法】","1","1袋/袋","国产","HCS03928","河北博海生物工程开发有限公司"]
["00413632","国械注准20253401185","戊型肝炎病毒IgG抗体检测试剂盒（化学发光法）","液体","体外诊断试剂","免疫分析试剂","戊型肝炎病毒IgG抗体校准品【免疫（专用）/感染性疾病检测(肝炎类)/配套试剂】","1","1盒/盒","国产","HCS02053","四川沃文特生物技术有限公司"]
["00416690","国械注准20253401185","戊型肝炎病毒IgG抗体检测试剂盒（化学发光法）","液体","体外诊断试剂","免疫分析试剂","戊型肝炎病毒IgG抗体校准品【免疫（专用）/感染性疾病检测(肝炎类)/配套试剂】","1","1盒/盒","国产","HCS02053","四川沃文特生物技术有限公司"]
["00405929","皖械注准20252400066","透明质酸（HA）检测试剂盒（荧光免疫层析法）","塑料卡壳+试剂条","体外诊断试剂","免疫分析试剂","透明质酸检测试剂【免疫（开放）/其他检测/化学发光】","1","1盒/盒","国产","HCS05444","安徽华培生物科技有限公司"]
["00416846","苏械注准20172401346","促黄体生成激素检测试剂盒（化学发光免疫分析法）","液体","体外诊断试剂","免疫分析试剂","促黄体生成素检测试剂【免疫（专用）/激素标记物检测/化学发光】","1","1盒/盒","国产","HCS01775","苏州长光华医生物医学工程有限公司"]
["00418818","沪械注准20252400197","促黄体生成素测定试剂盒(直接化学发光法)","液体","体外诊断试剂","免疫分析试剂","促黄体生成素检测试剂【免疫（专用）/激素标记物检测/化学发光】","1","1盒/盒","国产","HCS07050","西门子实验系统（上海）有限公司"]
["00418834","沪械注准20252400383","癌胚抗原（CEA）测定试剂盒（化学发光免疫分析法）","液体","体外诊断试剂","免疫分析试剂","癌胚抗原检测试剂【免疫（专用）/肿瘤标记物检测/化学发光】","1","1盒/盒","国产","HCS09615","索灵诊断医疗设备（上海）有限公司"]
["00419131","粤械注准20252400479","癌胚抗原测定试剂盒（化学发光免疫分析法）","测试卡","体外诊断试剂","免疫分析试剂","癌胚抗原检测试剂【免疫（专用）/肿瘤标记物检测/化学发光】","1","1盒/盒","国产","HCS02671","深圳天深医疗器械有限公司"]
["00418698","湘械注准20252400525","游离甲状腺素质控品","液体","体外诊断试剂","免疫分析试剂","游离甲状腺素质控品【免疫（开放）/甲状腺功能检测/化学发光】","1","1盒/盒","国产","HCS10014","长沙安赛诊断生物技术有限公司"]
["00390977","湘械注准20242401029","抗甲状腺过氧化物酶抗体（Anti-TPO）测定试剂盒（化学发光免疫分析法）","液体","体外诊断试剂","免疫分析试剂","抗甲状腺过氧化物酶抗体检测试剂【免疫（开放）/甲状腺功能检测/化学发光】","1","1盒/盒","国产","HCS03740","湖南菲科生物技术有限公司"]
["00418827","国械注进20252400259","抗甲状腺过氧化物酶抗体测定试剂盒（直接化学发光法）Anti-Thyroid Peroxidase II (aTPOII)","液体","体外诊断试剂","免疫分析试剂","抗甲状腺过氧化物酶抗体检测试剂【免疫（开放）/甲状腺功能检测/化学发光】","1","1盒/盒","进口","J3974","西门子医学诊断产品（上海）有限公司"]
["00418828","国械注进20252400292","抗甲状腺过氧化物酶抗体质控品aTPOII Quality Control (aTPOII QC)","液体","体外诊断试剂","免疫分析试剂","抗甲状腺过氧化物酶抗体检测试剂【免疫（开放）/甲状腺功能检测/化学发光】","1","1盒/盒","进口","J3974","西门子医学诊断产品（上海）有限公司"]
["00416964","苏锡械备20240071","缓冲液","/","体外诊断试剂","生化检验试剂","缓冲液【生化（专用）/其他试剂/缓冲液】","1","1盒/盒","国产","HCS03209","无锡博慧斯生物医药科技有限公司"]
["00416962","苏锡械备20240069","缓冲液","由磷酸二氧钾、氢氧化钠、叠氮化钠、纯化水组成","体外诊断试剂","生化检验试剂","缓冲液【生化（专用）/其他试剂/缓冲液】","1","1盒/盒","国产","HCS03209","无锡博慧斯生物医药科技有限公司"]
["00417350","苏苏械备20231038","核酸提取试剂盒（磁珠法）","水","体外诊断试剂","生化检验试剂","缓冲液【生化（专用）/其他试剂/缓冲液】","1","1测试/盒","国产","HCS05883","苏州吉因加生物医学工程有限公司"]
["00417349","苏苏械备20231049","核酸提取试剂盒(磁珠法)","水","体外诊断试剂","生化检验试剂","缓冲液【生化（专用）/其他试剂/缓冲液】","1","1测试/盒","国产","HCS05883","苏州吉因加生物医学工程有限公司"]
["00417342","苏苏械备20241330","核酸提取或纯化试剂（磁珠法）","水","体外诊断试剂","生化检验试剂","缓冲液【生化（专用）/其他试剂/缓冲液】","1","1测试/盒","国产","HCS05883","苏州吉因加生物医学工程有限公司"]
["00417352","苏苏械备20241394","核酸提取或纯化试剂（磁珠法）","水","体外诊断试剂","生化检验试剂","缓冲液【生化（专用）/其他试剂/缓冲液】","1","1测试/盒","国产","HCS05883","苏州吉因加生物医学工程有限公司"]
["00413633","国械注准20253401186","戊型肝炎病毒IgM抗体检测试剂盒（化学发光法）","液体","体外诊断试剂","免疫分析试剂","戊型肝炎病毒抗原检测试剂【免疫（开放）/感染性疾病检测(肝炎)/酶联免疫法】","1","1盒/盒","国产","HCS02053","四川沃文特生物技术有限公司"]
["00418679","湘长械备20220099号","免疫组化抗原修复缓冲液","液体","体外诊断试剂","病理学与细胞学检测组","免疫组化抗原修复液 EDTA抗原修复液 pH9.0【病理学/免疫组织化学试剂/免疫组织化学】","100","100人份/瓶","国产","HCS08346","湖南艾方生物科技有限公司"]
["00409030","湘长械备20220099号","免疫组化抗原修复缓冲液","液体","体外诊断试剂","病理学与细胞学检测组","免疫组化抗原修复液 EDTA抗原修复液 pH9.0【病理学/免疫组织化学试剂/免疫组织化学】","500","500人份/瓶","国产","HCS08346","湖南艾方生物科技有限公司"]
["00408406","苏宁械备20240438","细胞保存液","液体","体外诊断试剂","病理学与细胞学检测组","膜式液基薄层细胞学细胞保存液【病理学/细胞病理学保存液/膜式液基薄层技术】","20","20人份/盒","国产","HCS09690","玖壹叁陆零医学科技南京有限公司"]
["00416649","浙甬械备20180085号","脱蜡液","液体","体外诊断试剂","病理学与细胞学检测组","脱蜡清洗液 【病理学/组织病理学配套试剂/常规病理技术】","1","1瓶/瓶","国产","HCS05306","宁波察微生物科技有限公司"]
["00416997","粤深械备20250564","脱蜡液","D60溶剂油，异构十二烷烷烃","体外诊断试剂","病理学与细胞学检测组","脱蜡清洗液 【病理学/组织病理学配套试剂/常规病理技术】","1","1瓶/瓶","国产","HCS05609","广东金泉医疗科技有限公司"]
["00417759","苏镇械备20220074","INI-1抗体试剂/检测试剂盒(免疫组织化学)","试剂","体外诊断试剂","病理学与细胞学检测组","INI-1检测试剂【病理学/免疫组织化学抗体试剂/免疫组织化学】","1","1支/盒","国产","HCS07490","镇江爱必梦生物科技有限公司"]
["00416187","沪闵械备20180131号","LMO2抗体试剂（免疫组织化学）","其他","体外诊断试剂","病理学与细胞学检测组","LMO2检测试剂【病理学/免疫组织化学抗体试剂/免疫组织化学】","1","1盒/盒","国产","HCS03622","基因科技（上海）股份有限公司"]
["00417634","苏镇械备20180084号","LMO2抗体试剂/检测试剂盒(免疫组织化学)","试剂","体外诊断试剂","病理学与细胞学检测组","LMO2检测试剂【病理学/免疫组织化学抗体试剂/免疫组织化学】","1","1支/盒","国产","HCS07490","镇江爱必梦生物科技有限公司"]
["00417490","粤械注准20242400791","血清淀粉样蛋白A（SAA）测定试剂盒（胶乳增强免疫散射比浊法）","鼠抗人血清淀粉样蛋白A抗体的胶乳致敏颗粒。","体外诊断试剂","POCT组","血清淀粉样蛋白A检测试剂【POCT检测试剂/蛋白及代谢物检测/（胶乳增强免疫比浊法）】","25","25测试/盒","国产","HCS09881","深圳市科曼生物医疗有限公司"]
["00417491","粤械注准20242400791","血清淀粉样蛋白A（SAA）测定试剂盒（胶乳增强免疫散射比浊法）","鼠抗人血清淀粉样蛋白A抗体的胶乳致敏颗粒。","体外诊断试剂","POCT组","血清淀粉样蛋白A检测试剂【POCT检测试剂/蛋白及代谢物检测/（胶乳增强免疫比浊法）】","200","200测试/盒","国产","HCS09881","深圳市科曼生物医疗有限公司"]
["00417492","粤械注准20242400791","血清淀粉样蛋白A（SAA）测定试剂盒（胶乳增强免疫散射比浊法）","鼠抗人血清淀粉样蛋白A抗体的胶乳致敏颗粒。","体外诊断试剂","POCT组","血清淀粉样蛋白A检测试剂【POCT检测试剂/蛋白及代谢物检测/（胶乳增强免疫比浊法）】","50","50测试/盒","国产","HCS09881","深圳市科曼生物医疗有限公司"]
["00417493","粤械注准20242400791","血清淀粉样蛋白A（SAA）测定试剂盒（胶乳增强免疫散射比浊法）","鼠抗人血清淀粉样蛋白A抗体的胶乳致敏颗粒。","体外诊断试剂","POCT组","血清淀粉样蛋白A检测试剂【POCT检测试剂/蛋白及代谢物检测/（胶乳增强免疫比浊法）】","100","100测试/盒","国产","HCS09881","深圳市科曼生物医疗有限公司"]
["00416197","京械注准20212400473","血糖试条（葡萄糖脱氢酶法）","纸质","体外诊断试剂","POCT组","血糖测试条【POCT检测试剂/糖代谢检测/-】","50","50条/盒","国产","HCS03542","北京怡成生物电子技术股份有限公司"]
["00417526","浙械注准20172400356","血糖测试条（葡萄糖脱氢酶法）","PET","体外诊断试剂","POCT组","血糖测试条【POCT检测试剂/糖代谢检测/-】","1","1盒/盒","国产","HCS01605","艾康生物技术（杭州）有限公司"]
["00418044","国械注进20192402119","血糖试纸（ 葡萄糖脱氢酶法）","高分子材料","体外诊断试剂","POCT组","血糖测试条【POCT检测试剂/糖代谢检测/-】","50","50片/盒","进口","J3886","雅培贸易（上海）有限公司"]
["00418614","湘长械备20221065号","PD-L2抗体试剂（免疫组织化学法）","液体","体外诊断试剂","病理学与细胞学检测组","PD-L2检测试剂【病理学/免疫组织化学抗体试剂/免疫组织化学】","15","15人份/瓶","国产","HCS08346","湖南艾方生物科技有限公司"]
["00418615","湘长械备20221065号","PD-L2抗体试剂（免疫组织化学法）","液体","体外诊断试剂","病理学与细胞学检测组","PD-L2检测试剂【病理学/免疫组织化学抗体试剂/免疫组织化学】","30","30人份/瓶","国产","HCS08346","湖南艾方生物科技有限公司"]
["00418616","湘长械备20221065号","PD-L2抗体试剂（免疫组织化学法）","液体","体外诊断试剂","病理学与细胞学检测组","PD-L2检测试剂【病理学/免疫组织化学抗体试剂/免疫组织化学】","60","60人份/瓶","国产","HCS08346","湖南艾方生物科技有限公司"]
["00417662","苏镇械备20180125号","SOX-11抗体试剂/检测试剂盒(免疫组织化学)","试剂","体外诊断试剂","病理学与细胞学检测组","SOX11检测试剂【病理学/免疫组织化学抗体试剂/免疫组织化学】","1","1支/盒","国产","HCS07490","镇江爱必梦生物科技有限公司"]
["00418973","粤械注准20252400399","降钙素原（PCT）测定试剂（干式荧光免疫法）","测试卡","体外诊断试剂","POCT组","降钙素原检测试剂【POCT检测试剂/感染性指标检测/（干式免疫荧光法）】","1","1盒/盒","国产","HCS02146","广州万孚生物技术股份有限公司"]
["00417616","苏镇械备20180068号","CEA抗体试剂/检测试剂盒(免疫组织化学)","试剂","体外诊断试剂","病理学与细胞学检测组","癌胚抗原检测试剂（CEA ）【病理学/免疫组织化学抗体试剂/免疫组织化学】","1","1支/盒","国产","HCS07490","镇江爱必梦生物科技有限公司"]
["00417863","渝高新械备20250007号","癌胚抗原(CEA) 抗体试剂(免疫组织化学)","本试剂主要成分为CEA重组鼠单克隆抗体、牛血清白蛋白&lt;1.0%、羊血清&lt;1.0%、Proclin 300≤0.1%、PBS缓冲液","体外诊断试剂","病理学与细胞学检测组","癌胚抗原检测试剂（CEA ）【病理学/免疫组织化学抗体试剂/免疫组织化学】","1","1瓶/瓶","国产","HCS10197","重庆新一产生命科技有限公司"]
["00416284","国械注准20253400382","呼吸道病原体抗原多重检测试剂盒（胶体金法）","体外诊断试剂","体外诊断试剂","POCT组","抗原抗体检测【POCT检测试剂/抗原抗体检测/-】","1","1盒/盒","国产","HCS01756","北京卓诚惠生生物科技股份有限公司"]
["00416286","国械注准20253400382","呼吸道病原体抗原多重检测试剂盒（胶体金法）","体外诊断试剂","体外诊断试剂","POCT组","抗原抗体检测【POCT检测试剂/抗原抗体检测/-】","1","1盒/盒","国产","HCS01756","北京卓诚惠生生物科技股份有限公司"]
["00416287","国械注准20253400382","呼吸道病原体抗原多重检测试剂盒（胶体金法）","体外诊断试剂","体外诊断试剂","POCT组","抗原抗体检测【POCT检测试剂/抗原抗体检测/-】","1","1盒/盒","国产","HCS01756","北京卓诚惠生生物科技股份有限公司"]
["00416288","国械注准20253400382","呼吸道病原体抗原多重检测试剂盒（胶体金法）","体外诊断试剂","体外诊断试剂","POCT组","抗原抗体检测【POCT检测试剂/抗原抗体检测/-】","1","1盒/盒","国产","HCS01756","北京卓诚惠生生物科技股份有限公司"]
["00416289","国械注准20253400382","呼吸道病原体抗原多重检测试剂盒（胶体金法）","体外诊断试剂","体外诊断试剂","POCT组","抗原抗体检测【POCT检测试剂/抗原抗体检测/-】","1","1盒/盒","国产","HCS01756","北京卓诚惠生生物科技股份有限公司"]
["00416290","国械注准20253400382","呼吸道病原体抗原多重检测试剂盒（胶体金法）","体外诊断试剂","体外诊断试剂","POCT组","抗原抗体检测【POCT检测试剂/抗原抗体检测/-】","1","1盒/盒","国产","HCS01756","北京卓诚惠生生物科技股份有限公司"]

{"sheet":"挂网产品新增规格","index":2,"n_rows":6649,"n_cols":12,"rows_kept":6649}
["CODE编码","组件编码","国家医保代码","注册证编码","组件名称","CODE规格","CODE型号","产品码","产品材质","申报企业ID","申报企业名称","生产企业名称"]
["003253709790465","00325370","C03470411000000049590000011","国械注准20223131334","活性生物骨","粒径1～2 mm,0.3g/瓶","ZHG-KL-0.3-B",null,null,"HCS00018","烟台正海生物科技股份有限公司"]
["003253709790466","00325370","C03470411000000049590000021","国械注准20223131334","活性生物骨","粒径2～6 mm,0.2g/瓶","ZHG-KL-0.2-C",null,null,"HCS00018","烟台正海生物科技股份有限公司"]
["003253709790467","00325370","C03470411000000049590000010","国械注准20223131334","活性生物骨","粒径0.25～1 mm,0.7g/瓶","ZHG-KL-0.7-A",null,null,"HCS00018","烟台正海生物科技股份有限公司"]
["003253709790468","00325370","C03470411000000049590000014","国械注准20223131334","活性生物骨","粒径2～6 mm,0.5g/瓶","ZHG-KL-0.5-C",null,null,"HCS00018","烟台正海生物科技股份有限公司"]
["003253709790469","00325370","C03470411000000049590000009","国械注准20223131334","活性生物骨","粒径0.25～1 mm,0.4g/瓶","ZHG-KL-0.4-A",null,null,"HCS00018","烟台正海生物科技股份有限公司"]
["003253709790470","00325370","C03470411000000049590000017","国械注准20223131334","活性生物骨","粒径2～6 mm,0.3g/瓶","ZHG-KL-0.3-C",null,null,"HCS00018","烟台正海生物科技股份有限公司"]
["003253709790471","00325370","C03470411000000049590000018","国械注准20223131334","活性生物骨","粒径1～2 mm,0.2g/瓶","ZHG-KL-0.2-B",null,null,"HCS00018","烟台正海生物科技股份有限公司"]
["003253709790472","00325370","C03470411000000049590000022","国械注准20223131334","活性生物骨","粒径1～2 mm,0.7g/瓶","ZHG-KL-0.7-B",null,null,"HCS00018","烟台正海生物科技股份有限公司"]
["003253709790473","00325370","C03470411000000049590000023","国械注准20223131334","活性生物骨","粒径2～6 mm,0.4g/瓶","ZHG-KL-0.4-C",null,null,"HCS00018","烟台正海生物科技股份有限公司"]
["003253709790437","00325370","C03470411000000049590000012","国械注准20223131334","活性生物骨","粒径0.25～1 mm,0.2g/瓶","ZHG-KL-0.2-A",null,null,"HCS00018","烟台正海生物科技股份有限公司"]
["003521189795778","00352118","C07020608101000049590000965","国械注准20153170386","口腔修复膜","1.5cm×1.75cm","S1型(平均厚度0.20-0.39mm)",null,null,"HCS00018","烟台正海生物科技股份有限公司","烟台正海生物科技股份有限公司"]
["003521189795779","00352118","C07020608101000049590001006","国械注准20153170386","口腔修复膜","1.75cm×2.5cm","S1型(平均厚度0.20-0.39mm)",null,null,"HCS00018","烟台正海生物科技股份有限公司","烟台正海生物科技股份有限公司"]
["003521189795780","00352118","C07020608101000049590001010","国械注准20153170386","口腔修复膜","2cm×2.5cm","S1型(平均厚度0.20-0.39mm)",null,null,"HCS00018","烟台正海生物科技股份有限公司","烟台正海生物科技股份有限公司"]
["003521189795781","00352118","C07020608101000049590001031","国械注准20153170386","口腔修复膜","1.75cm×2.25cm","S1型(平均厚度0.20-0.39mm)",null,null,"HCS00018","烟台正海生物科技股份有限公司","烟台正海生物科技股份有限公司"]
["003521189795782","00352118","C07020608101000049590001026","国械注准20153170386","口腔修复膜","2.25cm×2.5cm","S1型(平均厚度0.20-0.39mm)",null,null,"HCS00018","烟台正海生物科技股份有限公司","烟台正海生物科技股份有限公司"]
["003979219807499","00397921","C14020200000000103890008294","浙械注准20192140407","一次性使用无菌手术包","髋关节手术包-基础配置：手术洞巾-桌布1个、手术洞巾-整形外科型1个；可选配置：一次性使用手术衣2个、一次性医用海绵棒2个、手术洞巾-大台罩1个、擦手纸3个、针盒1个、医用弹性绷带2个、手术灯手柄罩1个、一次性使用塑料钳1个、一次性使用塑料镊1个、样品杯3个、一次性手术器械罩1个；其他组件：一次性使用灭菌橡胶外科手套2个、医用脱脂纱布10个","B型",null,null,"HCS00039","世源科技（嘉兴）医疗电子有限公司","世源科技（嘉兴）医疗电子有限公司"]
["003979219799852","00397921","C14020200000000103890003468","浙械注准20192140407","一次性使用无菌手术包","眼科包-基础配置：手术洞巾-桌布1个、手术洞巾-普通外科型1个；可选配置：手术洞巾-大台罩1个、擦手纸4个、针盒1个、医用弹性绷带1个、手术灯手柄罩1个、一次性使用塑料钳1个、一次性使用塑料镊1个、样品杯3个、一次性手术器械罩3个","A型",null,null,"HCS00039","世源科技（嘉兴）医疗电子有限公司","世源科技（嘉兴）医疗电子有限公司"]
["003979219799853","00397921","C14020200000000103890008281","浙械注准20192140407","一次性使用无菌手术包","眼科包-基础配置：手术洞巾-桌布1个、手术洞巾-眼耳鼻喉型1个；可选配置：一次性使用手术衣2个、一次性医用海绵棒2个、手术洞巾-大台罩1个、擦手纸2个、针盒1个、医用弹性绷带1个、手术灯手柄罩1个、一次性使用塑料钳1个、一次性使用塑料镊1个、样品杯1个、一次性手术器械罩1个；其他组件：一次性使用灭菌橡胶外科手套3个、医用脱脂纱布10个、脱脂棉球4个、垃圾袋1个","B型",null,null,"HCS00039","世源科技（嘉兴）医疗电子有限公司","世源科技（嘉兴）医疗电子有限公司"]
["003979219800261","00397921","C14020200000000103890007255","浙械注准20192140407","一次性使用无菌手术包","普胸包-基础配置：手术洞巾-桌布1个、手术洞巾-心血管型1个；可选配置：手一次性使用手术衣2个、一次性医用海绵棒2个、术洞巾-大台罩1个、擦手纸2个、针盒1个、医用弹性绷带2个、手术灯手柄罩1个、一次性使用塑料钳1个、一次性使用塑料镊1个、样品杯3个、一次性手术器械罩3个；其他组件：一次性使用灭菌橡胶外科手套2个","B型",null,null,"HCS00039","世源科技（嘉兴）医疗电子有限公司","世源科技（嘉兴）医疗电子有限公司"]
["003979219800262","00397921","C14020200000000103890009552","浙械注准20192140407","一次性使用无菌手术包","普胸包-基础配置：手术洞巾-桌布1个、手术洞巾-心血管型1个；可选配置：手一次性使用手术衣2个、一次性医用海绵棒2个、术洞巾-大台罩1个、擦手纸1个、针盒1个、医用弹性绷带1个、手术灯手柄罩1个、一次性使用塑料钳1个、一次性使用塑料镊1个、样品杯2个、一次性手术器械罩3个；其他组件：一次性使用灭菌橡胶外科手套3个、医用脱脂纱布10个、脱脂棉球8个、盘1个","B型",null,null,"HCS00039","世源科技（嘉兴）医疗电子有限公司","世源科技（嘉兴）医疗电子有限公司"]
["003979219800263","00397921","C14020200000000103890004622","浙械注准20192140407","一次性使用无菌手术包","普胸包-基础配置：手术洞巾-桌布1个、手术洞巾-心血管型1个；可选配置：手一次性使用手术衣2个、一次性医用海绵棒2个、术洞巾-大台罩1个、擦手纸2个、针盒1个、医用弹性绷带2个、手术灯手柄罩1个、一次性使用塑料钳1个、一次性使用塑料镊1个、样品杯2个、一次性手术器械罩1个；其他组件：一次性使用灭菌橡胶外科手套2个、医用脱脂纱布5个、脱脂棉球8个、医用胶带2个","B型",null,null,"HCS00039","世源科技（嘉兴）医疗电子有限公司","世源科技（嘉兴）医疗电子有限公司"]
["003979219800264","00397921","C14020200000000103890003048","浙械注准20192140407","一次性使用无菌手术包","普胸包-基础配置：手术洞巾-桌布1个、手术洞巾-心血管型1个；可选配置：手一次性使用手术衣2个、一次性医用海绵棒2个、术洞巾-大台罩1个、擦手纸2个、针盒1个、医用弹性绷带1个、手术灯手柄罩1个、一次性使用塑料钳1个、一次性使用塑料镊1个、样品杯2个、一次性手术器械罩2个；其他组件：一次性使用灭菌橡胶外科手套3个、医用脱脂纱布5个","B型",null,null,"HCS00039","世源科技（嘉兴）医疗电子有限公司","世源科技（嘉兴）医疗电子有限公司"]
["003979219800265","00397921","C14020200000000103890003431","浙械注准20192140407","一次性使用无菌手术包","普胸包-基础配置：手术洞巾-桌布1个、手术洞巾-心血管型1个；可选配置：手一次性使用手术衣2个、一次性医用海绵棒2个、术洞巾-大台罩1个、擦手纸1个、针盒1个、医用弹性绷带3个、手术灯手柄罩1个、一次性使用塑料钳1个、一次性使用塑料镊1个、样品杯2个、一次性手术器械罩1个","B型",null,null,"HCS00039","世源科技（嘉兴）医疗电子有限公司","世源科技（嘉兴）医疗电子有限公司"]
["003979219799482","00397921","C14020200000000103890004475","浙械注准20192140407","一次性使用无菌手术包","顺产包-基础配置：手术洞巾-桌布1个、手术洞巾-妇科型1个；可选配置：手术一次性使用手术衣2个、一次性医用海绵棒2个、洞巾-大台罩1个、擦手纸2个、针盒1个、医用弹性绷带2个、手术灯手柄罩1个、一次性使用塑料钳1个、一次性使用塑料镊1个、样品杯2个","B型",null,null,"HCS00039","世源科技（嘉兴）医疗电子有限公司","世源科技（嘉兴）医疗电子有限公司"]
["003979219799588","00397921","C14020200000000103890007088","浙械注准20192140407","一次性使用无菌手术包","顺产包-基础配置：手术洞巾-桌布1个、手术洞巾-妇科型1个；可选配置：手术一次性使用手术衣2个、一次性医用海绵棒2个、洞巾-大台罩1个、擦手纸1个、针盒1个、医用弹性绷带1个、手术灯手柄罩1个、一次性使用塑料钳1个、一次性使用塑料镊1个、样品杯3个、一次性手术器械罩3个；其他组件：一次性使用灭菌橡胶外科手套2个、医用脱脂纱布10个、脱脂棉球8个","B型",null,null,"HCS00039","世源科技（嘉兴）医疗电子有限公司","世源科技（嘉兴）医疗电子有限公司"]
["003979219801134","00397921","C14020200000000103890002970","浙械注准20192140407","一次性使用无菌手术包","泌尿碎石包-基础配置：手术洞巾-桌布1个、手术洞巾-普通外科型2个；可选配置：手术洞巾-大台罩1个、擦手纸2个、针盒1个、医用弹性绷带1个、手术灯手柄罩1个、一次性使用塑料钳1个、一次性使用塑料镊1个","A型",null,null,"HCS00039","世源科技（嘉兴）医疗电子有限公司","世源科技（嘉兴）医疗电子有限公司"]
["003979219799603","00397921","C14020200000000103890008643","浙械注准20192140407","一次性使用无菌手术包","眼科包-基础配置：手术洞巾-桌布1个、手术洞巾-眼耳鼻喉型1个；可选配置：一次性使用手术衣2个、一次性医用海绵棒2个、手术洞巾-大台罩1个、擦手纸1个、针盒1个、医用弹性绷带1个、手术灯手柄罩1个、一次性使用塑料钳1个、一次性使用塑料镊1个、样品杯2个、一次性手术器械罩3个；其他组件：一次性使用灭菌橡胶外科手套3个、医用脱脂纱布5个、脱脂棉球4个","B型",null,null,"HCS00039","世源科技（嘉兴）医疗电子有限公司","世源科技（嘉兴）医疗电子有限公司"]
["003979219799605","00397921","C14020200000000103890009400","浙械注准20192140407","一次性使用无菌手术包","清创包-基础配置：手术洞巾-桌布1个、手术洞巾-普通外科型2个；可选配置：手术洞巾-大台罩1个、擦手纸2个、针盒1个、医用弹性绷带1个、手术灯手柄罩1个、一次性使用塑料钳1个、一次性使用塑料镊1个、样品杯1个、一次性手术器械罩1个；其他组件：一次性使用灭菌橡胶外科手套2个、医用脱脂纱布5个、脱脂棉球4个","A型",null,null,"HCS00039","世源科技（嘉兴）医疗电子有限公司","世源科技（嘉兴）医疗电子有限公司"]
["003979219799616","00397921","C14020200000000103890004084","浙械注准20192140407","一次性使用无菌手术包","眼科包-基础配置：手术洞巾-桌布1个、手术洞巾-眼耳鼻喉型1个；可选配置：一次性使用手术衣2个、一次性医用海绵棒2个、手术洞巾-大台罩1个、擦手纸1个、针盒1个、医用弹性绷带2个、手术灯手柄罩1个、一次性使用塑料钳1个、一次性使用塑料镊1个、样品杯3个、一次性手术器械罩3个；其他组件：一次性使用灭菌橡胶外科手套3个、医用脱脂纱布5个、脱脂棉球4个、剪刀1个","B型",null,null,"HCS00039","世源科技（嘉兴）医疗电子有限公司","世源科技（嘉兴）医疗电子有限公司"]
["003979219799617","00397921","C14020200000000103890003120","浙械注准20192140407","一次性使用无菌手术包","眼科包-基础配置：手术洞巾-桌布1个、手术洞巾-眼耳鼻喉型1个；可选配置：一次性使用手术衣2个、一次性医用海绵棒2个、手术洞巾-大台罩1个、擦手纸1个、针盒1个、医用弹性绷带2个、手术灯手柄罩1个、一次性使用塑料钳1个、一次性使用塑料镊1个、样品杯3个、一次性手术器械罩3个；其他组件：一次性使用灭菌橡胶外科手套3个","B型",null,null,"HCS00039","世源科技（嘉兴）医疗电子有限公司","世源科技（嘉兴）医疗电子有限公司"]
["003979219800266","00397921","C14020200000000103890007370","浙械注准20192140407","一次性使用无菌手术包","普胸包-基础配置：手术洞巾-桌布1个、手术洞巾-心血管型1个；可选配置：手一次性使用手术衣2个、一次性医用海绵棒2个、术洞巾-大台罩1个、擦手纸1个、针盒1个、医用弹性绷带3个、手术灯手柄罩1个、一次性使用塑料钳1个、一次性使用塑料镊1个、样品杯3个、一次性手术器械罩2个；其他组件：一次性使用灭菌橡胶外科手套3个、医用脱脂纱布5个","B型",null,null,"HCS00039","世源科技（嘉兴）医疗电子有限公司","世源科技（嘉兴）医疗电子有限公司"]
["003979219800267","00397921","C14020200000000103890005296","浙械注准20192140407","一次性使用无菌手术包","普胸包-基础配置：手术洞巾-桌布1个、手术洞巾-心血管型1个；可选配置：手一次性使用手术衣2个、一次性医用海绵棒2个、术洞巾-大台罩1个、擦手纸1个、针盒1个、医用弹性绷带3个、手术灯手柄罩1个、一次性使用塑料钳1个、一次性使用塑料镊1个、样品杯2个、一次性手术器械罩1个；其他组件：一次性使用灭菌橡胶外科手套2个、医用脱脂纱布5个、脱脂棉球4个、剪刀1个","B型",null,null,"HCS00039","世源科技（嘉兴）医疗电子有限公司","世源科技（嘉兴）医疗电子有限公司"]
["003979219800274","00397921","C14020200000000103890008125","浙械注准20192140407","一次性使用无菌手术包","普胸包-基础配置：手术洞巾-桌布1个、手术洞巾-普通外科型1个；可选配置：手术洞巾-大台罩1个、擦手纸4个、针盒1个、医用弹性绷带1个、手术灯手柄罩1个、一次性使用塑料钳1个、一次性使用塑料镊1个、样品杯3个、一次性手术器械罩3个","A型",null,null,"HCS00039","世源科技（嘉兴）医疗电子有限公司","世源科技（嘉兴）医疗电子有限公司"]
["003979219800326","00397921","C14020200000000103890003361","浙械注准20192140407","一次性使用无菌手术包","甲状腺包-基础配置：手术洞巾-桌布1个、手术洞巾-心血管型1个；可选配置：手一次性使用手术衣2个、一次性医用海绵棒2个、术洞巾-大台罩1个、擦手纸1个、针盒1个、医用弹性绷带1个、手术灯手柄罩1个、一次性使用塑料钳1个、一次性使用塑料镊1个、样品杯2个、一次性手术器械罩3个；其他组件：一次性使用灭菌橡胶外科手套3个、医用脱脂纱布10个、脱脂棉球8个、盘1个","B型",null,null,"HCS00039","世源科技（嘉兴）医疗电子有限公司","世源科技（嘉兴）医疗电子有限公司"]
["003979219800327","00397921","C14020200000000103890006260","浙械注准20192140407","一次性使用无菌手术包","甲状腺包-基础配置：手术洞巾-桌布1个、手术洞巾-普通外科型1个；可选配置：手术洞巾-大台罩1个、擦手纸4个、针盒1个、医用弹性绷带1个、手术灯手柄罩1个、一次性使用塑料钳1个、一次性使用塑料镊1个、样品杯3个、一次性手术器械罩3个","A型",null,null,"HCS00039","世源科技（嘉兴）医疗电子有限公司","世源科技（嘉兴）医疗电子有限公司"]
["003979219800394","00397921","C14020200000000103890009462","浙械注准20192140407","一次性使用无菌手术包","甲状腺包-基础配置：手术洞巾-桌布1个、手术洞巾-心血管型1个；可选配置：手一次性使用手术衣2个、一次性医用海绵棒2个、术洞巾-大台罩1个、擦手纸2个、针盒1个、医用弹性绷带1个、手术灯手柄罩1个、一次性使用塑料钳1个、一次性使用塑料镊1个、样品杯2个、一次性手术器械罩2个；其他组件：一次性使用灭菌橡胶外科手套3个、医用脱脂纱布5个","B型",null,null,"HCS00039","世源科技（嘉兴）医疗电子有限公司","世源科技（嘉兴）医疗电子有限公司"]
["003979219800395","00397921","C14020200000000103890007939","浙械注准20192140407","一次性使用无菌手术包","甲状腺包-基础配置：手术洞巾-桌布1个、手术洞巾-心血管型1个；可选配置：手一次性使用手术衣2个、一次性医用海绵棒2个、术洞巾-大台罩1个、擦手纸1个、针盒1个、医用弹性绷带2个、手术灯手柄罩1个、一次性使用塑料钳1个、一次性使用塑料镊1个、样品杯3个、一次性手术器械罩3个；其他组件：一次性使用灭菌橡胶外科手套2个、医用脱脂纱布10个","B型",null,null,"HCS00039","世源科技（嘉兴）医疗电子有限公司","世源科技（嘉兴）医疗电子有限公司"]
["003979219800396","00397921","C14020200000000103890007229","浙械注准20192140407","一次性使用无菌手术包","甲状腺包-基础配置：手术洞巾-桌布1个、手术洞巾-心血管型1个；可选配置：手一次性使用手术衣2个、一次性医用海绵棒2个、术洞巾-大台罩1个、擦手纸2个、针盒1个、医用弹性绷带2个、手术灯手柄罩1个、一次性使用塑料钳1个、一次性使用塑料镊1个、样品杯2个、一次性手术器械罩1个；其他组件：一次性使用灭菌橡胶外科手套2个、医用脱脂纱布5个、脱脂棉球8个、医用胶带2个","B型",null,null,"HCS00039","世源科技（嘉兴）医疗电子有限公司","世源科技（嘉兴）医疗电子有限公司"]
["003979219800397","00397921","C14020200000000103890003125","浙械注准20192140407","一次性使用无菌手术包","甲状腺包-基础配置：手术洞巾-桌布1个、手术洞巾-心血管型1个；可选配置：手一次性使用手术衣2个、一次性医用海绵棒2个、术洞巾-大台罩1个、擦手纸1个、针盒1个、医用弹性绷带3个、手术灯手柄罩1个、一次性使用塑料钳1个、一次性使用塑料镊1个、样品杯2个、一次性手术器械罩1个","B型",null,null,"HCS00039","世源科技（嘉兴）医疗电子有限公司","世源科技（嘉兴）医疗电子有限公司"]
["003979219800398","00397921","C14020200000000103890005197","浙械注准20192140407","一次性使用无菌手术包","甲状腺包-基础配置：手术洞巾-桌布1个、手术洞巾-心血管型1个；可选配置：手一次性使用手术衣2个、一次性医用海绵棒2个、术洞巾-大台罩1个、擦手纸3个、针盒1个、医用弹性绷带1个、手术灯手柄罩1个、一次性使用塑料钳1个、一次性使用塑料镊1个、样品杯1个、一次性手术器械罩3个","B型",null,null,"HCS00039","世源科技（嘉兴）医疗电子有限公司","世源科技（嘉兴）医疗电子有限公司"]
["003979219800399","00397921","C14020200000000103890008168","浙械注准20192140407","一次性使用无菌手术包","甲状腺包-基础配置：手术洞巾-桌布1个、手术洞巾-心血管型1个；可选配置：手一次性使用手术衣2个、一次性医用海绵棒2个、术洞巾-大台罩1个、擦手纸2个、针盒1个、医用弹性绷带1个、手术灯手柄罩1个、一次性使用塑料钳1个、一次性使用塑料镊1个、样品杯3个、一次性手术器械罩2个；其他组件：一次性使用灭菌橡胶外科手套2个、医用脱脂纱布5个、脱脂棉球8个、剪刀1个","B型",null,null,"HCS00039","世源科技（嘉兴）医疗电子有限公司","世源科技（嘉兴）医疗电子有限公司"]
["003979219800400","00397921","C14020200000000103890003444","浙械注准20192140407","一次性使用无菌手术包","甲状腺包-基础配置：手术洞巾-桌布1个、手术洞巾-心血管型1个；可选配置：手一次性使用手术衣2个、一次性医用海绵棒2个、术洞巾-大台罩1个、擦手纸2个、针盒1个、医用弹性绷带1个、手术灯手柄罩1个、一次性使用塑料钳1个、一次性使用塑料镊1个、样品杯1个、一次性手术器械罩3个；其他组件：一次性使用灭菌橡胶外科手套3个","B型",null,null,"HCS00039","世源科技（嘉兴）医疗电子有限公司","世源科技（嘉兴）医疗电子有限公司"]
["003979219801262","00397921","C14020200000000103890009722","浙械注准20192140407","一次性使用无菌手术包","普胸包-基础配置：手术洞巾-桌布1个、手术洞巾-心血管型1个；可选配置：手一次性使用手术衣2个、一次性医用海绵棒2个、术洞巾-大台罩1个、擦手纸1个、针盒1个、医用弹性绷带3个、手术灯手柄罩1个、一次性使用塑料钳1个、一次性使用塑料镊1个、样品杯1个、一次性手术器械罩1个；其他组件：一次性使用灭菌橡胶外科手套3个、医用脱脂纱布10个、脱脂棉球4个","B型",null,null,"HCS00039","世源科技（嘉兴）医疗电子有限公司","世源科技（嘉兴）医疗电子有限公司"]
["003979219804026","00397921","C14020200000000103890007559","浙械注准20192140407","一次性使用无菌手术包","膝关节手术包-基础配置：手术洞巾-桌布1个、手术洞巾-整形外科型1个；可选配置：一次性使用手术衣2个、一次性医用海绵棒2个、手术洞巾-大台罩1个、擦手纸2个、针盒1个、医用弹性绷带2个、手术灯手柄罩1个、一次性使用塑料钳1个、一次性使用塑料镊1个、样品杯1个、一次性手术器械罩3个；其他组件：一次性使用灭菌橡胶外科手套2个、医用脱脂纱布10个、脱脂棉球8个、垃圾袋1个","B型",null,null,"HCS00039","世源科技（嘉兴）医疗电子有限公司","世源科技（嘉兴）医疗电子有限公司"]
["003979219804027","00397921","C14020200000000103890007617","浙械注准20192140407","一次性使用无菌手术包","膝关节手术包-基础配置：手术洞巾-桌布1个、手术洞巾-整形外科型1个；可选配置：一次性使用手术衣2个、一次性医用海绵棒2个、手术洞巾-大台罩1个、擦手纸2个、针盒1个、医用弹性绷带2个、手术灯手柄罩1个、一次性使用塑料钳1个、一次性使用塑料镊1个、样品杯1个、一次性手术器械罩3个；其他组件：一次性使用灭菌橡胶外科手套2个、医用脱脂纱布5个、脱脂棉球8个、垃圾袋1个","B型",null,null,"HCS00039","世源科技（嘉兴）医疗电子有限公司","世源科技（嘉兴）医疗电子有限公司"]
["003979219804028","00397921","C14020200000000103890005270","浙械注准20192140407","一次性使用无菌手术包","膝关节手术包-基础配置：手术洞巾-桌布1个、手术洞巾-整形外科型1个；可选配置：一次性使用手术衣2个、一次性医用海绵棒2个、手术洞巾-大台罩1个、擦手纸1个、针盒1个、医用弹性绷带3个、手术灯手柄罩1个、一次性使用塑料钳1个、一次性使用塑料镊1个、样品杯2个、一次性手术器械罩3个；其他组件：一次性使用灭菌橡胶外科手套3个、医用脱脂纱布5个、脱脂棉球8个、医用胶带2个","B型",null,null,"HCS00039","世源科技（嘉兴）医疗电子有限公司","世源科技（嘉兴）医疗电子有限公司"]
["003979219804029","00397921","C14020200000000103890009651","浙械注准20192140407","一次性使用无菌手术包","膝关节手术包-基础配置：手术洞巾-桌布1个、手术洞巾-整形外科型1个；可选配置：一次性使用手术衣2个、一次性医用海绵棒2个、手术洞巾-大台罩1个、擦手纸2个、针盒1个、医用弹性绷带1个、手术灯手柄罩1个、一次性使用塑料钳1个、一次性使用塑料镊1个、样品杯1个、一次性手术器械罩1个；其他组件：一次性使用灭菌橡胶外科手套2个、医用脱脂纱布5个、脱脂棉球8个","B型",null,null,"HCS00039","世源科技（嘉兴）医疗电子有限公司","世源科技（嘉兴）医疗电子有限公司"]
["003979219804030","00397921","C14020200000000103890007113","浙械注准20192140407","一次性使用无菌手术包","膝关节手术包-基础配置：手术洞巾-桌布1个、手术洞巾-整形外科型1个；可选配置：一次性使用手术衣2个、一次性医用海绵棒2个、手术洞巾-大台罩1个、擦手纸1个、针盒1个、医用弹性绷带3个、手术灯手柄罩1个、一次性使用塑料钳1个、一次性使用塑料镊1个、样品杯3个、一次性手术器械罩1个；其他组件：一次性使用灭菌橡胶外科手套2个、医用脱脂纱布10个","B型",null,null,"HCS00039","世源科技（嘉兴）医疗电子有限公司","世源科技（嘉兴）医疗电子有限公司"]
["003979219804031","00397921","C14020200000000103890003123","浙械注准20192140407","一次性使用无菌手术包","膝关节手术包-基础配置：手术洞巾-桌布1个、手术洞巾-整形外科型1个；可选配置：一次性使用手术衣2个、一次性医用海绵棒2个、手术洞巾-大台罩1个、擦手纸2个、针盒1个、医用弹性绷带2个、手术灯手柄罩1个、一次性使用塑料钳1个、一次性使用塑料镊1个、样品杯2个、一次性手术器械罩2个；其他组件：一次性使用灭菌橡胶外科手套3个、医用脱脂纱布10个、脱脂棉球4个、盘1个","B型",null,null,"HCS00039","世源科技（嘉兴）医疗电子有限公司","世源科技（嘉兴）医疗电子有限公司"]
["003979219804282","00397921","C14020200000000103890004682","浙械注准20192140407","一次性使用无菌手术包","髋关节手术包-基础配置：手术洞巾-桌布1个、手术洞巾-整形外科型1个；可选配置：一次性使用手术衣2个、一次性医用海绵棒2个、手术洞巾-大台罩1个、擦手纸2个、针盒1个、医用弹性绷带2个、手术灯手柄罩1个、一次性使用塑料钳1个、一次性使用塑料镊1个、样品杯1个、一次性手术器械罩1个；其他组件：一次性使用灭菌橡胶外科手套2个、医用脱脂纱布10个、脱脂棉球8个、垃圾袋1个","B型",null,null,"HCS00039","世源科技（嘉兴）医疗电子有限公司","世源科技（嘉兴）医疗电子有限公司"]
["003979219804283","00397921","C14020200000000103890005697","浙械注准20192140407","一次性使用无菌手术包","髋关节手术包-基础配置：手术洞巾-桌布1个、手术洞巾-整形外科型1个；可选配置：一次性使用手术衣2个、一次性医用海绵棒2个、手术洞巾-大台罩1个、擦手纸1个、针盒1个、医用弹性绷带3个、手术灯手柄罩1个、一次性使用塑料钳1个、一次性使用塑料镊1个、样品杯2个、一次性手术器械罩1个；其他组件：一次性使用灭菌橡胶外科手套2个、医用脱脂纱布5个、脱脂棉球8个、盘1个","B型",null,null,"HCS00039","世源科技（嘉兴）医疗电子有限公司","世源科技（嘉兴）医疗电子有限公司"]
["003979219804629","00397921","C14020200000000103890009052","浙械注准20192140407","一次性使用无菌手术包","四肢手术包-基础配置：手术洞巾-桌布1个、手术洞巾-整形外科型1个；可选配置：一次性使用手术衣2个、一次性医用海绵棒2个、手术洞巾-大台罩1个、擦手纸4个、针盒1个、医用弹性绷带2个、手术灯手柄罩1个、一次性使用塑料钳1个、一次性使用塑料镊1个、样品杯1个、一次性手术器械罩3个；其他组件：一次性使用灭菌橡胶外科手套2个、医用脱脂纱布5个、脱脂棉球8个、垃圾袋1个","B型",null,null,"HCS00039","世源科技（嘉兴）医疗电子有限公司","世源科技（嘉兴）医疗电子有限公司"]
["003979219804630","00397921","C14020200000000103890007959","浙械注准20192140407","一次性使用无菌手术包","四肢手术包-基础配置：手术洞巾-桌布1个、手术洞巾-整形外科型1个；可选配置：一次性使用手术衣2个、一次性医用海绵棒2个、手术洞巾-大台罩1个、擦手纸1个、针盒1个、医用弹性绷带2个、手术灯手柄罩1个、一次性使用塑料钳1个、一次性使用塑料镊1个、样品杯3个、一次性手术器械罩1个；其他组件：一次性使用灭菌橡胶外科手套3个、医用脱脂纱布5个、脱脂棉球8个、医用胶带2个","B型",null,null,"HCS00039","世源科技（嘉兴）医疗电子有限公司","世源科技（嘉兴）医疗电子有限公司"]
["003979219804631","00397921","C14020200000000103890004062","浙械注准20192140407","一次性使用无菌手术包","四肢手术包-基础配置：手术洞巾-桌布1个、手术洞巾-整形外科型1个；可选配置：一次性使用手术衣2个、一次性医用海绵棒2个、手术洞巾-大台罩1个、擦手纸2个、针盒1个","B型",null,null,"HCS00039","世源科技（嘉兴）医疗电子有限公司","世源科技（嘉兴）医疗电子有限公司"]
["003979219804632","00397921","C14020200000000103890003715","浙械注准20192140407","一次性使用无菌手术包","四肢手术包-基础配置：手术洞巾-桌布1个、手术洞巾-整形外科型1个；可选配置：一次性使用手术衣2个、一次性医用海绵棒2个、手术洞巾-大台罩1个、擦手纸2个、针盒1个、医用弹性绷带1个、手术灯手柄罩1个、一次性使用塑料钳1个、一次性使用塑料镊1个、样品杯1个、一次性手术器械罩1个；其他组件：一次性使用灭菌橡胶外科手套2个、医用脱脂纱布5个、脱脂棉球8个","B型",null,null,"HCS00039","世源科技（嘉兴）医疗电子有限公司","世源科技（嘉兴）医疗电子有限公司"]
["003979219804633","00397921","C14020200000000103890006822","浙械注准20192140407","一次性使用无菌手术包","四肢手术包-基础配置：手术洞巾-桌布1个、手术洞巾-整形外科型1个；可选配置：一次性使用手术衣2个、一次性医用海绵棒2个、手术洞巾-大台罩1个、擦手纸2个、针盒1个、医用弹性绷带2个、手术灯手柄罩1个、一次性使用塑料钳1个、一次性使用塑料镊1个、样品杯3个、一次性手术器械罩1个；其他组件：一次性使用灭菌橡胶外科手套2个","B型",null,null,"HCS00039","世源科技（嘉兴）医疗电子有限公司","世源科技（嘉兴）医疗电子有限公司"]
["003979219804634","00397921","C14020200000000103890005652","浙械注准20192140407","一次性使用无菌手术包","四肢手术包-基础配置：手术洞巾-桌布1个、手术洞巾-整形外科型1个；可选配置：一次性使用手术衣2个、一次性医用海绵棒2个、手术洞巾-大台罩1个、擦手纸2个、针盒1个、医用弹性绷带2个、手术灯手柄罩1个、一次性使用塑料钳1个、一次性使用塑料镊1个、样品杯2个、一次性手术器械罩2个；其他组件：一次性使用灭菌橡胶外科手套3个、医用脱脂纱布10个、脱脂棉球4个、盘1个","B型",null,null,"HCS00039","世源科技（嘉兴）医疗电子有限公司","世源科技（嘉兴）医疗电子有限公司"]
["003979219804635","00397921","C14020200000000103890007548","浙械注准20192140407","一次性使用无菌手术包","四肢手术包-基础配置：手术洞巾-桌布1个、手术洞巾-整形外科型1个；可选配置：一次性使用手术衣2个、一次性医用海绵棒2个、手术洞巾-大台罩1个、擦手纸2个、针盒1个、医用弹性绷带3个、手术灯手柄罩1个、一次性使用塑料钳1个、一次性使用塑料镊1个、样品杯3个、一次性手术器械罩3个；其他组件：一次性使用灭菌橡胶外科手套3个、医用脱脂纱布10个、脱脂棉球8个、剪刀1个","B型",null,null,"HCS00039","世源科技（嘉兴）医疗电子有限公司","世源科技（嘉兴）医疗电子有限公司"]
["003979219804636","00397921","C14020200000000103890006255","浙械注准20192140407","一次性使用无菌手术包","四肢手术包-基础配置：手术洞巾-桌布1个、手术洞巾-整形外科型1个；可选配置：一次性使用手术衣2个、一次性医用海绵棒2个、手术洞巾-大台罩1个、擦手纸1个、针盒1个、医用弹性绷带3个、手术灯手柄罩1个、一次性使用塑料钳1个、一次性使用塑料镊1个、样品杯3个、一次性手术器械罩1个；其他组件：一次性使用灭菌橡胶外科手套2个、医用脱脂纱布10个","B型",null,null,"HCS00039","世源科技（嘉兴）医疗电子有限公司","世源科技（嘉兴）医疗电子有限公司"]
["003979219807455","00397921","C14020200000000103890004061","浙械注准20192140407","一次性使用无菌手术包","腹腔镜包-基础配置：手术洞巾-桌布1个、手术洞巾-膀胱镜检查型1个；可选配置一次性使用手术衣2个、一次性医用海绵棒2个、：手术洞巾-大台罩1个、擦手纸3个、针盒1个、医用弹性绷带2个、手术灯手柄罩1个、一次性使用塑料钳1个、一次性使用塑料镊1个、样品杯3个、一次性手术器械罩1个；其他组件：一次性使用灭菌橡胶外科手套2个","B型",null,null,"HCS00039","世源科技（嘉兴）医疗电子有限公司","世源科技（嘉兴）医疗电子有限公司"]
["003979219807472","00397921","C14020200000000103890004157","浙械注准20192140407","一次性使用无菌手术包","骨科包-基础配置：手术洞巾-桌布1个、手术洞巾-普通外科型3个；可选配置：手术洞巾-大台罩1个、擦手纸4个、针盒1个、医用弹性绷带2个、手术灯手柄罩1个、一次性使用塑料钳1个、一次性使用塑料镊1个、样品杯2个、一次性手术器械罩1个；其他组件：一次性使用灭菌橡胶外科手套2个、医用脱脂纱布10个、脱脂棉球8个","A型",null,null,"HCS00039","世源科技（嘉兴）医疗电子有限公司","世源科技（嘉兴）医疗电子有限公司"]
["003979219807491","00397921","C14020200000000103890008636","浙械注准20192140407","一次性使用无菌手术包","肩关节包-基础配置：手术洞巾-桌布1个、手术洞巾-整形外科型1个；可选配置：一次性使用手术衣2个、一次性医用海绵棒2个、手术洞巾-大台罩1个、擦手纸2个、针盒1个、医用弹性绷带2个、手术灯手柄罩1个、一次性使用塑料钳1个、一次性使用塑料镊1个、样品杯3个、一次性手术器械罩1个","B型",null,null,"HCS00039","世源科技（嘉兴）医疗电子有限公司","世源科技（嘉兴）医疗电子有限公司"]
["003979219807492","00397921","C14020200000000103890006348","浙械注准20192140407","一次性使用无菌手术包","肩关节包-基础配置：手术洞巾-桌布1个、手术洞巾-整形外科型1个；可选配置：一次性使用手术衣2个、一次性医用海绵棒2个、手术洞巾-大台罩1个、擦手纸2个、针盒1个、医用弹性绷带3个、手术灯手柄罩1个、一次性使用塑料钳1个、一次性使用塑料镊1个、样品杯2个、一次性手术器械罩3个；其他组件：一次性使用灭菌橡胶外科手套3个、医用脱脂纱布5个、脱脂棉球8个、医用胶带2个","B型",null,null,"HCS00039","世源科技（嘉兴）医疗电子有限公司","世源科技（嘉兴）医疗电子有限公司"]
["003979219807493","00397921","C14020200000000103890004581","浙械注准20192140407","一次性使用无菌手术包","肩关节包-基础配置：手术洞巾-桌布1个、手术洞巾-整形外科型1个；可选配置：一次性使用手术衣2个、一次性医用海绵棒2个、手术洞巾-大台罩1个、擦手纸3个、针盒1个、医用弹性绷带2个、手术灯手柄罩1个、一次性使用塑料钳1个、一次性使用塑料镊1个、样品杯3个、一次性手术器械罩2个；其他组件：一次性使用灭菌橡胶外科手套3个、医用脱脂纱布10个、脱脂棉球4个","B型",null,null,"HCS00039","世源科技（嘉兴）医疗电子有限公司","世源科技（嘉兴）医疗电子有限公司"]
["003979219807494","00397921","C14020200000000103890004815","浙械注准20192140407","一次性使用无菌手术包","肩关节包-基础配置：手术洞巾-桌布1个、手术洞巾-整形外科型1个；可选配置：一次性使用手术衣2个、一次性医用海绵棒2个、手术洞巾-大台罩1个、擦手纸2个、针盒1个、医用弹性绷带2个、手术灯手柄罩1个","B型",null,null,"HCS00039","世源科技（嘉兴）医疗电子有限公司","世源科技（嘉兴）医疗电子有限公司"]
["003979219801562","00397921","C14020200000000103890004448","浙械注准20192140407","一次性使用无菌手术包","腹腔镜包-基础配置：手术洞巾-桌布1个、手术洞巾-普通外科型1个；可选配置：手术洞巾-大台罩1个、擦手纸4个、针盒1个、医用弹性绷带1个、手术灯手柄罩1个、一次性使用塑料钳1个、一次性使用塑料镊1个、样品杯3个、一次性手术器械罩3个","A型",null,null,"HCS00039","世源科技（嘉兴）医疗电子有限公司","世源科技（嘉兴）医疗电子有限公司"]
["003979219804032","00397921","C14020200000000103890004202","浙械注准20192140407","一次性使用无菌手术包","膝关节手术包-基础配置：手术洞巾-桌布1个、手术洞巾-整形外科型1个；可选配置：一次性使用手术衣2个、一次性医用海绵棒2个、手术洞巾-大台罩1个、擦手纸2个、针盒1个、医用弹性绷带2个、手术灯手柄罩1个、一次性使用塑料钳1个、一次性使用塑料镊1个、样品杯3个、一次性手术器械罩1个；其他组件：一次性使用灭菌橡胶外科手套2个","B型",null,null,"HCS00039","世源科技（嘉兴）医疗电子有限公司","世源科技（嘉兴）医疗电子有限公司"]
["003979219804145","00397921","C14020200000000103890002644","浙械注准20192140407","一次性使用无菌手术包","甲状腺包-基础配置：手术洞巾-桌布1个、手术洞巾-心血管型1个；可选配置：手一次性使用手术衣2个、一次性医用海绵棒2个、术洞巾-大台罩1个、擦手纸2个、针盒1个、医用弹性绷带2个、手术灯手柄罩1个、一次性使用塑料钳1个、一次性使用塑料镊1个、样品杯1个、一次性手术器械罩2个；其他组件：一次性使用灭菌橡胶外科手套3个、医用脱脂纱布10个、脱脂棉球4个、盘1个","B型",null,null,"HCS00039","世源科技（嘉兴）医疗电子有限公司","世源科技（嘉兴）医疗电子有限公司"]
["003979219804146","00397921","C14020200000000103890005605","浙械注准20192140407","一次性使用无菌手术包","甲状腺包-基础配置：手术洞巾-桌布1个、手术洞巾-心血管型1个；可选配置：手一次性使用手术衣2个、一次性医用海绵棒2个、术洞巾-大台罩1个、擦手纸4个、针盒1个、医用弹性绷带3个、手术灯手柄罩1个、一次性使用塑料钳1个、一次性使用塑料镊1个、样品杯2个、一次性手术器械罩1个；其他组件：一次性使用灭菌橡胶外科手套2个、医用脱脂纱布5个、脱脂棉球4个、垃圾袋1个","B型",null,null,"HCS00039","世源科技（嘉兴）医疗电子有限公司","世源科技（嘉兴）医疗电子有限公司"]
["003979219804147","00397921","C14020200000000103890006376","浙械注准20192140407","一次性使用无菌手术包","甲状腺包-基础配置：手术洞巾-桌布1个、手术洞巾-心血管型1个；可选配置：手一次性使用手术衣2个、一次性医用海绵棒2个、术洞巾-大台罩1个、擦手纸3个、针盒1个、医用弹性绷带2个、手术灯手柄罩1个、一次性使用塑料钳1个、一次性使用塑料镊1个、样品杯2个、一次性手术器械罩3个；其他组件：一次性使用灭菌橡胶外科手套2个、医用脱脂纱布5个、脱脂棉球8个、医用胶带2个","B型",null,null,"HCS00039","世源科技（嘉兴）医疗电子有限公司","世源科技（嘉兴）医疗电子有限公司"]
["003979219804148","00397921","C14020200000000103890005972","浙械注准20192140407","一次性使用无菌手术包","甲状腺包-基础配置：手术洞巾-桌布1个、手术洞巾-心血管型1个；可选配置：手一次性使用手术衣2个、一次性医用海绵棒2个、术洞巾-大台罩1个、擦手纸4个、针盒1个、医用弹性绷带1个、手术灯手柄罩1个、一次性使用塑料钳1个、一次性使用塑料镊1个、样品杯3个、一次性手术器械罩1个；其他组件：一次性使用灭菌橡胶外科手套2个、医用脱脂纱布10个、脱脂棉球4个、剪刀1个","B型",null,null,"HCS00039","世源科技（嘉兴）医疗电子有限公司","世源科技（嘉兴）医疗电子有限公司"]
["003979219804149","00397921","C14020200000000103890007025","浙械注准20192140407","一次性使用无菌手术包","甲状腺包-基础配置：手术洞巾-桌布1个、手术洞巾-心血管型1个；可选配置：手一次性使用手术衣2个、一次性医用海绵棒2个、术洞巾-大台罩1个、擦手纸2个、针盒1个、医用弹性绷带2个、手术灯手柄罩1个、一次性使用塑料钳1个、一次性使用塑料镊1个、样品杯3个、一次性手术器械罩3个；其他组件：一次性使用灭菌橡胶外科手套3个、医用脱脂纱布5个、脱脂棉球4个、垃圾袋1个","B型",null,null,"HCS00039","世源科技（嘉兴）医疗电子有限公司","世源科技（嘉兴）医疗电子有限公司"]
["003979219804150","00397921","C14020200000000103890004615","浙械注准20192140407","一次性使用无菌手术包","甲状腺包-基础配置：手术洞巾-桌布1个、手术洞巾-心血管型1个；可选配置：手一次性使用手术衣2个、一次性医用海绵棒2个、术洞巾-大台罩1个、擦手纸3个、针盒1个、医用弹性绷带2个、手术灯手柄罩1个、一次性使用塑料钳1个、一次性使用塑料镊1个、样品杯3个、一次性手术器械罩3个；其他组件：一次性使用灭菌橡胶外科手套3个、医用脱脂纱布5个、脱脂棉球4个、垃圾袋1个","B型",null,null,"HCS00039","世源科技（嘉兴）医疗电子有限公司","世源科技（嘉兴）医疗电子有限公司"]
["003979219804151","00397921","C14020200000000103890008067","浙械注准20192140407","一次性使用无菌手术包","甲状腺包-基础配置：手术洞巾-桌布1个、手术洞巾-心血管型1个；可选配置：手一次性使用手术衣2个、一次性医用海绵棒2个、术洞巾-大台罩1个、擦手纸3个、针盒1个、医用弹性绷带3个、手术灯手柄罩1个、一次性使用塑料钳1个、一次性使用塑料镊1个、样品杯2个、一次性手术器械罩1个；其他组件：一次性使用灭菌橡胶外科手套2个、医用脱脂纱布10个、脱脂棉球4个、盘1个","B型",null,null,"HCS00039","世源科技（嘉兴）医疗电子有限公司","世源科技（嘉兴）医疗电子有限公司"]
["003979219804152","00397921","C14020200000000103890009255","浙械注准20192140407","一次性使用无菌手术包","甲状腺包-基础配置：手术洞巾-桌布1个、手术洞巾-心血管型1个；可选配置：手一次性使用手术衣2个、一次性医用海绵棒2个、术洞巾-大台罩1个、擦手纸3个、针盒1个、医用弹性绷带3个、手术灯手柄罩1个、一次性使用塑料钳1个、一次性使用塑料镊1个、样品杯3个","B型",null,null,"HCS00039","世源科技（嘉兴）医疗电子有限公司","世源科技（嘉兴）医疗电子有限公司"]
["003979219804338","00397921","C14020200000000103890007404","浙械注准20192140407","一次性使用无菌手术包","泌尿碎石包-基础配置：手术洞巾-桌布1个、手术洞巾-膀胱镜检查型1个；可选配置一次性使用手术衣2个、一次性医用海绵棒2个、：手术洞巾-大台罩1个、擦手纸4个、针盒1个、医用弹性绷带1个、手术灯手柄罩1个、一次性使用塑料钳1个、一次性使用塑料镊1个、样品杯2个、一次性手术器械罩2个；其他组件：一次性使用灭菌橡胶外科手套3个、医用脱脂纱布5个、脱脂棉球8个、医用胶带2个","B型",null,null,"HCS00039","世源科技（嘉兴）医疗电子有限公司","世源科技（嘉兴）医疗电子有限公司"]
["003979219807498","00397921","C14020200000000103890006439","浙械注准20192140407","一次性使用无菌手术包","髋关节手术包-基础配置：手术洞巾-桌布1个、手术洞巾-整形外科型1个；可选配置：一次性使用手术衣2个、一次性医用海绵棒2个、手术洞巾-大台罩1个、擦手纸4个、针盒1个、医用弹性绷带1个、手术灯手柄罩1个、一次性使用塑料钳1个、一次性使用塑料镊1个、样品杯1个、一次性手术器械罩1个；其他组件：一次性使用灭菌橡胶外科手套3个、医用脱脂纱布10个、脱脂棉球4个、剪刀1个","B型",null,null,"HCS00039","世源科技（嘉兴）医疗电子有限公司","世源科技（嘉兴）医疗电子有限公司"]
["003979219804339","00397921","C14020200000000103890004811","浙械注准20192140407","一次性使用无菌手术包","泌尿碎石包-基础配置：手术洞巾-桌布1个、手术洞巾-膀胱镜检查型1个；可选配置一次性使用手术衣2个、一次性医用海绵棒2个、：手术洞巾-大台罩1个、擦手纸4个、针盒1个、医用弹性绷带1个、手术灯手柄罩1个、一次性使用塑料钳1个、一次性使用塑料镊1个、样品杯1个、一次性手术器械罩1个；其他组件：一次性使用灭菌橡胶外科手套2个、医用脱脂纱布5个、脱脂棉球8个、垃圾袋1个","B型",null,null,"HCS00039","世源科技（嘉兴）医疗电子有限公司","世源科技（嘉兴）医疗电子有限公司"]
["003979219804340","00397921","C14020200000000103890005969","浙械注准20192140407","一次性使用无菌手术包","泌尿碎石包-基础配置：手术洞巾-桌布1个、手术洞巾-膀胱镜检查型1个；可选配置一次性使用手术衣2个、一次性医用海绵棒2个、：手术洞巾-大台罩1个、擦手纸3个、针盒1个、医用弹性绷带3个、手术灯手柄罩1个、一次性使用塑料钳1个、一次性使用塑料镊1个、样品杯2个、一次性手术器械罩1个；其他组件：一次性使用灭菌橡胶外科手套3个、医用脱脂纱布5个、脱脂棉球4个、剪刀1个","B型",null,null,"HCS00039","世源科技（嘉兴）医疗电子有限公司","世源科技（嘉兴）医疗电子有限公司"]
["003979219804341","00397921","C14020200000000103890005038","浙械注准20192140407","一次性使用无菌手术包","泌尿碎石包-基础配置：手术洞巾-桌布1个、手术洞巾-膀胱镜检查型1个；可选配置一次性使用手术衣2个、一次性医用海绵棒2个、：手术洞巾-大台罩1个、擦手纸3个、针盒1个、医用弹性绷带3个、手术灯手柄罩1个、一次性使用塑料钳1个、一次性使用塑料镊1个、样品杯1个、一次性手术器械罩2个；其他组件：一次性使用灭菌橡胶外科手套2个、医用脱脂纱布5个、脱脂棉球8个","B型",null,null,"HCS00039","世源科技（嘉兴）医疗电子有限公司","世源科技（嘉兴）医疗电子有限公司"]
["003979219804342","00397921","C14020200000000103890004089","浙械注准20192140407","一次性使用无菌手术包","泌尿碎石包-基础配置：手术洞巾-桌布1个、手术洞巾-膀胱镜检查型1个；可选配置一次性使用手术衣2个、一次性医用海绵棒2个、：手术洞巾-大台罩1个、擦手纸3个、针盒1个、医用弹性绷带1个、手术灯手柄罩1个、一次性使用塑料钳1个、一次性使用塑料镊1个、样品杯2个、一次性手术器械罩2个","B型",null,null,"HCS00039","世源科技（嘉兴）医疗电子有限公司","世源科技（嘉兴）医疗电子有限公司"]
["003979219804343","00397921","C14020200000000103890009193","浙械注准20192140407","一次性使用无菌手术包","泌尿碎石包-基础配置：手术洞巾-桌布1个、手术洞巾-膀胱镜检查型1个；可选配置一次性使用手术衣2个、一次性医用海绵棒2个、：手术洞巾-大台罩1个、擦手纸2个、针盒1个、医用弹性绷带3个、手术灯手柄罩1个、一次性使用塑料钳1个、一次性使用塑料镊1个、样品杯1个、一次性手术器械罩2个；其他组件：一次性使用灭菌橡胶外科手套2个、医用脱脂纱布10个、脱脂棉球4个、剪刀1个","B型",null,null,"HCS00039","世源科技（嘉兴）医疗电子有限公司","世源科技（嘉兴）医疗电子有限公司"]
["003979219804344","00397921","C14020200000000103890003620","浙械注准20192140407","一次性使用无菌手术包","泌尿碎石包-基础配置：手术洞巾-桌布1个、手术洞巾-膀胱镜检查型1个；可选配置一次性使用手术衣2个、一次性医用海绵棒2个、：手术洞巾-大台罩1个、擦手纸3个、针盒1个、医用弹性绷带3个、手术灯手柄罩1个、一次性使用塑料钳1个、一次性使用塑料镊1个、样品杯3个、一次性手术器械罩3个；其他组件：一次性使用灭菌橡胶外科手套3个、医用脱脂纱布5个、脱脂棉球4个、盘1个","B型",null,null,"HCS00039","世源科技（嘉兴）医疗电子有限公司","世源科技（嘉兴）医疗电子有限公司"]
["003979219805333","00397921","C14020200000000103890009315","浙械注准20192140407","一次性使用无菌手术包","剖腹产包-基础配置：手术洞巾-桌布1个、手术洞巾-妇产科型1个；可选配置：手一次性使用手术衣2个、一次性医用海绵棒2个、术洞巾-大台罩1个、擦手纸3个、针盒1个、医用弹性绷带1个、手术灯手柄罩1个、一次性使用塑料钳1个、一次性使用塑料镊1个、样品杯3个、一次性手术器械罩3个；其他组件：一次性使用灭菌橡胶外科手套3个、医用脱脂纱布10个、脱脂棉球4个","B型",null,null,"HCS00039","世源科技（嘉兴）医疗电子有限公司","世源科技（嘉兴）医疗电子有限公司"]
["003979219800693","00397921","C14020200000000103890004436","浙械注准20192140407","一次性使用无菌手术包","经皮肾包-基础配置：手术洞巾-桌布1个、手术洞巾-膀胱镜检查型1个；可选配置一次性使用手术衣2个、一次性医用海绵棒2个、：手术洞巾-大台罩1个、擦手纸1个、针盒1个、医用弹性绷带3个、手术灯手柄罩1个、一次性使用塑料钳1个、一次性使用塑料镊1个、样品杯3个、一次性手术器械罩1个；其他组件：一次性使用灭菌橡胶外科手套2个、医用脱脂纱布10个、脱脂棉球8个、盘1个","B型",null,null,"HCS00039","世源科技（嘉兴）医疗电子有限公司","世源科技（嘉兴）医疗电子有限公司"]
["003979219800694","00397921","C14020200000000103890005209","浙械注准20192140407","一次性使用无菌手术包","经皮肾包-基础配置：手术洞巾-桌布1个、手术洞巾-膀胱镜检查型1个；可选配置一次性使用手术衣2个、一次性医用海绵棒2个、：手术洞巾-大台罩1个、擦手纸2个、针盒1个、医用弹性绷带1个、手术灯手柄罩1个、一次性使用塑料钳1个、一次性使用塑料镊1个、样品杯3个、一次性手术器械罩2个；其他组件：一次性使用灭菌橡胶外科手套2个、医用脱脂纱布5个、脱脂棉球4个","B型",null,null,"HCS00039","世源科技（嘉兴）医疗电子有限公司","世源科技（嘉兴）医疗电子有限公司"]
["003979219802538","00397921","C14020200000000103890007169","浙械注准20192140407","一次性使用无菌手术包","两孔介入包-基础配置：手术洞巾-桌布1个、手术洞巾-血管造影型1个；可选配置：一次性使用手术衣2个、一次性医用海绵棒2个、手术洞巾-大台罩1个、擦手纸1个、针盒1个、医用弹性绷带3个、手术灯手柄罩1个、一次性使用塑料钳1个、一次性使用塑料镊1个、样品杯2个、一次性手术器械罩1个；其他组件：一次性使用灭菌橡胶外科手套3个、医用脱脂纱布5个、脱脂棉球8个","B型",null,null,"HCS00039","世源科技（嘉兴）医疗电子有限公司","世源科技（嘉兴）医疗电子有限公司"]
["003979219802539","00397921","C14020200000000103890008205","浙械注准20192140407","一次性使用无菌手术包","两孔介入包-基础配置：手术洞巾-桌布1个、手术洞巾-血管造影型1个；可选配置：一次性使用手术衣2个、一次性医用海绵棒2个、手术洞巾-大台罩1个、擦手纸3个、针盒1个、医用弹性绷带1个、手术灯手柄罩1个、一次性使用塑料钳1个、一次性使用塑料镊1个、样品杯3个、一次性手术器械罩3个；其他组件：一次性使用灭菌橡胶外科手套3个","B型",null,null,"HCS00039","世源科技（嘉兴）医疗电子有限公司","世源科技（嘉兴）医疗电子有限公司"]
["003979219802540","00397921","C14020200000000103890003244","浙械注准20192140407","一次性使用无菌手术包","两孔介入包-基础配置：手术洞巾-桌布1个、手术洞巾-血管造影型1个；可选配置：一次性使用手术衣2个、一次性医用海绵棒2个、手术洞巾-大台罩1个、擦手纸3个、针盒1个、医用弹性绷带2个、手术灯手柄罩1个、一次性使用塑料钳1个、一次性使用塑料镊1个、样品杯1个、一次性手术器械罩2个；其他组件：一次性使用灭菌橡胶外科手套2个、医用脱脂纱布5个、脱脂棉球4个、盘1个","B型",null,null,"HCS00039","世源科技（嘉兴）医疗电子有限公司","世源科技（嘉兴）医疗电子有限公司"]
["003979219802541","00397921","C14020200000000103890007505","浙械注准20192140407","一次性使用无菌手术包","两孔介入包-基础配置：手术洞巾-桌布1个、手术洞巾-血管造影型1个；可选配置：一次性使用手术衣2个、一次性医用海绵棒2个、手术洞巾-大台罩1个、擦手纸3个、针盒1个、医用弹性绷带3个、手术灯手柄罩1个、一次性使用塑料钳1个、一次性使用塑料镊1个、样品杯2个、一次性手术器械罩1个；其他组件：一次性使用灭菌橡胶外科手套2个、医用脱脂纱布5个、脱脂棉球8个、垃圾袋1个","B型",null,null,"HCS00039","世源科技（嘉兴）医疗电子有限公司","世源科技（嘉兴）医疗电子有限公司"]
["003979219802542","00397921","C14020200000000103890008582","浙械注准20192140407","一次性使用无菌手术包","两孔介入包-基础配置：手术洞巾-桌布1个、手术洞巾-血管造影型1个；可选配置：一次性使用手术衣2个、一次性医用海绵棒2个、手术洞巾-大台罩1个、擦手纸4个、针盒1个、医用弹性绷带1个、手术灯手柄罩1个","B型",null,null,"HCS00039","世源科技（嘉兴）医疗电子有限公司","世源科技（嘉兴）医疗电子有限公司"]
["003979219802543","00397921","C14020200000000103890003438","浙械注准20192140407","一次性使用无菌手术包","两孔介入包-基础配置：手术洞巾-桌布1个、手术洞巾-血管造影型1个；可选配置：一次性使用手术衣2个、一次性医用海绵棒2个、手术洞巾-大台罩1个、擦手纸3个、针盒1个、医用弹性绷带3个、手术灯手柄罩1个、一次性使用塑料钳1个、一次性使用塑料镊1个、样品杯1个、一次性手术器械罩1个；其他组件：一次性使用灭菌橡胶外科手套2个、医用脱脂纱布5个、脱脂棉球4个、盘1个","B型",null,null,"HCS00039","世源科技（嘉兴）医疗电子有限公司","世源科技（嘉兴）医疗电子有限公司"]
["003979219805747","00397921","C14020200000000103890007403","浙械注准20192140407","一次性使用无菌手术包","外科通用包-基础配置：手术洞巾-桌布1个、手术洞巾-普通外科型3个；可选配置：手术洞巾-大台罩1个、擦手纸4个、针盒1个、医用弹性绷带2个、手术灯手柄罩1个、一次性使用塑料钳1个、一次性使用塑料镊1个、样品杯2个、一次性手术器械罩1个；其他组件：一次性使用灭菌橡胶外科手套2个、医用脱脂纱布10个、脱脂棉球8个","A型",null,null,"HCS00039","世源科技（嘉兴）医疗电子有限公司","世源科技（嘉兴）医疗电子有限公司"]
["003979219805739","00397921","C14020200000000103890009105","浙械注准20192140407","一次性使用无菌手术包","经皮肾包-基础配置：手术洞巾-桌布1个、手术洞巾-膀胱镜检查型1个；可选配置一次性使用手术衣2个、一次性医用海绵棒2个、：手术洞巾-大台罩1个、擦手纸3个、针盒1个、医用弹性绷带2个、手术灯手柄罩1个、一次性使用塑料钳1个、一次性使用塑料镊1个、样品杯3个、一次性手术器械罩1个；其他组件：一次性使用灭菌橡胶外科手套2个","B型",null,null,"HCS00039","世源科技（嘉兴）医疗电子有限公司","世源科技（嘉兴）医疗电子有限公司"]
["003979219805746","00397921","C14020200000000103890004263","浙械注准20192140407","一次性使用无菌手术包","外科通用包-基础配置：手术洞巾-桌布1个、手术洞巾-整形外科型1个；可选配置：一次性使用手术衣2个、一次性医用海绵棒2个、手术洞巾-大台罩1个、擦手纸2个、针盒1个、医用弹性绷带2个、手术灯手柄罩1个、一次性使用塑料钳1个、一次性使用塑料镊1个、样品杯3个、一次性手术器械罩1个","B型",null,null,"HCS00039","世源科技（嘉兴）医疗电子有限公司","世源科技（嘉兴）医疗电子有限公司"]
["003979219807946","00397921","C14020200000000103890005986","浙械注准20192140407","一次性使用无菌手术包","外科通用包-基础配置：手术洞巾-桌布1个、手术洞巾-整形外科型1个；可选配置：一次性使用手术衣2个、一次性医用海绵棒2个、手术洞巾-大台罩1个、擦手纸4个、针盒1个、医用弹性绷带1个、手术灯手柄罩1个、一次性使用塑料钳1个、一次性使用塑料镊1个、样品杯1个、一次性手术器械罩1个；其他组件：一次性使用灭菌橡胶外科手套3个、医用脱脂纱布10个、脱脂棉球4个、剪刀1个","B型",null,null,"HCS00039","世源科技（嘉兴）医疗电子有限公司","世源科技（嘉兴）医疗电子有限公司"]
["003979219807947","00397921","C14020200000000103890006368","浙械注准20192140407","一次性使用无菌手术包","外科通用包-基础配置：手术洞巾-桌布1个、手术洞巾-整形外科型1个；可选配置：一次性使用手术衣2个、一次性医用海绵棒2个、手术洞巾-大台罩1个、擦手纸4个、针盒1个、医用弹性绷带2个、手术灯手柄罩1个、一次性使用塑料钳1个、一次性使用塑料镊1个、样品杯1个、一次性手术器械罩3个；其他组件：一次性使用灭菌橡胶外科手套2个、医用脱脂纱布5个、脱脂棉球8个、垃圾袋1个","B型",null,null,"HCS00039","世源科技（嘉兴）医疗电子有限公司","世源科技（嘉兴）医疗电子有限公司"]
["003979219807948","00397921","C14020200000000103890006157","浙械注准20192140407","一次性使用无菌手术包","外科通用包-基础配置：手术洞巾-桌布1个、手术洞巾-整形外科型1个；可选配置：一次性使用手术衣2个、一次性医用海绵棒2个、手术洞巾-大台罩1个、擦手纸4个、针盒1个、医用弹性绷带3个、手术灯手柄罩1个、一次性使用塑料钳1个、一次性使用塑料镊1个、样品杯2个、一次性手术器械罩3个；其他组件：一次性使用灭菌橡胶外科手套2个、医用脱脂纱布10个、脱脂棉球4个、医用胶带2个","B型",null,null,"HCS00039","世源科技（嘉兴）医疗电子有限公司","世源科技（嘉兴）医疗电子有限公司"]
["003979219807949","00397921","C14020200000000103890005727","浙械注准20192140407","一次性使用无菌手术包","外科通用包-基础配置：手术洞巾-桌布1个、手术洞巾-整形外科型1个；可选配置：一次性使用手术衣2个、一次性医用海绵棒2个、手术洞巾-大台罩1个、擦手纸3个、针盒1个、医用弹性绷带2个、手术灯手柄罩1个、一次性使用塑料钳1个、一次性使用塑料镊1个、样品杯3个、一次性手术器械罩2个；其他组件：一次性使用灭菌橡胶外科手套3个、医用脱脂纱布10个、脱脂棉球4个","B型",null,null,"HCS00039","世源科技（嘉兴）医疗电子有限公司","世源科技（嘉兴）医疗电子有限公司"]
["003979219807950","00397921","C14020200000000103890007376","浙械注准20192140407","一次性使用无菌手术包","外科通用包-基础配置：手术洞巾-桌布1个、手术洞巾-整形外科型1个；可选配置：一次性使用手术衣2个、一次性医用海绵棒2个、手术洞巾-大台罩1个、擦手纸3个、针盒1个、医用弹性绷带1个、手术灯手柄罩1个、一次性使用塑料钳1个、一次性使用塑料镊1个、样品杯3个、一次性手术器械罩3个；其他组件：一次性使用灭菌橡胶外科手套2个、医用脱脂纱布10个、脱脂棉球4个、垃圾袋1个","B型",null,null,"HCS00039","世源科技（嘉兴）医疗电子有限公司","世源科技（嘉兴）医疗电子有限公司"]
["003979219807951","00397921","C14020200000000103890005326","浙械注准20192140407","一次性使用无菌手术包","外科通用包-基础配置：手术洞巾-桌布1个、手术洞巾-整形外科型1个；可选配置：一次性使用手术衣2个、一次性医用海绵棒2个、手术洞巾-大台罩1个、擦手纸3个、针盒1个、医用弹性绷带2个、手术灯手柄罩1个、一次性使用塑料钳1个、一次性使用塑料镊1个、样品杯3个、一次性手术器械罩1个；其他组件：一次性使用灭菌橡胶外科手套2个、医用脱脂纱布10个","B型",null,null,"HCS00039","世源科技（嘉兴）医疗电子有限公司","世源科技（嘉兴）医疗电子有限公司"]
["003979219807978","00397921","C14020200000000103890007236","浙械注准20192140407","一次性使用无菌手术包","膝关节手术包-基础配置：手术洞巾-桌布1个、手术洞巾-整形外科型1个；可选配置：一次性使用手术衣2个、一次性医用海绵棒2个、手术洞巾-大台罩1个、擦手纸4个、针盒1个、医用弹性绷带2个、手术灯手柄罩1个、一次性使用塑料钳1个、一次性使用塑料镊1个、样品杯1个、一次性手术器械罩3个；其他组件：一次性使用灭菌橡胶外科手套2个、医用脱脂纱布5个、脱脂棉球8个、垃圾袋1个","B型",null,null,"HCS00039","世源科技（嘉兴）医疗电子有限公司","世源科技（嘉兴）医疗电子有限公司"]
["003979219807979","00397921","C14020200000000103890008573","浙械注准20192140407","一次性使用无菌手术包","膝关节手术包-基础配置：手术洞巾-桌布1个、手术洞巾-整形外科型1个；可选配置：一次性使用手术衣2个、一次性医用海绵棒2个、手术洞巾-大台罩1个、擦手纸2个、针盒1个、医用弹性绷带2个、手术灯手柄罩1个、一次性使用塑料钳1个、一次性使用塑料镊1个、样品杯3个、一次性手术器械罩2个；其他组件：一次性使用灭菌橡胶外科手套2个、医用脱脂纱布10个、脱脂棉球8个、剪刀1个","B型",null,null,"HCS00039","世源科技（嘉兴）医疗电子有限公司","世源科技（嘉兴）医疗电子有限公司"]
["003979219804187","00397921","C14020200000000103890002964","浙械注准20192140407","一次性使用无菌手术包","肩关节包-基础配置：手术洞巾-桌布1个、手术洞巾-普通外科型2个；可选配置：手术洞巾-大台罩1个、擦手纸3个、针盒1个、医用弹性绷带3个、手术灯手柄罩1个、一次性使用塑料钳1个、一次性使用塑料镊1个、样品杯1个、一次性手术器械罩1个；其他组件：一次性使用灭菌橡胶外科手套2个","A型",null,null,"HCS00039","世源科技（嘉兴）医疗电子有限公司","世源科技（嘉兴）医疗电子有限公司"]
["003979219804306","00397921","C14020200000000103890003113","浙械注准20192140407","一次性使用无菌手术包","泌尿穿刺包-基础配置：手术洞巾-桌布1个、手术洞巾-普通外科型2个；可选配置：手术洞巾-大台罩1个、擦手纸3个、针盒1个、医用弹性绷带3个、手术灯手柄罩1个、一次性使用塑料钳1个、一次性使用塑料镊1个、样品杯1个、一次性手术器械罩1个；其他组件：一次性使用灭菌橡胶外科手套2个","A型",null,null,"HCS00039","世源科技（嘉兴）医疗电子有限公司","世源科技（嘉兴）医疗电子有限公司"]
["003979219804307","00397921","C14020200000000103890006305","浙械注准20192140407","一次性使用无菌手术包","泌尿穿刺包-基础配置：手术洞巾-桌布1个、手术洞巾-普通外科型2个；可选配置：手术洞巾-大台罩1个、擦手纸2个、针盒1个、医用弹性绷带1个、手术灯手柄罩1个、一次性使用塑料钳1个、一次性使用塑料镊1个、样品杯1个、一次性手术器械罩1个；其他组件：一次性使用灭菌橡胶外科手套2个、医用脱脂纱布5个、脱脂棉球4个","A型",null,null,"HCS00039","世源科技（嘉兴）医疗电子有限公司","世源科技（嘉兴）医疗电子有限公司"]
["003979219807501","00397921","C14020200000000103890006651","浙械注准20192140407","一次性使用无菌手术包","泌尿穿刺包-基础配置：手术洞巾-桌布1个、手术洞巾-膀胱镜检查型1个；可选配置一次性使用手术衣2个、一次性医用海绵棒2个、：手术洞巾-大台罩1个、擦手纸3个、针盒1个、医用弹性绷带2个、手术灯手柄罩1个、一次性使用塑料钳1个、一次性使用塑料镊1个、样品杯3个、一次性手术器械罩1个；其他组件：一次性使用灭菌橡胶外科手套3个、医用脱脂纱布5个","B型",null,null,"HCS00039","世源科技（嘉兴）医疗电子有限公司","世源科技（嘉兴）医疗电子有限公司"]
["003979219807502","00397921","C14020200000000103890005414","浙械注准20192140407","一次性使用无菌手术包","泌尿穿刺包-基础配置：手术洞巾-桌布1个、手术洞巾-膀胱镜检查型1个；可选配置一次性使用手术衣2个、一次性医用海绵棒2个、：手术洞巾-大台罩1个、擦手纸2个、针盒1个、医用弹性绷带1个、手术灯手柄罩1个、一次性使用塑料钳1个、一次性使用塑料镊1个、样品杯3个、一次性手术器械罩1个；其他组件：一次性使用灭菌橡胶外科手套2个、医用脱脂纱布5个、脱脂棉球4个、医用胶带2个","B型",null,null,"HCS00039","世源科技（嘉兴）医疗电子有限公司","世源科技（嘉兴）医疗电子有限公司"]
["003979219803753","00397921","C14020200000000103890009559","浙械注准20192140407","一次性使用无菌手术包","泌尿碎石包-基础配置：手术洞巾-桌布1个、手术洞巾-普通外科型1个；可选配置：手术洞巾-大台罩1个、擦手纸4个、针盒1个、医用弹性绷带2个、手术灯手柄罩1个、一次性使用塑料钳1个、一次性使用塑料镊1个、样品杯2个、一次性手术器械罩1个；其他组件：一次性使用灭菌橡胶外科手套2个、医用脱脂纱布10个、脱脂棉球8个","A型",null,null,"HCS00039","世源科技（嘉兴）医疗电子有限公司","世源科技（嘉兴）医疗电子有限公司"]
["003979219803883","00397921","C14020200000000103890005499","浙械注准20192140407","一次性使用无菌手术包","剖腹产包-基础配置：手术洞巾-桌布1个、手术洞巾-普通外科型1个；可选配置：手术洞巾-大台罩1个、擦手纸4个、针盒1个、医用弹性绷带1个、手术灯手柄罩1个、一次性使用塑料钳1个、一次性使用塑料镊1个、样品杯3个、一次性手术器械罩3个","A型",null,null,"HCS00039","世源科技（嘉兴）医疗电子有限公司","世源科技（嘉兴）医疗电子有限公司"]
["003979219803962","00397921","C14020200000000103890004774","浙械注准20192140407","一次性使用无菌手术包","外科通用包-基础配置：手术洞巾-桌布1个、手术洞巾-普通外科型2个；可选配置：手术洞巾-大台罩1个、擦手纸2个、针盒1个、医用弹性绷带1个、手术灯手柄罩1个、一次性使用塑料钳1个、一次性使用塑料镊1个、样品杯1个、一次性手术器械罩1个；其他组件：一次性使用灭菌橡胶外科手套2个、医用脱脂纱布5个","A型",null,null,"HCS00039","世源科技（嘉兴）医疗电子有限公司","世源科技（嘉兴）医疗电子有限公司"]
["003979219803963","00397921","C14020200000000103890003613","浙械注准20192140407","一次性使用无菌手术包","外科通用包-基础配置：手术洞巾-桌布1个、手术洞巾-普通外科型1个；可选配置：手术洞巾-大台罩1个、擦手纸2个、针盒1个、医用弹性绷带2个、手术灯手柄罩1个、一次性使用塑料钳1个、一次性使用塑料镊1个、样品杯2个、一次性手术器械罩3个；其他组件：一次性使用灭菌橡胶外科手套2个、医用脱脂纱布5个、脱脂棉球4个、垃圾袋1个","A型",null,null,"HCS00039","世源科技（嘉兴）医疗电子有限公司","世源科技（嘉兴）医疗电子有限公司"]
["003979219804753","00397921","C14020200000000103890002811","浙械注准20192140407","一次性使用无菌手术包","外科通用包-基础配置：手术洞巾-桌布1个、手术洞巾-普通外科型1个；可选配置：手术洞巾-大台罩1个、擦手纸4个、针盒1个、医用弹性绷带1个、手术灯手柄罩1个、一次性使用塑料钳1个、一次性使用塑料镊1个、样品杯3个、一次性手术器械罩3个","A型",null,null,"HCS00039","世源科技（嘉兴）医疗电子有限公司","世源科技（嘉兴）医疗电子有限公司"]
["003979219805738","00397921","C14020200000000103890009033","浙械注准20192140407","一次性使用无菌手术包","普胸包-基础配置：手术洞巾-桌布1个、手术洞巾-心血管型1个；可选配置：手一次性使用手术衣2个、一次性医用海绵棒2个、术洞巾-大台罩1个、擦手纸3个、针盒1个、医用弹性绷带2个、手术灯手柄罩1个、一次性使用塑料钳1个、一次性使用塑料镊1个、样品杯3个、一次性手术器械罩3个；其他组件：一次性使用灭菌橡胶外科手套2个、医用脱脂纱布5个、脱脂棉球4个","B型",null,null,"HCS00039","世源科技（嘉兴）医疗电子有限公司","世源科技（嘉兴）医疗电子有限公司"]
["003979219805792","00397921","C14020200000000103890003434","浙械注准20192140407","一次性使用无菌手术包","甲状腺包-基础配置：手术洞巾-桌布1个、手术洞巾-心血管型1个；可选配置：手一次性使用手术衣2个、一次性医用海绵棒2个、术洞巾-大台罩1个、擦手纸1个、针盒1个、医用弹性绷带1个、手术灯手柄罩1个、一次性使用塑料钳1个、一次性使用塑料镊1个、样品杯3个、一次性手术器械罩3个；其他组件：一次性使用灭菌橡胶外科手套2个","B型",null,null,"HCS00039","世源科技（嘉兴）医疗电子有限公司","世源科技（嘉兴）医疗电子有限公司"]
["003979219805793","00397921","C14020200000000103890003855","浙械注准20192140407","一次性使用无菌手术包","经皮肾包-基础配置：手术洞巾-桌布1个、手术洞巾-膀胱镜检查型1个；可选配置一次性使用手术衣2个、一次性医用海绵棒2个、：手术洞巾-大台罩1个、擦手纸2个、针盒1个、医用弹性绷带1个、手术灯手柄罩1个、一次性使用塑料钳1个、一次性使用塑料镊1个、样品杯3个、一次性手术器械罩1个；其他组件：一次性使用灭菌橡胶外科手套2个、医用脱脂纱布5个、脱脂棉球4个、医用胶带2个","B型",null,null,"HCS00039","世源科技（嘉兴）医疗电子有限公司","世源科技（嘉兴）医疗电子有限公司"]
["003979219807503","00397921","C14020200000000103890003695","浙械注准20192140407","一次性使用无菌手术包","泌尿穿刺包-基础配置：手术洞巾-桌布1个、手术洞巾-膀胱镜检查型1个；可选配置一次性使用手术衣2个、一次性医用海绵棒2个、：手术洞巾-大台罩1个、擦手纸3个、针盒1个、医用弹性绷带3个、手术灯手柄罩1个、一次性使用塑料钳1个、一次性使用塑料镊1个、样品杯2个、一次性手术器械罩1个；其他组件：一次性使用灭菌橡胶外科手套3个、医用脱脂纱布5个、脱脂棉球4个、剪刀1个","B型",null,null,"HCS00039","世源科技（嘉兴）医疗电子有限公司","世源科技（嘉兴）医疗电子有限公司"]
["003979219807974","00397921","C14020200000000103890006196","浙械注准20192140407","一次性使用无菌手术包","膝关节手术包-基础配置：手术洞巾-桌布1个、手术洞巾-整形外科型1个；可选配置：一次性使用手术衣2个、一次性医用海绵棒2个、手术洞巾-大台罩1个、擦手纸2个、针盒1个、医用弹性绷带3个、手术灯手柄罩1个、一次性使用塑料钳1个、一次性使用塑料镊1个、样品杯2个、一次性手术器械罩3个；其他组件：一次性使用灭菌橡胶外科手套3个、医用脱脂纱布5个、脱脂棉球8个、医用胶带2个","B型",null,null,"HCS00039","世源科技（嘉兴）医疗电子有限公司","世源科技（嘉兴）医疗电子有限公司"]
["003979219807975","00397921","C14020200000000103890006883","浙械注准20192140407","一次性使用无菌手术包","膝关节手术包-基础配置：手术洞巾-桌布1个、手术洞巾-整形外科型1个；可选配置：一次性使用手术衣2个、一次性医用海绵棒2个、手术洞巾-大台罩1个、擦手纸4个、针盒1个、医用弹性绷带3个、手术灯手柄罩1个、一次性使用塑料钳1个、一次性使用塑料镊1个、样品杯2个、一次性手术器械罩3个；其他组件：一次性使用灭菌橡胶外科手套2个、医用脱脂纱布10个、脱脂棉球4个、医用胶带2个","B型",null,null,"HCS00039","世源科技（嘉兴）医疗电子有限公司","世源科技（嘉兴）医疗电子有限公司"]
["003979219799911","00397921","C14020200000000103890007316","浙械注准20192140407","一次性使用无菌手术包","顺产包-基础配置：手术洞巾-桌布1个、手术洞巾-妇科型1个；可选配置：手术一次性使用手术衣2个、一次性医用海绵棒2个、洞巾-大台罩1个、擦手纸4个、针盒1个、医用弹性绷带1个、手术灯手柄罩1个、一次性使用塑料钳1个、一次性使用塑料镊1个、样品杯2个、一次性手术器械罩2个；其他组件：一次性使用灭菌橡胶外科手套3个、医用脱脂纱布10个、脱脂棉球8个、盘1个","B型",null,null,"HCS00039","世源科技（嘉兴）医疗电子有限公司","世源科技（嘉兴）医疗电子有限公司"]
["003979219799912","00397921","C14020200000000103890006261","浙械注准20192140407","一次性使用无菌手术包","顺产包-基础配置：手术洞巾-桌布1个、手术洞巾-妇科型1个；可选配置：手术一次性使用手术衣2个、一次性医用海绵棒2个、洞巾-大台罩1个、擦手纸4个、针盒1个、医用弹性绷带1个、手术灯手柄罩1个、一次性使用塑料钳1个、一次性使用塑料镊1个、样品杯2个、一次性手术器械罩1个；其他组件：一次性使用灭菌橡胶外科手套3个、医用脱脂纱布10个、脱脂棉球8个、医用胶带2个","B型",null,null,"HCS00039","世源科技（嘉兴）医疗电子有限公司","世源科技（嘉兴）医疗电子有限公司"]
["003979219799913","00397921","C14020200000000103890005110","浙械注准20192140407","一次性使用无菌手术包","顺产包-基础配置：手术洞巾-桌布1个、手术洞巾-普通外科型3个；可选配置：手术洞巾-大台罩1个、擦手纸4个、针盒1个、医用弹性绷带2个、手术灯手柄罩1个、一次性使用塑料钳1个、一次性使用塑料镊1个、样品杯2个、一次性手术器械罩1个；其他组件：一次性使用灭菌橡胶外科手套2个、医用脱脂纱布10个、脱脂棉球8个","A型",null,null,"HCS00039","世源科技（嘉兴）医疗电子有限公司","世源科技（嘉兴）医疗电子有限公司"]
["003979219799914","00397921","C14020200000000103890003008","浙械注准20192140407","一次性使用无菌手术包","顺产包-基础配置：手术洞巾-桌布1个、手术洞巾-妇科型1个；可选配置：手术一次性使用手术衣2个、一次性医用海绵棒2个、洞巾-大台罩1个、擦手纸4个、针盒1个、医用弹性绷带2个、手术灯手柄罩1个、一次性使用塑料钳1个、一次性使用塑料镊1个、样品杯2个、一次性手术器械罩1个；其他组件：一次性使用灭菌橡胶外科手套2个、医用脱脂纱布10个、脱脂棉球8个、盘1个","B型",null,null,"HCS00039","世源科技（嘉兴）医疗电子有限公司","世源科技（嘉兴）医疗电子有限公司"]
["003979219799415","00397921","C14020200000000103890004572","浙械注准20192140407","一次性使用无菌手术包","口腔包-基础配置：手术洞巾-桌布1个、手术洞巾-眼耳鼻喉型1个；可选配置：一次性使用手术衣2个、一次性医用海绵棒2个、手术洞巾-大台罩1个、擦手纸3个、针盒1个、医用弹性绷带3个、手术灯手柄罩1个、一次性使用塑料钳1个、一次性使用塑料镊1个、样品杯1个、一次性手术器械罩2个；其他组件：一次性使用灭菌橡胶外科手套2个、医用脱脂纱布10个、脱脂棉球4个","B型",null,null,"HCS00039","世源科技（嘉兴）医疗电子有限公司","世源科技（嘉兴）医疗电子有限公司"]
["003979219799428","00397921","C14020200000000103890002763","浙械注准20192140407","一次性使用无菌手术包","清创包-基础配置：手术洞巾-桌布1个、手术洞巾-辅助型1个；可选配置：手术一次性使用手术衣2个、一次性医用海绵棒2个、洞巾-大台罩1个、擦手纸1个、针盒1个、医用弹性绷带2个、手术灯手柄罩1个、一次性使用塑料钳1个、一次性使用塑料镊1个、样品杯2个、一次性手术器械罩3个；其他组件：一次性使用灭菌橡胶外科手套3个、医用脱脂纱布5个、脱脂棉球8个、盘1个","B型",null,null,"HCS00039","世源科技（嘉兴）医疗电子有限公司","世源科技（嘉兴）医疗电子有限公司"]
["003979219799440","00397921","C14020200000000103890003024","浙械注准20192140407","一次性使用无菌手术包","顺产包-基础配置：手术洞巾-桌布1个、手术洞巾-妇科型1个；可选配置：手术一次性使用手术衣2个、一次性医用海绵棒2个、洞巾-大台罩1个、擦手纸2个、针盒1个、医用弹性绷带1个、手术灯手柄罩1个、一次性使用塑料钳1个、一次性使用塑料镊1个、样品杯2个、一次性手术器械罩3个；其他组件：一次性使用灭菌橡胶外科手套2个、医用脱脂纱布5个、脱脂棉球8个、盘1个","B型",null,null,"HCS00039","世源科技（嘉兴）医疗电子有限公司","世源科技（嘉兴）医疗电子有限公司"]
["003979219799466","00397921","C14020200000000103890003768","浙械注准20192140407","一次性使用无菌手术包","眼科包-基础配置：手术洞巾-桌布1个、手术洞巾-普通外科型1个；可选配置：手术洞巾-大台罩1个、擦手纸4个、针盒1个、医用弹性绷带2个、手术灯手柄罩1个、一次性使用塑料钳1个、一次性使用塑料镊1个、样品杯1个、一次性手术器械罩3个；其他组件：一次性使用灭菌橡胶外科手套2个、医用脱脂纱布10个、脱脂棉球4个、医用胶带2个","A型",null,null,"HCS00039","世源科技（嘉兴）医疗电子有限公司","世源科技（嘉兴）医疗电子有限公司"]
["003979219799467","00397921","C14020200000000103890003973","浙械注准20192140407","一次性使用无菌手术包","清创包-基础配置：手术洞巾-桌布1个、手术洞巾-辅助型1个；可选配置：手术一次性使用手术衣2个、一次性医用海绵棒2个、洞巾-大台罩1个、擦手纸3个、针盒1个、医用弹性绷带3个、手术灯手柄罩1个、一次性使用塑料钳1个、一次性使用塑料镊1个、样品杯2个、一次性手术器械罩3个；其他组件：一次性使用灭菌橡胶外科手套3个、医用脱脂纱布5个、脱脂棉球4个、医用胶带2个","B型",null,null,"HCS00039","世源科技（嘉兴）医疗电子有限公司","世源科技（嘉兴）医疗电子有限公司"]
["003979219799556","00397921","C14020200000000103890004594","浙械注准20192140407","一次性使用无菌手术包","口腔包-基础配置：手术洞巾-桌布1个、手术洞巾-眼耳鼻喉型1个；可选配置：一次性使用手术衣2个、一次性医用海绵棒2个、手术洞巾-大台罩1个、擦手纸4个、针盒1个、医用弹性绷带1个、手术灯手柄罩1个、一次性使用塑料钳1个、一次性使用塑料镊1个、样品杯2个","B型",null,null,"HCS00039","世源科技（嘉兴）医疗电子有限公司","世源科技（嘉兴）医疗电子有限公司"]
["003979219799576","00397921","C14020200000000103890006247","浙械注准20192140407","一次性使用无菌手术包","顺产包-基础配置：手术洞巾-桌布1个、手术洞巾-普通外科型1个；可选配置：手术洞巾-大台罩1个、擦手纸4个、针盒1个、医用弹性绷带1个、手术灯手柄罩1个、一次性使用塑料钳1个、一次性使用塑料镊1个、样品杯3个、一次性手术器械罩3个","A型",null,null,"HCS00039","世源科技（嘉兴）医疗电子有限公司","世源科技（嘉兴）医疗电子有限公司"]
["003979219799604","00397921","C14020200000000103890009129","浙械注准20192140407","一次性使用无菌手术包","顺产包-基础配置：手术洞巾-桌布1个、手术洞巾-妇科型1个；可选配置：手术一次性使用手术衣2个、一次性医用海绵棒2个、洞巾-大台罩1个、擦手纸2个、针盒1个、医用弹性绷带1个、手术灯手柄罩1个、一次性使用塑料钳1个、一次性使用塑料镊1个、样品杯3个、一次性手术器械罩1个；其他组件：一次性使用灭菌橡胶外科手套3个、医用脱脂纱布10个、脱脂棉球4个、垃圾袋1个","B型",null,null,"HCS00039","世源科技（嘉兴）医疗电子有限公司","世源科技（嘉兴）医疗电子有限公司"]
["003979219799607","00397921","C14020200000000103890002672","浙械注准20192140407","一次性使用无菌手术包","眼科包-基础配置：手术洞巾-桌布1个、手术洞巾-眼耳鼻喉型1个；可选配置：一次性使用手术衣2个、一次性医用海绵棒2个、手术洞巾-大台罩1个、擦手纸3个、针盒1个、医用弹性绷带1个、手术灯手柄罩1个、一次性使用塑料钳1个、一次性使用塑料镊1个、样品杯2个、一次性手术器械罩1个；其他组件：一次性使用灭菌橡胶外科手套2个、医用脱脂纱布5个、脱脂棉球4个","B型",null,null,"HCS00039","世源科技（嘉兴）医疗电子有限公司","世源科技（嘉兴）医疗电子有限公司"]
["003979219805338","00397921","C14020200000000103890005818","浙械注准20192140407","一次性使用无菌手术包","髋关节手术包-基础配置：手术洞巾-桌布1个、手术洞巾-整形外科型1个；可选配置：一次性使用手术衣2个、一次性医用海绵棒2个、手术洞巾-大台罩1个、擦手纸4个、针盒1个、医用弹性绷带1个、手术灯手柄罩1个、一次性使用塑料钳1个、一次性使用塑料镊1个、样品杯2个、一次性手术器械罩3个","B型",null,null,"HCS00039","世源科技（嘉兴）医疗电子有限公司","世源科技（嘉兴）医疗电子有限公司"]
["003979219805339","00397921","C14020200000000103890007607","浙械注准20192140407","一次性使用无菌手术包","髋关节手术包-基础配置：手术洞巾-桌布1个、手术洞巾-整形外科型1个；可选配置：一次性使用手术衣2个、一次性医用海绵棒2个、手术洞巾-大台罩1个、擦手纸3个、针盒1个、医用弹性绷带2个、手术灯手柄罩1个、一次性使用塑料钳1个、一次性使用塑料镊1个、样品杯3个、一次性手术器械罩3个；其他组件：一次性使用灭菌橡胶外科手套3个、医用脱脂纱布5个、脱脂棉球4个、垃圾袋1个","B型",null,null,"HCS00039","世源科技（嘉兴）医疗电子有限公司","世源科技（嘉兴）医疗电子有限公司"]
["003979219805340","00397921","C14020200000000103890004152","浙械注准20192140407","一次性使用无菌手术包","髋关节手术包-基础配置：手术洞巾-桌布1个、手术洞巾-整形外科型1个；可选配置：一次性使用手术衣2个、一次性医用海绵棒2个、手术洞巾-大台罩1个、擦手纸4个、针盒1个、医用弹性绷带1个、手术灯手柄罩1个、一次性使用塑料钳1个、一次性使用塑料镊1个、样品杯1个、一次性手术器械罩1个；其他组件：一次性使用灭菌橡胶外科手套3个、医用脱脂纱布5个、脱脂棉球4个、垃圾袋1个","B型",null,null,"HCS00039","世源科技（嘉兴）医疗电子有限公司","世源科技（嘉兴）医疗电子有限公司"]
["003979219805341","00397921","C14020200000000103890009185","浙械注准20192140407","一次性使用无菌手术包","髋关节手术包-基础配置：手术洞巾-桌布1个、手术洞巾-整形外科型1个；可选配置：一次性使用手术衣2个、一次性医用海绵棒2个、手术洞巾-大台罩1个、擦手纸4个、针盒1个、医用弹性绷带1个","B型",null,null,"HCS00039","世源科技（嘉兴）医疗电子有限公司","世源科技（嘉兴）医疗电子有限公司"]
["003979219805342","00397921","C14020200000000103890007699","浙械注准20192140407","一次性使用无菌手术包","髋关节手术包-基础配置：手术洞巾-桌布1个、手术洞巾-整形外科型1个；可选配置：一次性使用手术衣2个、一次性医用海绵棒2个、手术洞巾-大台罩1个、擦手纸2个、针盒1个、医用弹性绷带1个、手术灯手柄罩1个、一次性使用塑料钳1个、一次性使用塑料镊1个、样品杯3个、一次性手术器械罩3个；其他组件：一次性使用灭菌橡胶外科手套2个","B型",null,null,"HCS00039","世源科技（嘉兴）医疗电子有限公司","世源科技（嘉兴）医疗电子有限公司"]
["003979219805343","00397921","C14020200000000103890002631","浙械注准20192140407","一次性使用无菌手术包","髋关节手术包-基础配置：手术洞巾-桌布1个、手术洞巾-整形外科型1个；可选配置：一次性使用手术衣2个、一次性医用海绵棒2个、手术洞巾-大台罩1个、擦手纸2个、针盒1个、医用弹性绷带3个、手术灯手柄罩1个、一次性使用塑料钳1个、一次性使用塑料镊1个、样品杯1个、一次性手术器械罩3个；其他组件：一次性使用灭菌橡胶外科手套3个、医用脱脂纱布5个","B型",null,null,"HCS00039","世源科技（嘉兴）医疗电子有限公司","世源科技（嘉兴）医疗电子有限公司"]
["003979219805344","00397921","C14020200000000103890005307","浙械注准20192140407","一次性使用无菌手术包","髋关节手术包-基础配置：手术洞巾-桌布1个、手术洞巾-整形外科型1个；可选配置：一次性使用手术衣2个、一次性医用海绵棒2个、手术洞巾-大台罩1个、擦手纸4个、针盒1个、医用弹性绷带1个、手术灯手柄罩1个、一次性使用塑料钳1个、一次性使用塑料镊1个、样品杯3个、一次性手术器械罩1个；其他组件：一次性使用灭菌橡胶外科手套3个、医用脱脂纱布5个、脱脂棉球8个、垃圾袋1个","B型",null,null,"HCS00039","世源科技（嘉兴）医疗电子有限公司","世源科技（嘉兴）医疗电子有限公司"]
["003979219805558","00397921","C14020200000000103890008358","浙械注准20192140407","一次性使用无菌手术包","脑科包-基础配置：手术洞巾-桌布1个、手术洞巾-普通外科型2个；可选配置：手术洞巾-大台罩1个、擦手纸2个、针盒1个、医用弹性绷带1个、手术灯手柄罩1个、一次性使用塑料钳1个、一次性使用塑料镊1个、样品杯1个、一次性手术器械罩1个；其他组件：一次性使用灭菌橡胶外科手套2个、医用脱脂纱布5个","A型",null,null,"HCS00039","世源科技（嘉兴）医疗电子有限公司","世源科技（嘉兴）医疗电子有限公司"]
["003979219805559","00397921","C14020200000000103890002593","浙械注准20192140407","一次性使用无菌手术包","脑科包-基础配置：手术洞巾-桌布1个、手术洞巾-整形外科型1个；可选配置：一次性使用手术衣2个、一次性医用海绵棒2个、手术洞巾-大台罩1个、擦手纸1个、针盒1个、医用弹性绷带2个、手术灯手柄罩1个、一次性使用塑料钳1个、一次性使用塑料镊1个、样品杯2个、一次性手术器械罩1个；其他组件：一次性使用灭菌橡胶外科手套3个、医用脱脂纱布10个、脱脂棉球8个、医用胶带2个","B型",null,null,"HCS00039","世源科技（嘉兴）医疗电子有限公司","世源科技（嘉兴）医疗电子有限公司"]
["003979219805560","00397921","C14020200000000103890006012","浙械注准20192140407","一次性使用无菌手术包","脑科包-基础配置：手术洞巾-桌布1个、手术洞巾-整形外科型1个；可选配置：一次性使用手术衣2个、一次性医用海绵棒2个、手术洞巾-大台罩1个、擦手纸1个、针盒1个、医用弹性绷带3个、手术灯手柄罩1个、一次性使用塑料钳1个、一次性使用塑料镊1个、样品杯1个、一次性手术器械罩1个；其他组件：一次性使用灭菌橡胶外科手套3个、医用脱脂纱布10个、脱脂棉球4个","B型",null,null,"HCS00039","世源科技（嘉兴）医疗电子有限公司","世源科技（嘉兴）医疗电子有限公司"]
["003979219805561","00397921","C14020200000000103890007257","浙械注准20192140407","一次性使用无菌手术包","脑科包-基础配置：手术洞巾-桌布1个、手术洞巾-整形外科型1个；可选配置：一次性使用手术衣2个、一次性医用海绵棒2个、手术洞巾-大台罩1个、擦手纸1个、针盒1个、医用弹性绷带3个、手术灯手柄罩1个、一次性使用塑料钳1个、一次性使用塑料镊1个、样品杯3个、一次性手术器械罩1个；其他组件：一次性使用灭菌橡胶外科手套2个、医用脱脂纱布10个","B型",null,null,"HCS00039","世源科技（嘉兴）医疗电子有限公司","世源科技（嘉兴）医疗电子有限公司"]
["003979219805605","00397921","C14020200000000103890004629","浙械注准20192140407","一次性使用无菌手术包","四肢手术包-基础配置：手术洞巾-桌布1个、手术洞巾-普通外科型2个；可选配置：手术洞巾-大台罩1个、擦手纸2个、针盒1个、医用弹性绷带1个、手术灯手柄罩1个、一次性使用塑料钳1个、一次性使用塑料镊1个","A型",null,null,"HCS00039","世源科技（嘉兴）医疗电子有限公司","世源科技（嘉兴）医疗电子有限公司"]
["003979219805606","00397921","C14020200000000103890007757","浙械注准20192140407","一次性使用无菌手术包","外科通用包-基础配置：手术洞巾-桌布1个、手术洞巾-普通外科型2个；可选配置：手术洞巾-大台罩1个、擦手纸2个、针盒1个、医用弹性绷带1个、手术灯手柄罩1个、一次性使用塑料钳1个、一次性使用塑料镊1个","A型",null,null,"HCS00039","世源科技（嘉兴）医疗电子有限公司","世源科技（嘉兴）医疗电子有限公司"]
["003979219805609","00397921","C14020200000000103890005014","浙械注准20192140407","一次性使用无菌手术包","膝关节手术包-基础配置：手术洞巾-桌布1个、手术洞巾-普通外科型2个；可选配置：手术洞巾-大台罩1个、擦手纸2个、针盒1个、医用弹性绷带1个、手术灯手柄罩1个、一次性使用塑料钳1个、一次性使用塑料镊1个","A型",null,null,"HCS00039","世源科技（嘉兴）医疗电子有限公司","世源科技（嘉兴）医疗电子有限公司"]
["003979219800600","00397921","C14020200000000103890004334","浙械注准20192140407","一次性使用无菌手术包","肩关节包-基础配置：手术洞巾-桌布1个、手术洞巾-整形外科型1个；可选配置：一次性使用手术衣2个、一次性医用海绵棒2个、手术洞巾-大台罩1个、擦手纸2个、针盒1个","B型",null,null,"HCS00039","世源科技（嘉兴）医疗电子有限公司","世源科技（嘉兴）医疗电子有限公司"]
["003979219800674","00397921","C14020200000000103890008409","浙械注准20192140407","一次性使用无菌手术包","经皮肾包-基础配置：手术洞巾-桌布1个、手术洞巾-普通外科型1个；可选配置：手术洞巾-大台罩1个、擦手纸4个、针盒1个、医用弹性绷带1个、手术灯手柄罩1个、一次性使用塑料钳1个、一次性使用塑料镊1个、样品杯3个、一次性手术器械罩3个","A型",null,null,"HCS00039","世源科技（嘉兴）医疗电子有限公司","世源科技（嘉兴）医疗电子有限公司"]
["003979219807530","00397921","C14020200000000103890007148","浙械注准20192140407","一次性使用无菌手术包","泌尿碎石包-基础配置：手术洞巾-桌布1个、手术洞巾-膀胱镜检查型1个；可选配置一次性使用手术衣2个、一次性医用海绵棒2个、：手术洞巾-大台罩1个、擦手纸2个、针盒1个、医用弹性绷带2个、手术灯手柄罩1个、一次性使用塑料钳1个、一次性使用塑料镊1个、样品杯3个、一次性手术器械罩3个；其他组件：一次性使用灭菌橡胶外科手套3个、医用脱脂纱布10个、脱脂棉球8个、盘1个","B型",null,null,"HCS00039","世源科技（嘉兴）医疗电子有限公司","世源科技（嘉兴）医疗电子有限公司"]
["003979219807495","00397921","C14020200000000103890003262","浙械注准20192140407","一次性使用无菌手术包","髋关节手术包-基础配置：手术洞巾-桌布1个、手术洞巾-整形外科型1个；可选配置：一次性使用手术衣2个、一次性医用海绵棒2个、手术洞巾-大台罩1个、擦手纸3个、针盒1个、医用弹性绷带2个、手术灯手柄罩1个、一次性使用塑料钳1个、一次性使用塑料镊1个、样品杯1个、一次性手术器械罩1个；其他组件：一次性使用灭菌橡胶外科手套2个、医用脱脂纱布10个、脱脂棉球8个、垃圾袋1个","B型",null,null,"HCS00039","世源科技（嘉兴）医疗电子有限公司","世源科技（嘉兴）医疗电子有限公司"]
["003979219807496","00397921","C14020200000000103890004080","浙械注准20192140407","一次性使用无菌手术包","髋关节手术包-基础配置：手术洞巾-桌布1个、手术洞巾-整形外科型1个；可选配置：一次性使用手术衣2个、一次性医用海绵棒2个、手术洞巾-大台罩1个、擦手纸1个、针盒1个、医用弹性绷带2个、手术灯手柄罩1个、一次性使用塑料钳1个、一次性使用塑料镊1个、样品杯2个、一次性手术器械罩3个","B型",null,null,"HCS00039","世源科技（嘉兴）医疗电子有限公司","世源科技（嘉兴）医疗电子有限公司"]
["003979219807497","00397921","C14020200000000103890004970","浙械注准20192140407","一次性使用无菌手术包","髋关节手术包-基础配置：手术洞巾-桌布1个、手术洞巾-整形外科型1个；可选配置：一次性使用手术衣2个、一次性医用海绵棒2个、手术洞巾-大台罩1个、擦手纸3个、针盒1个、医用弹性绷带1个、手术灯手柄罩1个、一次性使用塑料钳1个、一次性使用塑料镊1个、样品杯3个、一次性手术器械罩3个；其他组件：一次性使用灭菌橡胶外科手套2个、医用脱脂纱布10个、脱脂棉球4个、垃圾袋1个","B型",null,null,"HCS00039","世源科技（嘉兴）医疗电子有限公司","世源科技（嘉兴）医疗电子有限公司"]
["003979219807531","00397921","C14020200000000103890008593","浙械注准20192140407","一次性使用无菌手术包","泌尿碎石包-基础配置：手术洞巾-桌布1个、手术洞巾-膀胱镜检查型1个；可选配置一次性使用手术衣2个、一次性医用海绵棒2个、：手术洞巾-大台罩1个、擦手纸1个、针盒1个、医用弹性绷带1个","B型",null,null,"HCS00039","世源科技（嘉兴）医疗电子有限公司","世源科技（嘉兴）医疗电子有限公司"]
["003979219807532","00397921","C14020200000000103890007415","浙械注准20192140407","一次性使用无菌手术包","脑科包-基础配置：手术洞巾-桌布1个、手术洞巾-普通外科型3个；可选配置：手术洞巾-大台罩1个、擦手纸4个、针盒1个、医用弹性绷带2个、手术灯手柄罩1个、一次性使用塑料钳1个、一次性使用塑料镊1个、样品杯2个、一次性手术器械罩1个；其他组件：一次性使用灭菌橡胶外科手套2个、医用脱脂纱布10个、脱脂棉球8个","A型",null,null,"HCS00039","世源科技（嘉兴）医疗电子有限公司","世源科技（嘉兴）医疗电子有限公司"]
["003979219807536","00397921","C14020200000000103890005483","浙械注准20192140407","一次性使用无菌手术包","脑科包-基础配置：手术洞巾-桌布1个、手术洞巾-整形外科型1个；可选配置：一次性使用手术衣2个、一次性医用海绵棒2个、手术洞巾-大台罩1个、擦手纸3个、针盒1个、医用弹性绷带1个、手术灯手柄罩1个、一次性使用塑料钳1个、一次性使用塑料镊1个、样品杯3个、一次性手术器械罩3个；其他组件：一次性使用灭菌橡胶外科手套2个、医用脱脂纱布10个、脱脂棉球4个、垃圾袋1个","B型",null,null,"HCS00039","世源科技（嘉兴）医疗电子有限公司","世源科技（嘉兴）医疗电子有限公司"]
["003979219807538","00397921","C14020200000000103890009676","浙械注准20192140407","一次性使用无菌手术包","脑科包-基础配置：手术洞巾-桌布1个、手术洞巾-整形外科型1个；可选配置：一次性使用手术衣2个、一次性医用海绵棒2个、手术洞巾-大台罩1个、擦手纸2个、针盒1个、医用弹性绷带2个、手术灯手柄罩1个","B型",null,null,"HCS00039","世源科技（嘉兴）医疗电子有限公司","世源科技（嘉兴）医疗电子有限公司"]
["003979219807464","00397921","C14020200000000103890009071","浙械注准20192140407","一次性使用无菌手术包","腹腔镜包-基础配置：手术洞巾-桌布1个、手术洞巾-膀胱镜检查型1个；可选配置一次性使用手术衣2个、一次性医用海绵棒2个、：手术洞巾-大台罩1个、擦手纸3个、针盒1个、医用弹性绷带2个、手术灯手柄罩1个、一次性使用塑料钳1个、一次性使用塑料镊1个、样品杯3个、一次性手术器械罩1个；其他组件：一次性使用灭菌橡胶外科手套3个、医用脱脂纱布5个","B型",null,null,"HCS00039","世源科技（嘉兴）医疗电子有限公司","世源科技（嘉兴）医疗电子有限公司"]
["003979219807600","00397921","C14020200000000103890004907","浙械注准20192140407","一次性使用无菌手术包","普胸包-基础配置：手术洞巾-桌布1个、手术洞巾-心血管型1个；可选配置：手一次性使用手术衣2个、一次性医用海绵棒2个、术洞巾-大台罩1个、擦手纸4个、针盒1个、医用弹性绷带3个、手术灯手柄罩1个、一次性使用塑料钳1个、一次性使用塑料镊1个、样品杯3个、一次性手术器械罩3个；其他组件：一次性使用灭菌橡胶外科手套2个、医用脱脂纱布5个、脱脂棉球4个、医用胶带2个","B型",null,null,"HCS00039","世源科技（嘉兴）医疗电子有限公司","世源科技（嘉兴）医疗电子有限公司"]
["003979219807969","00397921","C14020200000000103890003058","浙械注准20192140407","一次性使用无菌手术包","膝关节手术包-基础配置：手术洞巾-桌布1个、手术洞巾-整形外科型1个；可选配置：一次性使用手术衣2个、一次性医用海绵棒2个、手术洞巾-大台罩1个、擦手纸4个、针盒1个、医用弹性绷带1个、手术灯手柄罩1个、一次性使用塑料钳1个、一次性使用塑料镊1个、样品杯1个、一次性手术器械罩1个；其他组件：一次性使用灭菌橡胶外科手套3个、医用脱脂纱布10个、脱脂棉球4个、剪刀1个","B型",null,null,"HCS00039","世源科技（嘉兴）医疗电子有限公司","世源科技（嘉兴）医疗电子有限公司"]
["003979219807970","00397921","C14020200000000103890003324","浙械注准20192140407","一次性使用无菌手术包","膝关节手术包-基础配置：手术洞巾-桌布1个、手术洞巾-整形外科型1个；可选配置：一次性使用手术衣2个、一次性医用海绵棒2个、手术洞巾-大台罩1个、擦手纸3个、针盒1个、医用弹性绷带1个、手术灯手柄罩1个、一次性使用塑料钳1个、一次性使用塑料镊1个、样品杯3个、一次性手术器械罩3个；其他组件：一次性使用灭菌橡胶外科手套2个、医用脱脂纱布10个、脱脂棉球4个、垃圾袋1个","B型",null,null,"HCS00039","世源科技（嘉兴）医疗电子有限公司","世源科技（嘉兴）医疗电子有限公司"]
["003979219805549","00397921","C14020200000000103890004414","浙械注准20192140407","一次性使用无菌手术包","泌尿穿刺包-基础配置：手术洞巾-桌布1个、手术洞巾-普通外科型3个；可选配置：手术洞巾-大台罩1个、擦手纸4个、针盒1个、医用弹性绷带2个、手术灯手柄罩1个、一次性使用塑料钳1个、一次性使用塑料镊1个、样品杯2个、一次性手术器械罩1个；其他组件：一次性使用灭菌橡胶外科手套2个、医用脱脂纱布10个、脱脂棉球8个","A型",null,null,"HCS00039","世源科技（嘉兴）医疗电子有限公司","世源科技（嘉兴）医疗电子有限公司"]
["003979219805550","00397921","C14020200000000103890008782","浙械注准20192140407","一次性使用无菌手术包","泌尿穿刺包-基础配置：手术洞巾-桌布1个、手术洞巾-膀胱镜检查型1个；可选配置一次性使用手术衣2个、一次性医用海绵棒2个、：手术洞巾-大台罩1个、擦手纸3个、针盒1个、医用弹性绷带1个、手术灯手柄罩1个、一次性使用塑料钳1个、一次性使用塑料镊1个、样品杯2个、一次性手术器械罩3个；其他组件：一次性使用灭菌橡胶外科手套2个、医用脱脂纱布10个、脱脂棉球8个","B型",null,null,"HCS00039","世源科技（嘉兴）医疗电子有限公司","世源科技（嘉兴）医疗电子有限公司"]
["003979219805551","00397921","C14020200000000103890009622","浙械注准20192140407","一次性使用无菌手术包","泌尿穿刺包-基础配置：手术洞巾-桌布1个、手术洞巾-膀胱镜检查型1个；可选配置一次性使用手术衣2个、一次性医用海绵棒2个、：手术洞巾-大台罩1个、擦手纸3个、针盒1个、医用弹性绷带3个、手术灯手柄罩1个、一次性使用塑料钳1个、一次性使用塑料镊1个、样品杯2个、一次性手术器械罩1个；其他组件：一次性使用灭菌橡胶外科手套2个、医用脱脂纱布10个、脱脂棉球4个、垃圾袋1个","B型",null,null,"HCS00039","世源科技（嘉兴）医疗电子有限公司","世源科技（嘉兴）医疗电子有限公司"]
["003979219805552","00397921","C14020200000000103890005372","浙械注准20192140407","一次性使用无菌手术包","泌尿穿刺包-基础配置：手术洞巾-桌布1个、手术洞巾-膀胱镜检查型1个；可选配置一次性使用手术衣2个、一次性医用海绵棒2个、：手术洞巾-大台罩1个、擦手纸2个、针盒1个、医用弹性绷带2个、手术灯手柄罩1个、一次性使用塑料钳1个、一次性使用塑料镊1个、样品杯3个、一次性手术器械罩1个；其他组件：一次性使用灭菌橡胶外科手套3个、医用脱脂纱布5个","B型",null,null,"HCS00039","世源科技（嘉兴）医疗电子有限公司","世源科技（嘉兴）医疗电子有限公司"]
["003979219805553","00397921","C14020200000000103890008959","浙械注准20192140407","一次性使用无菌手术包","泌尿穿刺包-基础配置：手术洞巾-桌布1个、手术洞巾-膀胱镜检查型1个；可选配置一次性使用手术衣2个、一次性医用海绵棒2个、：手术洞巾-大台罩1个、擦手纸3个、针盒1个、医用弹性绷带3个、手术灯手柄罩1个、一次性使用塑料钳1个、一次性使用塑料镊1个、样品杯2个、一次性手术器械罩2个；其他组件：一次性使用灭菌橡胶外科手套3个、医用脱脂纱布10个、脱脂棉球4个、盘1个","B型",null,null,"HCS00039","世源科技（嘉兴）医疗电子有限公司","世源科技（嘉兴）医疗电子有限公司"]
["003979219805554","00397921","C14020200000000103890006619","浙械注准20192140407","一次性使用无菌手术包","泌尿穿刺包-基础配置：手术洞巾-桌布1个、手术洞巾-膀胱镜检查型1个；可选配置一次性使用手术衣2个、一次性医用海绵棒2个、：手术洞巾-大台罩1个、擦手纸4个、针盒1个、医用弹性绷带1个、手术灯手柄罩1个、一次性使用塑料钳1个、一次性使用塑料镊1个、样品杯1个、一次性手术器械罩1个；其他组件：一次性使用灭菌橡胶外科手套2个、医用脱脂纱布5个、脱脂棉球8个、垃圾袋1个","B型",null,null,"HCS00039","世源科技（嘉兴）医疗电子有限公司","世源科技（嘉兴）医疗电子有限公司"]
["003979219805555","00397921","C14020200000000103890008802","浙械注准20192140407","一次性使用无菌手术包","泌尿穿刺包-基础配置：手术洞巾-桌布1个、手术洞巾-膀胱镜检查型1个；可选配置一次性使用手术衣2个、一次性医用海绵棒2个、：手术洞巾-大台罩1个、擦手纸2个、针盒1个、医用弹性绷带3个、手术灯手柄罩1个、一次性使用塑料钳1个、一次性使用塑料镊1个、样品杯3个、一次性手术器械罩3个；其他组件：一次性使用灭菌橡胶外科手套2个、医用脱脂纱布10个、脱脂棉球4个、盘1个","B型",null,null,"HCS00039","世源科技（嘉兴）医疗电子有限公司","世源科技（嘉兴）医疗电子有限公司"]
["003979219805556","00397921","C14020200000000103890003083","浙械注准20192140407","一次性使用无菌手术包","泌尿穿刺包-基础配置：手术洞巾-桌布1个、手术洞巾-膀胱镜检查型1个；可选配置一次性使用手术衣2个、一次性医用海绵棒2个、：手术洞巾-大台罩1个、擦手纸4个、针盒1个、医用弹性绷带2个、手术灯手柄罩1个、一次性使用塑料钳1个、一次性使用塑料镊1个、样品杯2个、一次性手术器械罩1个；其他组件：一次性使用灭菌橡胶外科手套2个、医用脱脂纱布10个、脱脂棉球4个、医用胶带2个","B型",null,null,"HCS00039","世源科技（嘉兴）医疗电子有限公司","世源科技（嘉兴）医疗电子有限公司"]
["003979219805600","00397921","C14020200000000103890009229","浙械注准20192140407","一次性使用无菌手术包","四孔介入包-基础配置：手术洞巾-桌布1个、手术洞巾-血管造影型1个；可选配置：一次性使用手术衣2个、一次性医用海绵棒2个、手术洞巾-大台罩1个、擦手纸3个、针盒1个、医用弹性绷带1个、手术灯手柄罩1个、一次性使用塑料钳1个、一次性使用塑料镊1个、样品杯2个、一次性手术器械罩2个；其他组件：一次性使用灭菌橡胶外科手套2个、医用脱脂纱布5个、脱脂棉球4个","B型",null,null,"HCS00039","世源科技（嘉兴）医疗电子有限公司","世源科技（嘉兴）医疗电子有限公司"]
["003979219805601","00397921","C14020200000000103890004789","浙械注准20192140407","一次性使用无菌手术包","四孔介入包-基础配置：手术洞巾-桌布1个、手术洞巾-血管造影型1个；可选配置：一次性使用手术衣2个、一次性医用海绵棒2个、手术洞巾-大台罩1个、擦手纸1个、针盒1个、医用弹性绷带3个、手术灯手柄罩1个、一次性使用塑料钳1个、一次性使用塑料镊1个、样品杯1个、一次性手术器械罩2个；其他组件：一次性使用灭菌橡胶外科手套2个、医用脱脂纱布5个、脱脂棉球4个、剪刀1个","B型",null,null,"HCS00039","世源科技（嘉兴）医疗电子有限公司","世源科技（嘉兴）医疗电子有限公司"]
["003979219805602","00397921","C14020200000000103890006701","浙械注准20192140407","一次性使用无菌手术包","四孔介入包-基础配置：手术洞巾-桌布1个、手术洞巾-血管造影型1个；可选配置：一次性使用手术衣2个、一次性医用海绵棒2个、手术洞巾-大台罩1个、擦手纸3个、针盒1个、医用弹性绷带3个、手术灯手柄罩1个、一次性使用塑料钳1个、一次性使用塑料镊1个、样品杯1个、一次性手术器械罩2个；其他组件：一次性使用灭菌橡胶外科手套3个、医用脱脂纱布10个、脱脂棉球4个","B型",null,null,"HCS00039","世源科技（嘉兴）医疗电子有限公司","世源科技（嘉兴）医疗电子有限公司"]
["003979219805603","00397921","C14020200000000103890005124","浙械注准20192140407","一次性使用无菌手术包","四孔介入包-基础配置：手术洞巾-桌布1个、手术洞巾-血管造影型1个；可选配置：一次性使用手术衣2个、一次性医用海绵棒2个、手术洞巾-大台罩1个、擦手纸3个、针盒1个、医用弹性绷带3个、手术灯手柄罩1个、一次性使用塑料钳1个、一次性使用塑料镊1个、样品杯1个、一次性手术器械罩1个；其他组件：一次性使用灭菌橡胶外科手套2个、医用脱脂纱布5个、脱脂棉球4个、盘1个","B型",null,null,"HCS00039","世源科技（嘉兴）医疗电子有限公司","世源科技（嘉兴）医疗电子有限公司"]
["003979219805604","00397921","C14020200000000103890003930","浙械注准20192140407","一次性使用无菌手术包","四孔介入包-基础配置：手术洞巾-桌布1个、手术洞巾-血管造影型1个；可选配置：一次性使用手术衣2个、一次性医用海绵棒2个、手术洞巾-大台罩1个、擦手纸3个、针盒1个、医用弹性绷带1个、手术灯手柄罩1个、一次性使用塑料钳1个、一次性使用塑料镊1个、样品杯1个、一次性手术器械罩1个；其他组件：一次性使用灭菌橡胶外科手套2个、医用脱脂纱布5个、脱脂棉球8个、盘1个","B型",null,null,"HCS00039","世源科技（嘉兴）医疗电子有限公司","世源科技（嘉兴）医疗电子有限公司"]
["003979219805620","00397921","C14020200000000103890003265","浙械注准20192140407","一次性使用无菌手术包","髋关节手术包-基础配置：手术洞巾-桌布1个、手术洞巾-整形外科型1个；可选配置：一次性使用手术衣2个、一次性医用海绵棒2个、手术洞巾-大台罩1个、擦手纸2个、针盒1个、医用弹性绷带2个、手术灯手柄罩1个、一次性使用塑料钳1个、一次性使用塑料镊1个、样品杯3个、一次性手术器械罩1个","B型",null,null,"HCS00039","世源科技（嘉兴）医疗电子有限公司","世源科技（嘉兴）医疗电子有限公司"]
["003979219805626","00397921","C14020200000000103890005698","浙械注准20192140407","一次性使用无菌手术包","泌尿穿刺包-基础配置：手术洞巾-桌布1个、手术洞巾-膀胱镜检查型1个；可选配置一次性使用手术衣2个、一次性医用海绵棒2个、：手术洞巾-大台罩1个、擦手纸3个、针盒1个、医用弹性绷带1个、手术灯手柄罩1个、一次性使用塑料钳1个、一次性使用塑料镊1个、样品杯2个、一次性手术器械罩1个；其他组件：一次性使用灭菌橡胶外科手套2个、医用脱脂纱布10个","B型",null,null,"HCS00039","世源科技（嘉兴）医疗电子有限公司","世源科技（嘉兴）医疗电子有限公司"]
["003979219805628","00397921","C14020200000000103890007859","浙械注准20192140407","一次性使用无菌手术包","泌尿碎石包-基础配置：手术洞巾-桌布1个、手术洞巾-膀胱镜检查型1个；可选配置一次性使用手术衣2个、一次性医用海绵棒2个、：手术洞巾-大台罩1个、擦手纸4个、针盒1个、医用弹性绷带2个、手术灯手柄罩1个、一次性使用塑料钳1个、一次性使用塑料镊1个、样品杯3个、一次性手术器械罩3个；其他组件：一次性使用灭菌橡胶外科手套3个、医用脱脂纱布10个、脱脂棉球8个、医用胶带2个","B型",null,null,"HCS00039","世源科技（嘉兴）医疗电子有限公司","世源科技（嘉兴）医疗电子有限公司"]
["003979219805631","00397921","C14020200000000103890009054","浙械注准20192140407","一次性使用无菌手术包","两孔介入包-基础配置：手术洞巾-桌布1个、手术洞巾-血管造影型1个；可选配置：一次性使用手术衣2个、一次性医用海绵棒2个、手术洞巾-大台罩1个、擦手纸4个、针盒1个、医用弹性绷带2个、手术灯手柄罩1个、一次性使用塑料钳1个、一次性使用塑料镊1个、样品杯1个、一次性手术器械罩2个；其他组件：一次性使用灭菌橡胶外科手套2个、医用脱脂纱布5个、脱脂棉球4个、盘1个","B型",null,null,"HCS00039","世源科技（嘉兴）医疗电子有限公司","世源科技（嘉兴）医疗电子有限公司"]
["003979219805691","00397921","C14020200000000103890003603","浙械注准20192140407","一次性使用无菌手术包","膝关节手术包-基础配置：手术洞巾-桌布1个、手术洞巾-普通外科型2个；可选配置：手术洞巾-大台罩1个、擦手纸3个、针盒1个、医用弹性绷带3个、手术灯手柄罩1个、一次性使用塑料钳1个、一次性使用塑料镊1个、样品杯1个、一次性手术器械罩1个；其他组件：一次性使用灭菌橡胶外科手套2个","A型",null,null,"HCS00039","世源科技（嘉兴）医疗电子有限公司","世源科技（嘉兴）医疗电子有限公司"]
["003979219805692","00397921","C14020200000000103890005081","浙械注准20192140407","一次性使用无菌手术包","膝关节手术包-基础配置：手术洞巾-桌布1个、手术洞巾-整形外科型1个；可选配置：一次性使用手术衣2个、一次性医用海绵棒2个、手术洞巾-大台罩1个、擦手纸2个、针盒1个、医用弹性绷带1个、手术灯手柄罩1个、一次性使用塑料钳1个、一次性使用塑料镊1个、样品杯3个、一次性手术器械罩3个；其他组件：一次性使用灭菌橡胶外科手套2个","B型",null,null,"HCS00039","世源科技（嘉兴）医疗电子有限公司","世源科技（嘉兴）医疗电子有限公司"]
["003979219799785","00397921","C14020200000000103890009545","浙械注准20192140407","一次性使用无菌手术包","眼科包-基础配置：手术洞巾-桌布1个、手术洞巾-眼耳鼻喉型1个；可选配置：一次性使用手术衣2个、一次性医用海绵棒2个、手术洞巾-大台罩1个、擦手纸1个、针盒1个、医用弹性绷带3个、手术灯手柄罩1个、一次性使用塑料钳1个、一次性使用塑料镊1个、样品杯1个、一次性手术器械罩2个；其他组件：一次性使用灭菌橡胶外科手套2个、医用脱脂纱布10个、脱脂棉球8个、垃圾袋1个","B型",null,null,"HCS00039","世源科技（嘉兴）医疗电子有限公司","世源科技（嘉兴）医疗电子有限公司"]
["003979219804996","00397921","C14020200000000103890003834","浙械注准20192140407","一次性使用无菌手术包","腹腔镜包-基础配置：手术洞巾-桌布1个、手术洞巾-膀胱镜检查型1个；可选配置一次性使用手术衣2个、一次性医用海绵棒2个、：手术洞巾-大台罩1个、擦手纸2个、针盒1个、医用弹性绷带3个、手术灯手柄罩1个、一次性使用塑料钳1个、一次性使用塑料镊1个、样品杯2个、一次性手术器械罩1个","B型",null,null,"HCS00039","世源科技（嘉兴）医疗电子有限公司","世源科技（嘉兴）医疗电子有限公司"]
["003979219804997","00397921","C14020200000000103890007492","浙械注准20192140407","一次性使用无菌手术包","腹腔镜包-基础配置：手术洞巾-桌布1个、手术洞巾-膀胱镜检查型1个；可选配置一次性使用手术衣2个、一次性医用海绵棒2个、：手术洞巾-大台罩1个、擦手纸4个、针盒1个、医用弹性绷带1个、手术灯手柄罩1个、一次性使用塑料钳1个、一次性使用塑料镊1个、样品杯1个、一次性手术器械罩1个；其他组件：一次性使用灭菌橡胶外科手套2个、医用脱脂纱布5个、脱脂棉球8个、垃圾袋1个","B型",null,null,"HCS00039","世源科技（嘉兴）医疗电子有限公司","世源科技（嘉兴）医疗电子有限公司"]
["003979219804998","00397921","C14020200000000103890007784","浙械注准20192140407","一次性使用无菌手术包","腹腔镜包-基础配置：手术洞巾-桌布1个、手术洞巾-膀胱镜检查型1个；可选配置一次性使用手术衣2个、一次性医用海绵棒2个、：手术洞巾-大台罩1个、擦手纸3个、针盒1个、医用弹性绷带2个、手术灯手柄罩1个、一次性使用塑料钳1个、一次性使用塑料镊1个、样品杯3个、一次性手术器械罩1个；其他组件：一次性使用灭菌橡胶外科手套2个、医用脱脂纱布5个、脱脂棉球4个、盘1个","B型",null,null,"HCS00039","世源科技（嘉兴）医疗电子有限公司","世源科技（嘉兴）医疗电子有限公司"]
["003979219804999","00397921","C14020200000000103890009508","浙械注准20192140407","一次性使用无菌手术包","腹腔镜包-基础配置：手术洞巾-桌布1个、手术洞巾-膀胱镜检查型1个；可选配置一次性使用手术衣2个、一次性医用海绵棒2个、：手术洞巾-大台罩1个、擦手纸2个、针盒1个、医用弹性绷带2个、手术灯手柄罩1个、一次性使用塑料钳1个、一次性使用塑料镊1个、样品杯3个、一次性手术器械罩1个；其他组件：一次性使用灭菌橡胶外科手套3个、医用脱脂纱布5个","B型",null,null,"HCS00039","世源科技（嘉兴）医疗电子有限公司","世源科技（嘉兴）医疗电子有限公司"]
["003979219805000","00397921","C14020200000000103890005084","浙械注准20192140407","一次性使用无菌手术包","腹腔镜包-基础配置：手术洞巾-桌布1个、手术洞巾-膀胱镜检查型1个；可选配置一次性使用手术衣2个、一次性医用海绵棒2个、：手术洞巾-大台罩1个、擦手纸3个、针盒1个、医用弹性绷带3个、手术灯手柄罩1个、一次性使用塑料钳1个、一次性使用塑料镊1个、样品杯2个、一次性手术器械罩1个；其他组件：一次性使用灭菌橡胶外科手套2个、医用脱脂纱布10个、脱脂棉球4个、垃圾袋1个","B型",null,null,"HCS00039","世源科技（嘉兴）医疗电子有限公司","世源科技（嘉兴）医疗电子有限公司"]
["003979219805001","00397921","C14020200000000103890009174","浙械注准20192140407","一次性使用无菌手术包","腹腔镜包-基础配置：手术洞巾-桌布1个、手术洞巾-膀胱镜检查型1个；可选配置一次性使用手术衣2个、一次性医用海绵棒2个、：手术洞巾-大台罩1个、擦手纸3个、针盒1个、医用弹性绷带3个、手术灯手柄罩1个、一次性使用塑料钳1个、一次性使用塑料镊1个、样品杯3个、一次性手术器械罩3个；其他组件：一次性使用灭菌橡胶外科手套2个、医用脱脂纱布10个、脱脂棉球4个、医用胶带2个","B型",null,null,"HCS00039","世源科技（嘉兴）医疗电子有限公司","世源科技（嘉兴）医疗电子有限公司"]
["003979219805002","00397921","C14020200000000103890006036","浙械注准20192140407","一次性使用无菌手术包","腹腔镜包-基础配置：手术洞巾-桌布1个、手术洞巾-膀胱镜检查型1个；可选配置一次性使用手术衣2个、一次性医用海绵棒2个、：手术洞巾-大台罩1个、擦手纸3个、针盒1个、医用弹性绷带2个、手术灯手柄罩1个、一次性使用塑料钳1个、一次性使用塑料镊1个、样品杯1个、一次性手术器械罩1个；其他组件：一次性使用灭菌橡胶外科手套3个、医用脱脂纱布5个、脱脂棉球8个、医用胶带2个","B型",null,null,"HCS00039","世源科技（嘉兴）医疗电子有限公司","世源科技（嘉兴）医疗电子有限公司"]
["003979219800696","00397921","C14020200000000103890005638","浙械注准20192140407","一次性使用无菌手术包","经皮肾包-基础配置：手术洞巾-桌布1个、手术洞巾-膀胱镜检查型1个；可选配置一次性使用手术衣2个、一次性医用海绵棒2个、：手术洞巾-大台罩1个、擦手纸1个、针盒1个、医用弹性绷带1个、手术灯手柄罩1个、一次性使用塑料钳1个、一次性使用塑料镊1个、样品杯3个、一次性手术器械罩1个；其他组件：一次性使用灭菌橡胶外科手套2个、医用脱脂纱布5个、脱脂棉球8个","B型",null,null,"HCS00039","世源科技（嘉兴）医疗电子有限公司","世源科技（嘉兴）医疗电子有限公司"]
["003979219807456","00397921","C14020200000000103890005408","浙械注准20192140407","一次性使用无菌手术包","腹腔镜包-基础配置：手术洞巾-桌布1个、手术洞巾-膀胱镜检查型1个；可选配置一次性使用手术衣2个、一次性医用海绵棒2个、：手术洞巾-大台罩1个、擦手纸1个、针盒1个、医用弹性绷带1个","B型",null,null,"HCS00039","世源科技（嘉兴）医疗电子有限公司","世源科技（嘉兴）医疗电子有限公司"]
["003979219807486","00397921","C14020200000000103890003200","浙械注准20192140407","一次性使用无菌手术包","骨科包-基础配置：手术洞巾-桌布1个、手术洞巾-整形外科型1个；可选配置：一次性使用手术衣2个、一次性医用海绵棒2个、手术洞巾-大台罩1个、擦手纸1个、针盒1个、医用弹性绷带3个、手术灯手柄罩1个、一次性使用塑料钳1个、一次性使用塑料镊1个、样品杯2个、一次性手术器械罩2个；其他组件：一次性使用灭菌橡胶外科手套2个、医用脱脂纱布5个、脱脂棉球4个、医用胶带2个","B型",null,null,"HCS00039","世源科技（嘉兴）医疗电子有限公司","世源科技（嘉兴）医疗电子有限公司"]
["003979219807487","00397921","C14020200000000103890003961","浙械注准20192140407","一次性使用无菌手术包","骨科包-基础配置：手术洞巾-桌布1个、手术洞巾-整形外科型1个；可选配置：一次性使用手术衣2个、一次性医用海绵棒2个、手术洞巾-大台罩1个、擦手纸3个、针盒1个、医用弹性绷带2个、手术灯手柄罩1个、一次性使用塑料钳1个、一次性使用塑料镊1个、样品杯3个、一次性手术器械罩1个；其他组件：一次性使用灭菌橡胶外科手套2个、医用脱脂纱布10个","B型",null,null,"HCS00039","世源科技（嘉兴）医疗电子有限公司","世源科技（嘉兴）医疗电子有限公司"]
["003979219807488","00397921","C14020200000000103890007905","浙械注准20192140407","一次性使用无菌手术包","骨科包-基础配置：手术洞巾-桌布1个、手术洞巾-整形外科型1个；可选配置：一次性使用手术衣2个、一次性医用海绵棒2个、手术洞巾-大台罩1个、擦手纸3个、针盒1个、医用弹性绷带2个、手术灯手柄罩1个、一次性使用塑料钳1个、一次性使用塑料镊1个、样品杯1个、一次性手术器械罩1个；其他组件：一次性使用灭菌橡胶外科手套2个、医用脱脂纱布10个、脱脂棉球8个、垃圾袋1个","B型",null,null,"HCS00039","世源科技（嘉兴）医疗电子有限公司","世源科技（嘉兴）医疗电子有限公司"]
["003979219804300","00397921","C14020200000000103890008852","浙械注准20192140407","一次性使用无菌手术包","两孔介入包-基础配置：手术洞巾-桌布1个、手术洞巾-血管造影型1个；可选配置：一次性使用手术衣2个、一次性医用海绵棒2个、手术洞巾-大台罩1个、擦手纸3个、针盒1个、医用弹性绷带2个、手术灯手柄罩1个、一次性使用塑料钳1个、一次性使用塑料镊1个、样品杯1个、一次性手术器械罩1个；其他组件：一次性使用灭菌橡胶外科手套2个、医用脱脂纱布5个、脱脂棉球4个、垃圾袋1个","B型",null,null,"HCS00039","世源科技（嘉兴）医疗电子有限公司","世源科技（嘉兴）医疗电子有限公司"]
["003979219804301","00397921","C14020200000000103890007389","浙械注准20192140407","一次性使用无菌手术包","两孔介入包-基础配置：手术洞巾-桌布1个、手术洞巾-血管造影型1个；可选配置：一次性使用手术衣2个、一次性医用海绵棒2个、手术洞巾-大台罩1个、擦手纸3个、针盒1个、医用弹性绷带2个、手术灯手柄罩1个、一次性使用塑料钳1个、一次性使用塑料镊1个、样品杯3个、一次性手术器械罩1个；其他组件：一次性使用灭菌橡胶外科手套3个、医用脱脂纱布10个、脱脂棉球4个、盘1个","B型",null,null,"HCS00039","世源科技（嘉兴）医疗电子有限公司","世源科技（嘉兴）医疗电子有限公司"]
["003979219804302","00397921","C14020200000000103890005789","浙械注准20192140407","一次性使用无菌手术包","两孔介入包-基础配置：手术洞巾-桌布1个、手术洞巾-血管造影型1个；可选配置：一次性使用手术衣2个、一次性医用海绵棒2个、手术洞巾-大台罩1个、擦手纸4个、针盒1个、医用弹性绷带2个、手术灯手柄罩1个、一次性使用塑料钳1个、一次性使用塑料镊1个、样品杯2个、一次性手术器械罩2个；其他组件：一次性使用灭菌橡胶外科手套2个、医用脱脂纱布5个、脱脂棉球4个","B型",null,null,"HCS00039","世源科技（嘉兴）医疗电子有限公司","世源科技（嘉兴）医疗电子有限公司"]
["003979219801107","00397921","C14020200000000103890004121","浙械注准20192140407","一次性使用无菌手术包","两孔介入包-基础配置：手术洞巾-桌布1个、手术洞巾-血管造影型1个；可选配置：一次性使用手术衣2个、一次性医用海绵棒2个、手术洞巾-大台罩1个、擦手纸2个、针盒1个、医用弹性绷带2个、手术灯手柄罩1个、一次性使用塑料钳1个、一次性使用塑料镊1个、样品杯3个、一次性手术器械罩1个；其他组件：一次性使用灭菌橡胶外科手套2个","B型",null,null,"HCS00039","世源科技（嘉兴）医疗电子有限公司","世源科技（嘉兴）医疗电子有限公司"]
["003979219801108","00397921","C14020200000000103890009082","浙械注准20192140407","一次性使用无菌手术包","两孔介入包-基础配置：手术洞巾-桌布1个、手术洞巾-血管造影型1个；可选配置：一次性使用手术衣2个、一次性医用海绵棒2个、手术洞巾-大台罩1个、擦手纸2个、针盒1个、医用弹性绷带1个、手术灯手柄罩1个、一次性使用塑料钳1个、一次性使用塑料镊1个、样品杯3个、一次性手术器械罩2个；其他组件：一次性使用灭菌橡胶外科手套3个、医用脱脂纱布10个、脱脂棉球8个、盘1个","B型",null,null,"HCS00039","世源科技（嘉兴）医疗电子有限公司","世源科技（嘉兴）医疗电子有限公司"]
["003979219801109","00397921","C14020200000000103890004747","浙械注准20192140407","一次性使用无菌手术包","两孔介入包-基础配置：手术洞巾-桌布1个、手术洞巾-血管造影型1个；可选配置：一次性使用手术衣2个、一次性医用海绵棒2个、手术洞巾-大台罩1个、擦手纸2个、针盒1个、医用弹性绷带3个、手术灯手柄罩1个、一次性使用塑料钳1个、一次性使用塑料镊1个、样品杯1个、一次性手术器械罩3个","B型",null,null,"HCS00039","世源科技（嘉兴）医疗电子有限公司","世源科技（嘉兴）医疗电子有限公司"]
["003979219801110","00397921","C14020200000000103890008332","浙械注准20192140407","一次性使用无菌手术包","两孔介入包-基础配置：手术洞巾-桌布1个、手术洞巾-血管造影型1个；可选配置：一次性使用手术衣2个、一次性医用海绵棒2个、手术洞巾-大台罩1个、擦手纸2个、针盒1个、医用弹性绷带3个、手术灯手柄罩1个、一次性使用塑料钳1个、一次性使用塑料镊1个、样品杯2个、一次性手术器械罩3个；其他组件：一次性使用灭菌橡胶外科手套2个、医用脱脂纱布10个、脱脂棉球8个","B型",null,null,"HCS00039","世源科技（嘉兴）医疗电子有限公司","世源科技（嘉兴）医疗电子有限公司"]
["003979219801111","00397921","C14020200000000103890004463","浙械注准20192140407","一次性使用无菌手术包","两孔介入包-基础配置：手术洞巾-桌布1个、手术洞巾-血管造影型1个；可选配置：一次性使用手术衣2个、一次性医用海绵棒2个、手术洞巾-大台罩1个、擦手纸2个、针盒1个、医用弹性绷带2个、手术灯手柄罩1个、一次性使用塑料钳1个、一次性使用塑料镊1个、样品杯1个、一次性手术器械罩1个；其他组件：一次性使用灭菌橡胶外科手套2个、医用脱脂纱布5个、脱脂棉球8个、盘1个","B型",null,null,"HCS00039","世源科技（嘉兴）医疗电子有限公司","世源科技（嘉兴）医疗电子有限公司"]
["003979219801112","00397921","C14020200000000103890002776","浙械注准20192140407","一次性使用无菌手术包","两孔介入包-基础配置：手术洞巾-桌布1个、手术洞巾-血管造影型1个；可选配置：一次性使用手术衣2个、一次性医用海绵棒2个、手术洞巾-大台罩1个、擦手纸1个、针盒1个、医用弹性绷带3个、手术灯手柄罩1个、一次性使用塑料钳1个、一次性使用塑料镊1个、样品杯3个、一次性手术器械罩1个；其他组件：一次性使用灭菌橡胶外科手套2个、医用脱脂纱布10个、脱脂棉球8个、盘1个","B型",null,null,"HCS00039","世源科技（嘉兴）医疗电子有限公司","世源科技（嘉兴）医疗电子有限公司"]
["003979219801113","00397921","C14020200000000103890009482","浙械注准20192140407","一次性使用无菌手术包","两孔介入包-基础配置：手术洞巾-桌布1个、手术洞巾-血管造影型1个；可选配置：一次性使用手术衣2个、一次性医用海绵棒2个、手术洞巾-大台罩1个、擦手纸1个、针盒1个、医用弹性绷带3个、手术灯手柄罩1个、一次性使用塑料钳1个、一次性使用塑料镊1个、样品杯3个、一次性手术器械罩1个；其他组件：一次性使用灭菌橡胶外科手套2个、医用脱脂纱布5个、脱脂棉球8个","B型",null,null,"HCS00039","世源科技（嘉兴）医疗电子有限公司","世源科技（嘉兴）医疗电子有限公司"]
["003979219800184","00397921","C14020200000000103890008186","浙械注准20192140407","一次性使用无菌手术包","泌尿碎石包-基础配置：手术洞巾-桌布1个、手术洞巾-普通外科型1个；可选配置：手术洞巾-大台罩1个、擦手纸2个、针盒1个、医用弹性绷带2个、手术灯手柄罩1个、一次性使用塑料钳1个、一次性使用塑料镊1个、样品杯2个、一次性手术器械罩3个；其他组件：一次性使用灭菌橡胶外科手套2个、医用脱脂纱布5个、脱脂棉球4个、垃圾袋1个","A型",null,null,"HCS00039","世源科技（嘉兴）医疗电子有限公司","世源科技（嘉兴）医疗电子有限公司"]
["003979219801223","00397921","C14020200000000103890007024","浙械注准20192140407","一次性使用无菌手术包","泌尿碎石包-基础配置：手术洞巾-桌布1个、手术洞巾-膀胱镜检查型1个；可选配置一次性使用手术衣2个、一次性医用海绵棒2个、：手术洞巾-大台罩1个、擦手纸2个、针盒1个、医用弹性绷带2个、手术灯手柄罩1个、一次性使用塑料钳1个、一次性使用塑料镊1个","B型",null,null,"HCS00039","世源科技（嘉兴）医疗电子有限公司","世源科技（嘉兴）医疗电子有限公司"]
["003979219801224","00397921","C14020200000000103890005801","浙械注准20192140407","一次性使用无菌手术包","泌尿碎石包-基础配置：手术洞巾-桌布1个、手术洞巾-膀胱镜检查型1个；可选配置一次性使用手术衣2个、一次性医用海绵棒2个、：手术洞巾-大台罩1个、擦手纸2个、针盒1个、医用弹性绷带2个、手术灯手柄罩1个、一次性使用塑料钳1个、一次性使用塑料镊1个、样品杯2个、一次性手术器械罩2个；其他组件：一次性使用灭菌橡胶外科手套3个、医用脱脂纱布10个、脱脂棉球4个、医用胶带2个","B型",null,null,"HCS00039","世源科技（嘉兴）医疗电子有限公司","世源科技（嘉兴）医疗电子有限公司"]
["003979219801225","00397921","C14020200000000103890004522","浙械注准20192140407","一次性使用无菌手术包","泌尿碎石包-基础配置：手术洞巾-桌布1个、手术洞巾-膀胱镜检查型1个；可选配置一次性使用手术衣2个、一次性医用海绵棒2个、：手术洞巾-大台罩1个、擦手纸1个、针盒1个、医用弹性绷带3个、手术灯手柄罩1个、一次性使用塑料钳1个、一次性使用塑料镊1个、样品杯3个、一次性手术器械罩2个；其他组件：一次性使用灭菌橡胶外科手套3个、医用脱脂纱布5个、脱脂棉球8个、剪刀1个","B型",null,null,"HCS00039","世源科技（嘉兴）医疗电子有限公司","世源科技（嘉兴）医疗电子有限公司"]
["003979219801226","00397921","C14020200000000103890006403","浙械注准20192140407","一次性使用无菌手术包","泌尿碎石包-基础配置：手术洞巾-桌布1个、手术洞巾-膀胱镜检查型1个；可选配置一次性使用手术衣2个、一次性医用海绵棒2个、：手术洞巾-大台罩1个、擦手纸1个、针盒1个、医用弹性绷带3个、手术灯手柄罩1个、一次性使用塑料钳1个、一次性使用塑料镊1个、样品杯3个、一次性手术器械罩3个；其他组件：一次性使用灭菌橡胶外科手套2个、医用脱脂纱布10个、脱脂棉球4个、医用胶带2个","B型",null,null,"HCS00039","世源科技（嘉兴）医疗电子有限公司","世源科技（嘉兴）医疗电子有限公司"]
["003979219801227","00397921","C14020200000000103890006902","浙械注准20192140407","一次性使用无菌手术包","泌尿碎石包-基础配置：手术洞巾-桌布1个、手术洞巾-膀胱镜检查型1个；可选配置一次性使用手术衣2个、一次性医用海绵棒2个、：手术洞巾-大台罩1个、擦手纸3个、针盒1个、医用弹性绷带1个、手术灯手柄罩1个、一次性使用塑料钳1个、一次性使用塑料镊1个、样品杯2个、一次性手术器械罩1个；其他组件：一次性使用灭菌橡胶外科手套2个、医用脱脂纱布10个","B型",null,null,"HCS00039","世源科技（嘉兴）医疗电子有限公司","世源科技（嘉兴）医疗电子有限公司"]
["003979219801228","00397921","C14020200000000103890005823","浙械注准20192140407","一次性使用无菌手术包","泌尿碎石包-基础配置：手术洞巾-桌布1个、手术洞巾-膀胱镜检查型1个；可选配置一次性使用手术衣2个、一次性医用海绵棒2个、：手术洞巾-大台罩1个、擦手纸2个、针盒1个、医用弹性绷带2个、手术灯手柄罩1个、一次性使用塑料钳1个、一次性使用塑料镊1个、样品杯3个、一次性手术器械罩1个；其他组件：一次性使用灭菌橡胶外科手套2个、医用脱脂纱布10个、脱脂棉球4个、盘1个","B型",null,null,"HCS00039","世源科技（嘉兴）医疗电子有限公司","世源科技（嘉兴）医疗电子有限公司"]
["003979219801229","00397921","C14020200000000103890002987","浙械注准20192140407","一次性使用无菌手术包","泌尿碎石包-基础配置：手术洞巾-桌布1个、手术洞巾-膀胱镜检查型1个；可选配置一次性使用手术衣2个、一次性医用海绵棒2个、：手术洞巾-大台罩1个、擦手纸2个、针盒1个、医用弹性绷带1个、手术灯手柄罩1个、一次性使用塑料钳1个、一次性使用塑料镊1个、样品杯2个、一次性手术器械罩3个；其他组件：一次性使用灭菌橡胶外科手套2个、医用脱脂纱布10个、脱脂棉球8个","B型",null,null,"HCS00039","世源科技（嘉兴）医疗电子有限公司","世源科技（嘉兴）医疗电子有限公司"]
["003979219803733","00397921","C14020200000000103890008777","浙械注准20192140407","一次性使用无菌手术包","泌尿穿刺包-基础配置：手术洞巾-桌布1个、手术洞巾-普通外科型2个；可选配置：手术洞巾-大台罩1个、擦手纸2个、针盒1个、医用弹性绷带1个、手术灯手柄罩1个、一次性使用塑料钳1个、一次性使用塑料镊1个","A型",null,null,"HCS00039","世源科技（嘉兴）医疗电子有限公司","世源科技（嘉兴）医疗电子有限公司"]
["003979219803752","00397921","C14020200000000103890006678","浙械注准20192140407","一次性使用无菌手术包","泌尿碎石包-基础配置：手术洞巾-桌布1个、手术洞巾-普通外科型2个；可选配置：手术洞巾-大台罩1个、擦手纸3个、针盒1个、医用弹性绷带3个、手术灯手柄罩1个、一次性使用塑料钳1个、一次性使用塑料镊1个、样品杯1个、一次性手术器械罩1个；其他组件：一次性使用灭菌橡胶外科手套2个","A型",null,null,"HCS00039","世源科技（嘉兴）医疗电子有限公司","世源科技（嘉兴）医疗电子有限公司"]
["003979219803764","00397921","C14020200000000103890005565","浙械注准20192140407","一次性使用无菌手术包","泌尿碎石包-基础配置：手术洞巾-桌布1个、手术洞巾-膀胱镜检查型1个；可选配置一次性使用手术衣2个、一次性医用海绵棒2个、：手术洞巾-大台罩1个、擦手纸1个、针盒1个、医用弹性绷带2个、手术灯手柄罩1个、一次性使用塑料钳1个、一次性使用塑料镊1个、样品杯2个、一次性手术器械罩1个；其他组件：一次性使用灭菌橡胶外科手套2个、医用脱脂纱布10个","B型",null,null,"HCS00039","世源科技（嘉兴）医疗电子有限公司","世源科技（嘉兴）医疗电子有限公司"]
["003979219803765","00397921","C14020200000000103890009691","浙械注准20192140407","一次性使用无菌手术包","泌尿碎石包-基础配置：手术洞巾-桌布1个、手术洞巾-膀胱镜检查型1个；可选配置一次性使用手术衣2个、一次性医用海绵棒2个、：手术洞巾-大台罩1个、擦手纸3个、针盒1个、医用弹性绷带2个、手术灯手柄罩1个、一次性使用塑料钳1个、一次性使用塑料镊1个、样品杯3个、一次性手术器械罩1个；其他组件：一次性使用灭菌橡胶外科手套2个","B型",null,null,"HCS00039","世源科技（嘉兴）医疗电子有限公司","世源科技（嘉兴）医疗电子有限公司"]
["003979219803861","00397921","C14020200000000103890004374","浙械注准20192140407","一次性使用无菌手术包","三孔介入包-基础配置：手术洞巾-桌布1个、手术洞巾-普通外科型1个；可选配置：手术洞巾-大台罩1个、擦手纸4个、针盒1个、医用弹性绷带1个、手术灯手柄罩1个、一次性使用塑料钳1个、一次性使用塑料镊1个、样品杯3个、一次性手术器械罩3个","A型",null,null,"HCS00039","世源科技（嘉兴）医疗电子有限公司","世源科技（嘉兴）医疗电子有限公司"]
["003979219803985","00397921","C14020200000000103890008489","浙械注准20192140407","一次性使用无菌手术包","膝关节手术包-基础配置：手术洞巾-桌布1个、手术洞巾-普通外科型1个；可选配置：手术洞巾-大台罩1个、擦手纸2个、针盒1个、医用弹性绷带2个、手术灯手柄罩1个、一次性使用塑料钳1个、一次性使用塑料镊1个、样品杯2个、一次性手术器械罩3个；其他组件：一次性使用灭菌橡胶外科手套2个、医用脱脂纱布5个、脱脂棉球4个、垃圾袋1个","A型",null,null,"HCS00039","世源科技（嘉兴）医疗电子有限公司","世源科技（嘉兴）医疗电子有限公司"]
["003979219804345","00397921","C14020200000000103890006062","浙械注准20192140407","一次性使用无菌手术包","脑科包-基础配置：手术洞巾-桌布1个、手术洞巾-普通外科型1个；可选配置：手术洞巾-大台罩1个、擦手纸2个、针盒1个、医用弹性绷带2个、手术灯手柄罩1个、一次性使用塑料钳1个、一次性使用塑料镊1个、样品杯2个、一次性手术器械罩3个；其他组件：一次性使用灭菌橡胶外科手套2个、医用脱脂纱布5个、脱脂棉球4个、垃圾袋1个","A型",null,null,"HCS00039","世源科技（嘉兴）医疗电子有限公司","世源科技（嘉兴）医疗电子有限公司"]
["003979219804414","00397921","C14020200000000103890003841","浙械注准20192140407","一次性使用无菌手术包","剖腹产包-基础配置：手术洞巾-桌布1个、手术洞巾-妇产科型1个；可选配置：手一次性使用手术衣2个、一次性医用海绵棒2个、术洞巾-大台罩1个、擦手纸2个、针盒1个、医用弹性绷带1个、手术灯手柄罩1个、一次性使用塑料钳1个、一次性使用塑料镊1个、样品杯2个、一次性手术器械罩1个；其他组件：一次性使用灭菌橡胶外科手套3个、医用脱脂纱布5个、脱脂棉球4个、盘1个","B型",null,null,"HCS00039","世源科技（嘉兴）医疗电子有限公司","世源科技（嘉兴）医疗电子有限公司"]
["003979219804415","00397921","C14020200000000103890003730","浙械注准20192140407","一次性使用无菌手术包","剖腹产包-基础配置：手术洞巾-桌布1个、手术洞巾-妇产科型1个；可选配置：手一次性使用手术衣2个、一次性医用海绵棒2个、术洞巾-大台罩1个、擦手纸3个、针盒1个、医用弹性绷带2个、手术灯手柄罩1个、一次性使用塑料钳1个、一次性使用塑料镊1个、样品杯1个、一次性手术器械罩2个","B型",null,null,"HCS00039","世源科技（嘉兴）医疗电子有限公司","世源科技（嘉兴）医疗电子有限公司"]
["003979219804416","00397921","C14020200000000103890003869","浙械注准20192140407","一次性使用无菌手术包","剖腹产包-基础配置：手术洞巾-桌布1个、手术洞巾-妇产科型1个；可选配置：手一次性使用手术衣2个、一次性医用海绵棒2个、术洞巾-大台罩1个、擦手纸1个、针盒1个、医用弹性绷带3个、手术灯手柄罩1个、一次性使用塑料钳1个、一次性使用塑料镊1个、样品杯2个、一次性手术器械罩1个；其他组件：一次性使用灭菌橡胶外科手套2个、医用脱脂纱布10个、脱脂棉球8个、剪刀1个","B型",null,null,"HCS00039","世源科技（嘉兴）医疗电子有限公司","世源科技（嘉兴）医疗电子有限公司"]
["003979219804417","00397921","C14020200000000103890004843","浙械注准20192140407","一次性使用无菌手术包","剖腹产包-基础配置：手术洞巾-桌布1个、手术洞巾-妇产科型1个；可选配置：手一次性使用手术衣2个、一次性医用海绵棒2个、术洞巾-大台罩1个、擦手纸2个、针盒1个、医用弹性绷带1个、手术灯手柄罩1个、一次性使用塑料钳1个、一次性使用塑料镊1个、样品杯3个、一次性手术器械罩1个；其他组件：一次性使用灭菌橡胶外科手套2个、医用脱脂纱布10个、脱脂棉球8个、垃圾袋1个","B型",null,null,"HCS00039","世源科技（嘉兴）医疗电子有限公司","世源科技（嘉兴）医疗电子有限公司"]
["003979219804418","00397921","C14020200000000103890007626","浙械注准20192140407","一次性使用无菌手术包","剖腹产包-基础配置：手术洞巾-桌布1个、手术洞巾-妇产科型1个；可选配置：手一次性使用手术衣2个、一次性医用海绵棒2个、术洞巾-大台罩1个、擦手纸1个、针盒1个、医用弹性绷带3个、手术灯手柄罩1个、一次性使用塑料钳1个、一次性使用塑料镊1个、样品杯1个、一次性手术器械罩1个；其他组件：一次性使用灭菌橡胶外科手套2个、医用脱脂纱布5个、脱脂棉球8个","B型",null,null,"HCS00039","世源科技（嘉兴）医疗电子有限公司","世源科技（嘉兴）医疗电子有限公司"]
["003979219804419","00397921","C14020200000000103890008732","浙械注准20192140407","一次性使用无菌手术包","剖腹产包-基础配置：手术洞巾-桌布1个、手术洞巾-妇产科型1个；可选配置：手一次性使用手术衣2个、一次性医用海绵棒2个、术洞巾-大台罩1个、擦手纸2个、针盒1个、医用弹性绷带1个、手术灯手柄罩1个、一次性使用塑料钳1个、一次性使用塑料镊1个、样品杯3个、一次性手术器械罩3个；其他组件：一次性使用灭菌橡胶外科手套3个、医用脱脂纱布5个、脱脂棉球4个、盘1个","B型",null,null,"HCS00039","世源科技（嘉兴）医疗电子有限公司","世源科技（嘉兴）医疗电子有限公司"]
["003979219804420","00397921","C14020200000000103890004204","浙械注准20192140407","一次性使用无菌手术包","剖腹产包-基础配置：手术洞巾-桌布1个、手术洞巾-妇产科型1个；可选配置：手一次性使用手术衣2个、一次性医用海绵棒2个、术洞巾-大台罩1个、擦手纸2个、针盒1个、医用弹性绷带3个、手术灯手柄罩1个、一次性使用塑料钳1个、一次性使用塑料镊1个、样品杯3个、一次性手术器械罩3个；其他组件：一次性使用灭菌橡胶外科手套2个、医用脱脂纱布10个","B型",null,null,"HCS00039","世源科技（嘉兴）医疗电子有限公司","世源科技（嘉兴）医疗电子有限公司"]
["003979219804421","00397921","C14020200000000103890003636","浙械注准20192140407","一次性使用无菌手术包","剖腹产包-基础配置：手术洞巾-桌布1个、手术洞巾-妇产科型1个；可选配置：手一次性使用手术衣2个、一次性医用海绵棒2个、术洞巾-大台罩1个、擦手纸1个、针盒1个、医用弹性绷带3个、手术灯手柄罩1个、一次性使用塑料钳1个、一次性使用塑料镊1个、样品杯3个、一次性手术器械罩3个；其他组件：一次性使用灭菌橡胶外科手套2个、医用脱脂纱布10个、脱脂棉球8个、医用胶带2个","B型",null,null,"HCS00039","世源科技（嘉兴）医疗电子有限公司","世源科技（嘉兴）医疗电子有限公司"]
["003979219805740","00397921","C14020200000000103890009671","浙械注准20192140407","一次性使用无菌手术包","两孔介入包-基础配置：手术洞巾-桌布1个、手术洞巾-血管造影型1个；可选配置：一次性使用手术衣2个、一次性医用海绵棒2个、手术洞巾-大台罩1个、擦手纸4个、针盒1个、医用弹性绷带3个、手术灯手柄罩1个、一次性使用塑料钳1个、一次性使用塑料镊1个、样品杯2个、一次性手术器械罩3个；其他组件：一次性使用灭菌橡胶外科手套3个、医用脱脂纱布5个、脱脂棉球4个、剪刀1个","B型",null,null,"HCS00039","世源科技（嘉兴）医疗电子有限公司","世源科技（嘉兴）医疗电子有限公司"]
["003979219805744","00397921","C14020200000000103890004821","浙械注准20192140407","一次性使用无菌手术包","脑科包-基础配置：手术洞巾-桌布1个、手术洞巾-整形外科型1个；可选配置：一次性使用手术衣2个、一次性医用海绵棒2个、手术洞巾-大台罩1个、擦手纸3个、针盒1个、医用弹性绷带2个、手术灯手柄罩1个、一次性使用塑料钳1个、一次性使用塑料镊1个","B型",null,null,"HCS00039","世源科技（嘉兴）医疗电子有限公司","世源科技（嘉兴）医疗电子有限公司"]
["003979219805745","00397921","C14020200000000103890002768","浙械注准20192140407","一次性使用无菌手术包","脑科包-基础配置：手术洞巾-桌布1个、手术洞巾-整形外科型1个；可选配置：一次性使用手术衣2个、一次性医用海绵棒2个、手术洞巾-大台罩1个、擦手纸2个、针盒1个、医用弹性绷带1个、手术灯手柄罩1个、一次性使用塑料钳1个、一次性使用塑料镊1个、样品杯3个、一次性手术器械罩3个；其他组件：一次性使用灭菌橡胶外科手套2个","B型",null,null,"HCS00039","世源科技（嘉兴）医疗电子有限公司","世源科技（嘉兴）医疗电子有限公司"]
["003979219805015","00397921","C14020200000000103890004460","浙械注准20192140407","一次性使用无菌手术包","甲状腺包-基础配置：手术洞巾-桌布1个、手术洞巾-普通外科型3个；可选配置：手术洞巾-大台罩1个、擦手纸4个、针盒1个、医用弹性绷带2个、手术灯手柄罩1个、一次性使用塑料钳1个、一次性使用塑料镊1个、样品杯2个、一次性手术器械罩1个；其他组件：一次性使用灭菌橡胶外科手套2个、医用脱脂纱布10个、脱脂棉球8个","A型",null,null,"HCS00039","世源科技（嘉兴）医疗电子有限公司","世源科技（嘉兴）医疗电子有限公司"]
["003979219805625","00397921","C14020200000000103890004660","浙械注准20192140407","一次性使用无菌手术包","腹腔镜包-基础配置：手术洞巾-桌布1个、手术洞巾-膀胱镜检查型1个；可选配置一次性使用手术衣2个、一次性医用海绵棒2个、：手术洞巾-大台罩1个、擦手纸3个、针盒1个、医用弹性绷带1个、手术灯手柄罩1个、一次性使用塑料钳1个、一次性使用塑料镊1个、样品杯2个、一次性手术器械罩1个；其他组件：一次性使用灭菌橡胶外科手套2个、医用脱脂纱布10个","B型",null,null,"HCS00039","世源科技（嘉兴）医疗电子有限公司","世源科技（嘉兴）医疗电子有限公司"]
["003979219805627","00397921","C14020200000000103890007730","浙械注准20192140407","一次性使用无菌手术包","经皮肾包-基础配置：手术洞巾-桌布1个、手术洞巾-膀胱镜检查型1个；可选配置一次性使用手术衣2个、一次性医用海绵棒2个、：手术洞巾-大台罩1个、擦手纸3个、针盒1个、医用弹性绷带1个、手术灯手柄罩1个、一次性使用塑料钳1个、一次性使用塑料镊1个、样品杯2个、一次性手术器械罩1个；其他组件：一次性使用灭菌橡胶外科手套2个、医用脱脂纱布10个","B型",null,null,"HCS00039","世源科技（嘉兴）医疗电子有限公司","世源科技（嘉兴）医疗电子有限公司"]
["003979219805634","00397921","C14020200000000103890007172","浙械注准20192140407","一次性使用无菌手术包","脑科包-基础配置：手术洞巾-桌布1个、手术洞巾-普通外科型2个；可选配置：手术洞巾-大台罩1个、擦手纸2个、针盒1个、医用弹性绷带1个、手术灯手柄罩1个、一次性使用塑料钳1个、一次性使用塑料镊1个","A型",null,null,"HCS00039","世源科技（嘉兴）医疗电子有限公司","世源科技（嘉兴）医疗电子有限公司"]
["003979219805768","00397921","C14020200000000103890003194","浙械注准20192140407","一次性使用无菌手术包","膝关节手术包-基础配置：手术洞巾-桌布1个、手术洞巾-普通外科型3个；可选配置：手术洞巾-大台罩1个、擦手纸4个、针盒1个、医用弹性绷带2个、手术灯手柄罩1个、一次性使用塑料钳1个、一次性使用塑料镊1个、样品杯2个、一次性手术器械罩1个；其他组件：一次性使用灭菌橡胶外科手套2个、医用脱脂纱布10个、脱脂棉球8个","A型",null,null,"HCS00039","世源科技（嘉兴）医疗电子有限公司","世源科技（嘉兴）医疗电子有限公司"]
["003979219801487","00397921","C14020200000000103890007126","浙械注准20192140407","一次性使用无菌手术包","三孔介入包-基础配置：手术洞巾-桌布1个、手术洞巾-血管造影型1个；可选配置：一次性使用手术衣2个、一次性医用海绵棒2个、手术洞巾-大台罩1个、擦手纸2个、针盒1个、医用弹性绷带2个、手术灯手柄罩1个、一次性使用塑料钳1个、一次性使用塑料镊1个、样品杯3个、一次性手术器械罩2个；其他组件：一次性使用灭菌橡胶外科手套3个、医用脱脂纱布10个、脱脂棉球4个","B型",null,null,"HCS00039","世源科技（嘉兴）医疗电子有限公司","世源科技（嘉兴）医疗电子有限公司"]
["003979219801488","00397921","C14020200000000103890003388","浙械注准20192140407","一次性使用无菌手术包","三孔介入包-基础配置：手术洞巾-桌布1个、手术洞巾-血管造影型1个；可选配置：一次性使用手术衣2个、一次性医用海绵棒2个、手术洞巾-大台罩1个、擦手纸2个、针盒1个、医用弹性绷带3个、手术灯手柄罩1个、一次性使用塑料钳1个、一次性使用塑料镊1个、样品杯1个、一次性手术器械罩1个；其他组件：一次性使用灭菌橡胶外科手套3个、医用脱脂纱布5个、脱脂棉球4个","B型",null,null,"HCS00039","世源科技（嘉兴）医疗电子有限公司","世源科技（嘉兴）医疗电子有限公司"]
["003979219801489","00397921","C14020200000000103890003345","浙械注准20192140407","一次性使用无菌手术包","三孔介入包-基础配置：手术洞巾-桌布1个、手术洞巾-血管造影型1个；可选配置：一次性使用手术衣2个、一次性医用海绵棒2个、手术洞巾-大台罩1个、擦手纸1个、针盒1个、医用弹性绷带1个、手术灯手柄罩1个、一次性使用塑料钳1个、一次性使用塑料镊1个、样品杯2个、一次性手术器械罩3个；其他组件：一次性使用灭菌橡胶外科手套2个、医用脱脂纱布10个、脱脂棉球8个","B型",null,null,"HCS00039","世源科技（嘉兴）医疗电子有限公司","世源科技（嘉兴）医疗电子有限公司"]
["003979219801490","00397921","C14020200000000103890004653","浙械注准20192140407","一次性使用无菌手术包","三孔介入包-基础配置：手术洞巾-桌布1个、手术洞巾-血管造影型1个；可选配置：一次性使用手术衣2个、一次性医用海绵棒2个、手术洞巾-大台罩1个、擦手纸1个、针盒1个、医用弹性绷带3个、手术灯手柄罩1个、一次性使用塑料钳1个、一次性使用塑料镊1个、样品杯2个、一次性手术器械罩1个；其他组件：一次性使用灭菌橡胶外科手套3个、医用脱脂纱布5个、脱脂棉球8个","B型",null,null,"HCS00039","世源科技（嘉兴）医疗电子有限公司","世源科技（嘉兴）医疗电子有限公司"]
["003979219801491","00397921","C14020200000000103890006413","浙械注准20192140407","一次性使用无菌手术包","三孔介入包-基础配置：手术洞巾-桌布1个、手术洞巾-血管造影型1个；可选配置：一次性使用手术衣2个、一次性医用海绵棒2个、手术洞巾-大台罩1个、擦手纸1个、针盒1个、医用弹性绷带2个、手术灯手柄罩1个、一次性使用塑料钳1个、一次性使用塑料镊1个、样品杯3个、一次性手术器械罩3个；其他组件：一次性使用灭菌橡胶外科手套3个、医用脱脂纱布10个","B型",null,null,"HCS00039","世源科技（嘉兴）医疗电子有限公司","世源科技（嘉兴）医疗电子有限公司"]
["003979219801504","00397921","C14020200000000103890002602","浙械注准20192140407","一次性使用无菌手术包","腹腔镜包-基础配置：手术洞巾-桌布1个、手术洞巾-膀胱镜检查型1个；可选配置一次性使用手术衣2个、一次性医用海绵棒2个、：手术洞巾-大台罩1个、擦手纸1个、针盒1个、医用弹性绷带1个、手术灯手柄罩1个、一次性使用塑料钳1个、一次性使用塑料镊1个、样品杯3个、一次性手术器械罩1个；其他组件：一次性使用灭菌橡胶外科手套2个、医用脱脂纱布5个、脱脂棉球8个","B型",null,null,"HCS00039","世源科技（嘉兴）医疗电子有限公司","世源科技（嘉兴）医疗电子有限公司"]
["003979219805321","00397921","C14020200000000103890004854","浙械注准20192140407","一次性使用无菌手术包","普胸包-基础配置：手术洞巾-桌布1个、手术洞巾-普通外科型3个；可选配置：手术洞巾-大台罩1个、擦手纸4个、针盒1个、医用弹性绷带2个、手术灯手柄罩1个、一次性使用塑料钳1个、一次性使用塑料镊1个、样品杯2个、一次性手术器械罩1个；其他组件：一次性使用灭菌橡胶外科手套2个、医用脱脂纱布10个、脱脂棉球8个","A型",null,null,"HCS00039","世源科技（嘉兴）医疗电子有限公司","世源科技（嘉兴）医疗电子有限公司"]
["003979219805322","00397921","C14020200000000103890005468","浙械注准20192140407","一次性使用无菌手术包","五孔介入包-基础配置：手术洞巾-桌布1个、手术洞巾-普通外科型2个；可选配置：手术洞巾-大台罩1个、擦手纸2个、针盒1个、医用弹性绷带1个、手术灯手柄罩1个、一次性使用塑料钳1个、一次性使用塑料镊1个、样品杯1个、一次性手术器械罩1个；其他组件：一次性使用灭菌橡胶外科手套2个、医用脱脂纱布5个","A型",null,null,"HCS00039","世源科技（嘉兴）医疗电子有限公司","世源科技（嘉兴）医疗电子有限公司"]
["003979219805325","00397921","C14020200000000103890007542","浙械注准20192140407","一次性使用无菌手术包","经皮肾包-基础配置：手术洞巾-桌布1个、手术洞巾-膀胱镜检查型1个；可选配置一次性使用手术衣2个、一次性医用海绵棒2个、：手术洞巾-大台罩1个、擦手纸2个、针盒1个、医用弹性绷带2个、手术灯手柄罩1个、一次性使用塑料钳1个、一次性使用塑料镊1个、样品杯3个、一次性手术器械罩1个；其他组件：一次性使用灭菌橡胶外科手套3个、医用脱脂纱布5个","B型",null,null,"HCS00039","世源科技（嘉兴）医疗电子有限公司","世源科技（嘉兴）医疗电子有限公司"]
["003979219805329","00397921","C14020200000000103890007773","浙械注准20192140407","一次性使用无菌手术包","眼科包-基础配置：手术洞巾-桌布1个、手术洞巾-眼耳鼻喉型1个；可选配置：一次性使用手术衣2个、一次性医用海绵棒2个、手术洞巾-大台罩1个、擦手纸4个、针盒1个、医用弹性绷带3个、手术灯手柄罩1个、一次性使用塑料钳1个、一次性使用塑料镊1个、样品杯2个、一次性手术器械罩3个；其他组件：一次性使用灭菌橡胶外科手套3个、医用脱脂纱布5个、脱脂棉球4个、医用胶带2个","B型",null,null,"HCS00039","世源科技（嘉兴）医疗电子有限公司","世源科技（嘉兴）医疗电子有限公司"]
["003979219805330","00397921","C14020200000000103890007866","浙械注准20192140407","一次性使用无菌手术包","泌尿碎石包-基础配置：手术洞巾-桌布1个、手术洞巾-膀胱镜检查型1个；可选配置一次性使用手术衣2个、一次性医用海绵棒2个、：手术洞巾-大台罩1个、擦手纸4个、针盒1个、医用弹性绷带1个、手术灯手柄罩1个、一次性使用塑料钳1个、一次性使用塑料镊1个、样品杯3个、一次性手术器械罩1个；其他组件：一次性使用灭菌橡胶外科手套2个、医用脱脂纱布5个、脱脂棉球4个、医用胶带2个","B型",null,null,"HCS00039","世源科技（嘉兴）医疗电子有限公司","世源科技（嘉兴）医疗电子有限公司"]
["003979219800166","00397921","C14020200000000103890002581","浙械注准20192140407","一次性使用无菌手术包","普胸包-基础配置：手术洞巾-桌布1个、手术洞巾-普通外科型1个；可选配置：手术洞巾-大台罩1个、擦手纸4个、针盒1个、医用弹性绷带2个、手术灯手柄罩1个、一次性使用塑料钳1个、一次性使用塑料镊1个、样品杯1个、一次性手术器械罩3个；其他组件：一次性使用灭菌橡胶外科手套2个、医用脱脂纱布10个、脱脂棉球4个、医用胶带2个","A型",null,null,"HCS00039","世源科技（嘉兴）医疗电子有限公司","世源科技（嘉兴）医疗电子有限公司"]
["003979219800167","00397921","C14020200000000103890003344","浙械注准20192140407","一次性使用无菌手术包","普胸包-基础配置：手术洞巾-桌布1个、手术洞巾-普通外科型1个；可选配置：手术洞巾-大台罩1个、擦手纸2个、针盒1个、医用弹性绷带2个、手术灯手柄罩1个、一次性使用塑料钳1个、一次性使用塑料镊1个、样品杯2个、一次性手术器械罩3个；其他组件：一次性使用灭菌橡胶外科手套2个、医用脱脂纱布5个、脱脂棉球4个、垃圾袋1个","A型",null,null,"HCS00039","世源科技（嘉兴）医疗电子有限公司","世源科技（嘉兴）医疗电子有限公司"]
["003979219800183","00397921","C14020200000000103890006008","浙械注准20192140407","一次性使用无菌手术包","顺产包-基础配置：手术洞巾-桌布1个、手术洞巾-妇科型1个；可选配置：手术一次性使用手术衣2个、一次性医用海绵棒2个、洞巾-大台罩1个、擦手纸4个、针盒1个、医用弹性绷带3个、手术灯手柄罩1个、一次性使用塑料钳1个、一次性使用塑料镊1个、样品杯3个、一次性手术器械罩2个","B型",null,null,"HCS00039","世源科技（嘉兴）医疗电子有限公司","世源科技（嘉兴）医疗电子有限公司"]
["003979219800204","00397921","C14020200000000103890009120","浙械注准20192140407","一次性使用无菌手术包","甲状腺包-基础配置：手术洞巾-桌布1个、手术洞巾-普通外科型1个；可选配置：手术洞巾-大台罩1个、擦手纸2个、针盒1个、医用弹性绷带2个、手术灯手柄罩1个、一次性使用塑料钳1个、一次性使用塑料镊1个、样品杯2个、一次性手术器械罩3个；其他组件：一次性使用灭菌橡胶外科手套2个、医用脱脂纱布5个、脱脂棉球4个、垃圾袋1个","A型",null,null,"HCS00039","世源科技（嘉兴）医疗电子有限公司","世源科技（嘉兴）医疗电子有限公司"]
["003979219800205","00397921","C14020200000000103890009641","浙械注准20192140407","一次性使用无菌手术包","甲状腺包-基础配置：手术洞巾-桌布1个、手术洞巾-普通外科型1个；可选配置：手术洞巾-大台罩1个、擦手纸4个、针盒1个、医用弹性绷带2个、手术灯手柄罩1个、一次性使用塑料钳1个、一次性使用塑料镊1个、样品杯2个、一次性手术器械罩1个；其他组件：一次性使用灭菌橡胶外科手套2个、医用脱脂纱布10个、脱脂棉球8个","A型",null,null,"HCS00039","世源科技（嘉兴）医疗电子有限公司","世源科技（嘉兴）医疗电子有限公司"]
["003979219805641","00397921","C14020200000000103890003221","浙械注准20192140407","一次性使用无菌手术包","脑科包-基础配置：手术洞巾-桌布1个、手术洞巾-整形外科型1个；可选配置：一次性使用手术衣2个、一次性医用海绵棒2个、手术洞巾-大台罩1个、擦手纸2个、针盒1个","B型",null,null,"HCS00039","世源科技（嘉兴）医疗电子有限公司","世源科技（嘉兴）医疗电子有限公司"]
["003979219805642","00397921","C14020200000000103890003814","浙械注准20192140407","一次性使用无菌手术包","脑科包-基础配置：手术洞巾-桌布1个、手术洞巾-整形外科型1个；可选配置：一次性使用手术衣2个、一次性医用海绵棒2个、手术洞巾-大台罩1个、擦手纸3个、针盒1个、医用弹性绷带1个、手术灯手柄罩1个、一次性使用塑料钳1个、一次性使用塑料镊1个、样品杯2个、一次性手术器械罩1个；其他组件：一次性使用灭菌橡胶外科手套2个、医用脱脂纱布5个、脱脂棉球4个、垃圾袋1个","B型",null,null,"HCS00039","世源科技（嘉兴）医疗电子有限公司","世源科技（嘉兴）医疗电子有限公司"]
["003979219805643","00397921","C14020200000000103890003026","浙械注准20192140407","一次性使用无菌手术包","脑科包-基础配置：手术洞巾-桌布1个、手术洞巾-整形外科型1个；可选配置：一次性使用手术衣2个、一次性医用海绵棒2个、手术洞巾-大台罩1个、擦手纸1个、针盒1个、医用弹性绷带1个、手术灯手柄罩1个、一次性使用塑料钳1个、一次性使用塑料镊1个、样品杯1个、一次性手术器械罩1个；其他组件：一次性使用灭菌橡胶外科手套3个、医用脱脂纱布5个、脱脂棉球8个、剪刀1个","B型",null,null,"HCS00039","世源科技（嘉兴）医疗电子有限公司","世源科技（嘉兴）医疗电子有限公司"]
["003979219805644","00397921","C14020200000000103890007852","浙械注准20192140407","一次性使用无菌手术包","脑科包-基础配置：手术洞巾-桌布1个、手术洞巾-整形外科型1个；可选配置：一次性使用手术衣2个、一次性医用海绵棒2个、手术洞巾-大台罩1个、擦手纸1个、针盒1个、医用弹性绷带3个、手术灯手柄罩1个、一次性使用塑料钳1个、一次性使用塑料镊1个、样品杯2个、一次性手术器械罩1个；其他组件：一次性使用灭菌橡胶外科手套2个、医用脱脂纱布5个、脱脂棉球8个、盘1个","B型",null,null,"HCS00039","世源科技（嘉兴）医疗电子有限公司","世源科技（嘉兴）医疗电子有限公司"]
["003979219805645","00397921","C14020200000000103890003813","浙械注准20192140407","一次性使用无菌手术包","脑科包-基础配置：手术洞巾-桌布1个、手术洞巾-整形外科型1个；可选配置：一次性使用手术衣2个、一次性医用海绵棒2个、手术洞巾-大台罩1个、擦手纸1个、针盒1个、医用弹性绷带3个、手术灯手柄罩1个、一次性使用塑料钳1个、一次性使用塑料镊1个、样品杯2个、一次性手术器械罩1个；其他组件：一次性使用灭菌橡胶外科手套3个、医用脱脂纱布5个、脱脂棉球4个、医用胶带2个","B型",null,null,"HCS00039","世源科技（嘉兴）医疗电子有限公司","世源科技（嘉兴）医疗电子有限公司"]
["003979219805646","00397921","C14020200000000103890006245","浙械注准20192140407","一次性使用无菌手术包","脑科包-基础配置：手术洞巾-桌布1个、手术洞巾-整形外科型1个；可选配置：一次性使用手术衣2个、一次性医用海绵棒2个、手术洞巾-大台罩1个、擦手纸3个、针盒1个、医用弹性绷带2个、手术灯手柄罩1个、一次性使用塑料钳1个、一次性使用塑料镊1个、样品杯1个、一次性手术器械罩2个；其他组件：一次性使用灭菌橡胶外科手套2个、医用脱脂纱布10个、脱脂棉球4个、垃圾袋1个","B型",null,null,"HCS00039","世源科技（嘉兴）医疗电子有限公司","世源科技（嘉兴）医疗电子有限公司"]
["003979219805647","00397921","C14020200000000103890009277","浙械注准20192140407","一次性使用无菌手术包","脑科包-基础配置：手术洞巾-桌布1个、手术洞巾-整形外科型1个；可选配置：一次性使用手术衣2个、一次性医用海绵棒2个、手术洞巾-大台罩1个、擦手纸2个、针盒1个、医用弹性绷带1个、手术灯手柄罩1个、一次性使用塑料钳1个、一次性使用塑料镊1个、样品杯1个、一次性手术器械罩1个；其他组件：一次性使用灭菌橡胶外科手套2个、医用脱脂纱布5个、脱脂棉球8个","B型",null,null,"HCS00039","世源科技（嘉兴）医疗电子有限公司","世源科技（嘉兴）医疗电子有限公司"]
["003979219805648","00397921","C14020200000000103890007360","浙械注准20192140407","一次性使用无菌手术包","剖腹产包-基础配置：手术洞巾-桌布1个、手术洞巾-普通外科型3个；可选配置：手术洞巾-大台罩1个、擦手纸4个、针盒1个、医用弹性绷带2个、手术灯手柄罩1个、一次性使用塑料钳1个、一次性使用塑料镊1个、样品杯2个、一次性手术器械罩1个；其他组件：一次性使用灭菌橡胶外科手套2个、医用脱脂纱布10个、脱脂棉球8个","A型",null,null,"HCS00039","世源科技（嘉兴）医疗电子有限公司","世源科技（嘉兴）医疗电子有限公司"]
["003979219805697","00397921","C14020200000000103890007920","浙械注准20192140407","一次性使用无菌手术包","三孔介入包-基础配置：手术洞巾-桌布1个、手术洞巾-普通外科型3个；可选配置：手术洞巾-大台罩1个、擦手纸4个、针盒1个、医用弹性绷带2个、手术灯手柄罩1个、一次性使用塑料钳1个、一次性使用塑料镊1个、样品杯2个、一次性手术器械罩1个；其他组件：一次性使用灭菌橡胶外科手套2个、医用脱脂纱布10个、脱脂棉球8个","A型",null,null,"HCS00039","世源科技（嘉兴）医疗电子有限公司","世源科技（嘉兴）医疗电子有限公司"]
["003979219801486","00397921","C14020200000000103890002658","浙械注准20192140407","一次性使用无菌手术包","三孔介入包-基础配置：手术洞巾-桌布1个、手术洞巾-血管造影型1个；可选配置：一次性使用手术衣2个、一次性医用海绵棒2个、手术洞巾-大台罩1个、擦手纸2个、针盒1个","B型",null,null,"HCS00039","世源科技（嘉兴）医疗电子有限公司","世源科技（嘉兴）医疗电子有限公司"]
["003979219804227","00397921","C14020200000000103890006738","浙械注准20192140407","一次性使用无菌手术包","经皮肾包-基础配置：手术洞巾-桌布1个、手术洞巾-普通外科型2个；可选配置：手术洞巾-大台罩1个、擦手纸3个、针盒1个、医用弹性绷带3个、手术灯手柄罩1个、一次性使用塑料钳1个、一次性使用塑料镊1个、样品杯1个、一次性手术器械罩1个；其他组件：一次性使用灭菌橡胶外科手套2个","A型",null,null,"HCS00039","世源科技（嘉兴）医疗电子有限公司","世源科技（嘉兴）医疗电子有限公司"]
["003979219804305","00397921","C14020200000000103890008871","浙械注准20192140407","一次性使用无菌手术包","泌尿穿刺包-基础配置：手术洞巾-桌布1个、手术洞巾-膀胱镜检查型1个；可选配置一次性使用手术衣2个、一次性医用海绵棒2个、：手术洞巾-大台罩1个、擦手纸2个、针盒1个、医用弹性绷带1个、手术灯手柄罩1个、一次性使用塑料钳1个、一次性使用塑料镊1个、样品杯2个、一次性手术器械罩1个；其他组件：一次性使用灭菌橡胶外科手套3个、医用脱脂纱布5个、脱脂棉球4个、医用胶带2个","B型",null,null,"HCS00039","世源科技（嘉兴）医疗电子有限公司","世源科技（嘉兴）医疗电子有限公司"]
["003979219805331","00397921","C14020200000000103890007951","浙械注准20192140407","一次性使用无菌手术包","经皮肾包-基础配置：手术洞巾-桌布1个、手术洞巾-普通外科型3个；可选配置：手术洞巾-大台罩1个、擦手纸4个、针盒1个、医用弹性绷带2个、手术灯手柄罩1个、一次性使用塑料钳1个、一次性使用塑料镊1个、样品杯2个、一次性手术器械罩1个；其他组件：一次性使用灭菌橡胶外科手套2个、医用脱脂纱布10个、脱脂棉球8个","A型",null,null,"HCS00039","世源科技（嘉兴）医疗电子有限公司","世源科技（嘉兴）医疗电子有限公司"]
["003979219805332","00397921","C14020200000000103890009286","浙械注准20192140407","一次性使用无菌手术包","肩关节包-基础配置：手术洞巾-桌布1个、手术洞巾-普通外科型3个；可选配置：手术洞巾-大台罩1个、擦手纸4个、针盒1个、医用弹性绷带2个、手术灯手柄罩1个、一次性使用塑料钳1个、一次性使用塑料镊1个、样品杯2个、一次性手术器械罩1个；其他组件：一次性使用灭菌橡胶外科手套2个、医用脱脂纱布10个、脱脂棉球8个","A型",null,null,"HCS00039","世源科技（嘉兴）医疗电子有限公司","世源科技（嘉兴）医疗电子有限公司"]
["003979219800434","00397921","C14020200000000103890003333","浙械注准20192140407","一次性使用无菌手术包","肩关节包-基础配置：手术洞巾-桌布1个、手术洞巾-普通外科型1个；可选配置：手术洞巾-大台罩1个、擦手纸4个、针盒1个、医用弹性绷带1个、手术灯手柄罩1个、一次性使用塑料钳1个、一次性使用塑料镊1个、样品杯3个、一次性手术器械罩3个","A型",null,null,"HCS00039","世源科技（嘉兴）医疗电子有限公司","世源科技（嘉兴）医疗电子有限公司"]
["003979219801601","00397921","C14020200000000103890005572","浙械注准20192140407","一次性使用无菌手术包","眼科包-基础配置：手术洞巾-桌布1个、手术洞巾-眼耳鼻喉型1个；可选配置：一次性使用手术衣2个、一次性医用海绵棒2个、手术洞巾-大台罩1个、擦手纸3个、针盒1个、医用弹性绷带3个、手术灯手柄罩1个、一次性使用塑料钳1个、一次性使用塑料镊1个、样品杯1个、一次性手术器械罩2个；其他组件：一次性使用灭菌橡胶外科手套2个、医用脱脂纱布10个、脱脂棉球4个","B型",null,null,"HCS00039","世源科技（嘉兴）医疗电子有限公司","世源科技（嘉兴）医疗电子有限公司"]
["003979219801907","00397921","C14020200000000103890007239","浙械注准20192140407","一次性使用无菌手术包","骨科包-基础配置：手术洞巾-桌布1个、手术洞巾-整形外科型1个；可选配置：一次性使用手术衣2个、一次性医用海绵棒2个、手术洞巾-大台罩1个、擦手纸2个、针盒1个、医用弹性绷带3个","B型",null,null,"HCS00039","世源科技（嘉兴）医疗电子有限公司","世源科技（嘉兴）医疗电子有限公司"]
["003979219801908","00397921","C14020200000000103890003637","浙械注准20192140407","一次性使用无菌手术包","骨科包-基础配置：手术洞巾-桌布1个、手术洞巾-整形外科型1个；可选配置：一次性使用手术衣2个、一次性医用海绵棒2个、手术洞巾-大台罩1个、擦手纸3个、针盒1个、医用弹性绷带1个、手术灯手柄罩1个、一次性使用塑料钳1个、一次性使用塑料镊1个、样品杯1个、一次性手术器械罩3个；其他组件：一次性使用灭菌橡胶外科手套2个、医用脱脂纱布10个、脱脂棉球8个、垃圾袋1个","B型",null,null,"HCS00039","世源科技（嘉兴）医疗电子有限公司","世源科技（嘉兴）医疗电子有限公司"]
["003979219801909","00397921","C14020200000000103890006579","浙械注准20192140407","一次性使用无菌手术包","骨科包-基础配置：手术洞巾-桌布1个、手术洞巾-整形外科型1个；可选配置：一次性使用手术衣2个、一次性医用海绵棒2个、手术洞巾-大台罩1个、擦手纸1个、针盒1个、医用弹性绷带3个、手术灯手柄罩1个、一次性使用塑料钳1个、一次性使用塑料镊1个、样品杯3个、一次性手术器械罩1个；其他组件：一次性使用灭菌橡胶外科手套2个、医用脱脂纱布10个","B型",null,null,"HCS00039","世源科技（嘉兴）医疗电子有限公司","世源科技（嘉兴）医疗电子有限公司"]
["003979219801910","00397921","C14020200000000103890005069","浙械注准20192140407","一次性使用无菌手术包","骨科包-基础配置：手术洞巾-桌布1个、手术洞巾-整形外科型1个；可选配置：一次性使用手术衣2个、一次性医用海绵棒2个、手术洞巾-大台罩1个、擦手纸1个、针盒1个、医用弹性绷带3个、手术灯手柄罩1个、一次性使用塑料钳1个、一次性使用塑料镊1个、样品杯2个、一次性手术器械罩1个；其他组件：一次性使用灭菌橡胶外科手套2个、医用脱脂纱布5个、脱脂棉球8个、盘1个","B型",null,null,"HCS00039","世源科技（嘉兴）医疗电子有限公司","世源科技（嘉兴）医疗电子有限公司"]
["003979219801911","00397921","C14020200000000103890008968","浙械注准20192140407","一次性使用无菌手术包","骨科包-基础配置：手术洞巾-桌布1个、手术洞巾-整形外科型1个；可选配置：一次性使用手术衣2个、一次性医用海绵棒2个、手术洞巾-大台罩1个、擦手纸2个、针盒1个、医用弹性绷带2个、手术灯手柄罩1个、一次性使用塑料钳1个、一次性使用塑料镊1个、样品杯1个、一次性手术器械罩1个；其他组件：一次性使用灭菌橡胶外科手套2个、医用脱脂纱布10个、脱脂棉球8个、垃圾袋1个","B型",null,null,"HCS00039","世源科技（嘉兴）医疗电子有限公司","世源科技（嘉兴）医疗电子有限公司"]
["003979219801912","00397921","C14020200000000103890003740","浙械注准20192140407","一次性使用无菌手术包","骨科包-基础配置：手术洞巾-桌布1个、手术洞巾-整形外科型1个；可选配置：一次性使用手术衣2个、一次性医用海绵棒2个、手术洞巾-大台罩1个、擦手纸2个、针盒1个、医用弹性绷带2个、手术灯手柄罩1个、一次性使用塑料钳1个、一次性使用塑料镊1个、样品杯3个、一次性手术器械罩1个；其他组件：一次性使用灭菌橡胶外科手套2个","B型",null,null,"HCS00039","世源科技（嘉兴）医疗电子有限公司","世源科技（嘉兴）医疗电子有限公司"]
["003979219801913","00397921","C14020200000000103890003423","浙械注准20192140407","一次性使用无菌手术包","骨科包-基础配置：手术洞巾-桌布1个、手术洞巾-整形外科型1个；可选配置：一次性使用手术衣2个、一次性医用海绵棒2个、手术洞巾-大台罩1个、擦手纸1个、针盒1个、医用弹性绷带3个、手术灯手柄罩1个、一次性使用塑料钳1个、一次性使用塑料镊1个、样品杯1个、一次性手术器械罩1个；其他组件：一次性使用灭菌橡胶外科手套3个、医用脱脂纱布10个、脱脂棉球4个","B型",null,null,"HCS00039","世源科技（嘉兴）医疗电子有限公司","世源科技（嘉兴）医疗电子有限公司"]
["003979219807474","00397921","C14020200000000103890006505","浙械注准20192140407","一次性使用无菌手术包","骨科包-基础配置：手术洞巾-桌布1个、手术洞巾-普通外科型2个；可选配置：手术洞巾-大台罩1个、擦手纸3个、针盒1个、医用弹性绷带3个、手术灯手柄罩1个、一次性使用塑料钳1个、一次性使用塑料镊1个、样品杯1个、一次性手术器械罩1个；其他组件：一次性使用灭菌橡胶外科手套2个","A型",null,null,"HCS00039","世源科技（嘉兴）医疗电子有限公司","世源科技（嘉兴）医疗电子有限公司"]
["003979219807490","00397921","C14020200000000103890006958","浙械注准20192140407","一次性使用无菌手术包","护理包-基础配置：手术洞巾-桌布1个、手术洞巾-辅助型1个；可选配置：手术一次性使用手术衣2个、一次性医用海绵棒2个、洞巾-大台罩1个、擦手纸2个、针盒1个、医用弹性绷带3个、手术灯手柄罩1个、一次性使用塑料钳1个、一次性使用塑料镊1个、样品杯1个、一次性手术器械罩2个；其他组件：一次性使用灭菌橡胶外科手套3个","B型",null,null,"HCS00039","世源科技（嘉兴）医疗电子有限公司","世源科技（嘉兴）医疗电子有限公司"]
["003979219799577","00397921","C14020200000000103890006849","浙械注准20192140407","一次性使用无菌手术包","清创包-基础配置：手术洞巾-桌布1个、手术洞巾-辅助型1个；可选配置：手术一次性使用手术衣2个、一次性医用海绵棒2个、洞巾-大台罩1个、擦手纸2个、针盒1个、医用弹性绷带3个、手术灯手柄罩1个、一次性使用塑料钳1个、一次性使用塑料镊1个、样品杯1个、一次性手术器械罩2个；其他组件：一次性使用灭菌橡胶外科手套3个、医用脱脂纱布10个、脱脂棉球4个","B型",null,null,"HCS00039","世源科技（嘉兴）医疗电子有限公司","世源科技（嘉兴）医疗电子有限公司"]
["003979219799606","00397921","C14020200000000103890009442","浙械注准20192140407","一次性使用无菌手术包","清创包-基础配置：手术洞巾-桌布1个、手术洞巾-辅助型1个；可选配置：手术一次性使用手术衣2个、一次性医用海绵棒2个、洞巾-大台罩1个、擦手纸2个、针盒1个、医用弹性绷带1个、手术灯手柄罩1个、一次性使用塑料钳1个、一次性使用塑料镊1个、样品杯2个、一次性手术器械罩1个；其他组件：一次性使用灭菌橡胶外科手套2个、医用脱脂纱布10个、脱脂棉球4个、盘1个","B型",null,null,"HCS00039","世源科技（嘉兴）医疗电子有限公司","世源科技（嘉兴）医疗电子有限公司"]
["003979219799427","00397921","C14020200000000103890007985","浙械注准20192140407","一次性使用无菌手术包","顺产包-基础配置：手术洞巾-桌布1个、手术洞巾-普通外科型1个；可选配置：手术洞巾-大台罩1个、擦手纸2个、针盒1个、医用弹性绷带2个、手术灯手柄罩1个、一次性使用塑料钳1个、一次性使用塑料镊1个、样品杯2个、一次性手术器械罩3个；其他组件：一次性使用灭菌橡胶外科手套2个、医用脱脂纱布5个、脱脂棉球4个、垃圾袋1个","A型",null,null,"HCS00039","世源科技（嘉兴）医疗电子有限公司","世源科技（嘉兴）医疗电子有限公司"]
["003979219799441","00397921","C14020200000000103890003141","浙械注准20192140407","一次性使用无菌手术包","顺产包-基础配置：手术洞巾-桌布1个、手术洞巾-妇科型1个；可选配置：手术一次性使用手术衣2个、一次性医用海绵棒2个、洞巾-大台罩1个、擦手纸1个、针盒1个、医用弹性绷带3个、手术灯手柄罩1个、一次性使用塑料钳1个、一次性使用塑料镊1个、样品杯1个、一次性手术器械罩1个；其他组件：一次性使用灭菌橡胶外科手套2个、医用脱脂纱布5个、脱脂棉球8个、医用胶带2个","B型",null,null,"HCS00039","世源科技（嘉兴）医疗电子有限公司","世源科技（嘉兴）医疗电子有限公司"]
["003979219799767","00397921","C14020200000000103890004228","浙械注准20192140407","一次性使用无菌手术包","眼科包-基础配置：手术洞巾-桌布1个、手术洞巾-眼耳鼻喉型1个；可选配置：一次性使用手术衣2个、一次性医用海绵棒2个、手术洞巾-大台罩1个、擦手纸2个、针盒1个、医用弹性绷带3个、手术灯手柄罩1个、一次性使用塑料钳1个、一次性使用塑料镊1个、样品杯2个、一次性手术器械罩3个；其他组件：一次性使用灭菌橡胶外科手套2个、医用脱脂纱布5个、脱脂棉球8个、医用胶带2个","B型",null,null,"HCS00039","世源科技（嘉兴）医疗电子有限公司","世源科技（嘉兴）医疗电子有限公司"]
["003979219799782","00397921","C14020200000000103890007792","浙械注准20192140407","一次性使用无菌手术包","口腔包-基础配置：手术洞巾-桌布1个、手术洞巾-眼耳鼻喉型1个；可选配置：一次性使用手术衣2个、一次性医用海绵棒2个、手术洞巾-大台罩1个、擦手纸4个、针盒1个、医用弹性绷带2个、手术灯手柄罩1个、一次性使用塑料钳1个、一次性使用塑料镊1个、样品杯2个、一次性手术器械罩3个；其他组件：一次性使用灭菌橡胶外科手套3个、医用脱脂纱布5个、脱脂棉球8个、医用胶带2个","B型",null,null,"HCS00039","世源科技（嘉兴）医疗电子有限公司","世源科技（嘉兴）医疗电子有限公司"]
["003979219799784","00397921","C14020200000000103890008736","浙械注准20192140407","一次性使用无菌手术包","顺产包-基础配置：手术洞巾-桌布1个、手术洞巾-普通外科型2个；可选配置：手术洞巾-大台罩1个、擦手纸2个、针盒1个、医用弹性绷带1个、手术灯手柄罩1个、一次性使用塑料钳1个、一次性使用塑料镊1个","A型",null,null,"HCS00039","世源科技（嘉兴）医疗电子有限公司","世源科技（嘉兴）医疗电子有限公司"]
["003979219800288","00397921","C14020200000000103890006566","浙械注准20192140407","一次性使用无菌手术包","眼科包-基础配置：手术洞巾-桌布1个、手术洞巾-眼耳鼻喉型1个；可选配置：一次性使用手术衣2个、一次性医用海绵棒2个、手术洞巾-大台罩1个、擦手纸3个、针盒1个、医用弹性绷带1个、手术灯手柄罩1个、一次性使用塑料钳1个、一次性使用塑料镊1个、样品杯3个、一次性手术器械罩1个；其他组件：一次性使用灭菌橡胶外科手套2个、医用脱脂纱布10个、脱脂棉球4个、盘1个","B型",null,null,"HCS00039","世源科技（嘉兴）医疗电子有限公司","世源科技（嘉兴）医疗电子有限公司"]
["003979219800289","00397921","C14020200000000103890008744","浙械注准20192140407","一次性使用无菌手术包","泌尿穿刺包-基础配置：手术洞巾-桌布1个、手术洞巾-普通外科型1个；可选配置：手术洞巾-大台罩1个、擦手纸2个、针盒1个、医用弹性绷带2个、手术灯手柄罩1个、一次性使用塑料钳1个、一次性使用塑料镊1个、样品杯2个、一次性手术器械罩3个；其他组件：一次性使用灭菌橡胶外科手套2个、医用脱脂纱布5个、脱脂棉球4个、垃圾袋1个","A型",null,null,"HCS00039","世源科技（嘉兴）医疗电子有限公司","世源科技（嘉兴）医疗电子有限公司"]
["003979219799557","00397921","C14020200000000103890004848","浙械注准20192140407","一次性使用无菌手术包","清创包-基础配置：手术洞巾-桌布1个、手术洞巾-辅助型1个；可选配置：手术一次性使用手术衣2个、一次性医用海绵棒2个、洞巾-大台罩1个、擦手纸1个、针盒1个、医用弹性绷带3个、手术灯手柄罩1个、一次性使用塑料钳1个、一次性使用塑料镊1个、样品杯3个、一次性手术器械罩3个；其他组件：一次性使用灭菌橡胶外科手套3个、医用脱脂纱布10个、脱脂棉球4个、医用胶带2个","B型",null,null,"HCS00039","世源科技（嘉兴）医疗电子有限公司","世源科技（嘉兴）医疗电子有限公司"]
["003979219799558","00397921","C14020200000000103890005143","浙械注准20192140407","一次性使用无菌手术包","清创包-基础配置：手术洞巾-桌布1个、手术洞巾-辅助型1个；可选配置：手术一次性使用手术衣2个、一次性医用海绵棒2个、洞巾-大台罩1个、擦手纸2个、针盒1个、医用弹性绷带1个、手术灯手柄罩1个、一次性使用塑料钳1个、一次性使用塑料镊1个、样品杯2个、一次性手术器械罩2个；其他组件：一次性使用灭菌橡胶外科手套3个、医用脱脂纱布5个、脱脂棉球8个","B型",null,null,"HCS00039","世源科技（嘉兴）医疗电子有限公司","世源科技（嘉兴）医疗电子有限公司"]
["003979219799561","00397921","C14020200000000103890005223","浙械注准20192140407","一次性使用无菌手术包","顺产包-基础配置：手术洞巾-桌布1个、手术洞巾-妇科型1个；可选配置：手术一次性使用手术衣2个、一次性医用海绵棒2个、洞巾-大台罩1个、擦手纸2个、针盒1个、医用弹性绷带1个、手术灯手柄罩1个、一次性使用塑料钳1个、一次性使用塑料镊1个、样品杯2个、一次性手术器械罩1个；其他组件：一次性使用灭菌橡胶外科手套2个","B型",null,null,"HCS00039","世源科技（嘉兴）医疗电子有限公司","世源科技（嘉兴）医疗电子有限公司"]
["003979219799562","00397921","C14020200000000103890005285","浙械注准20192140407","一次性使用无菌手术包","清创包-基础配置：手术洞巾-桌布1个、手术洞巾-辅助型1个；可选配置：手术一次性使用手术衣2个、一次性医用海绵棒2个、洞巾-大台罩1个、擦手纸2个、针盒1个、医用弹性绷带3个、手术灯手柄罩1个、一次性使用塑料钳1个、一次性使用塑料镊1个、样品杯1个、一次性手术器械罩2个；其他组件：一次性使用灭菌橡胶外科手套3个、医用脱脂纱布5个、脱脂棉球4个","B型",null,null,"HCS00039","世源科技（嘉兴）医疗电子有限公司","世源科技（嘉兴）医疗电子有限公司"]
["003979219804273","00397921","C14020200000000103890009433","浙械注准20192140407","一次性使用无菌手术包","经皮肾包-基础配置：手术洞巾-桌布1个、手术洞巾-膀胱镜检查型1个；可选配置一次性使用手术衣2个、一次性医用海绵棒2个、：手术洞巾-大台罩1个、擦手纸4个、针盒1个、医用弹性绷带1个、手术灯手柄罩1个、一次性使用塑料钳1个、一次性使用塑料镊1个","B型",null,null,"HCS00039","世源科技（嘉兴）医疗电子有限公司","世源科技（嘉兴）医疗电子有限公司"]
["003979219804274","00397921","C14020200000000103890005925","浙械注准20192140407","一次性使用无菌手术包","经皮肾包-基础配置：手术洞巾-桌布1个、手术洞巾-膀胱镜检查型1个；可选配置一次性使用手术衣2个、一次性医用海绵棒2个、：手术洞巾-大台罩1个、擦手纸3个、针盒1个、医用弹性绷带2个、手术灯手柄罩1个、一次性使用塑料钳1个、一次性使用塑料镊1个、样品杯1个、一次性手术器械罩1个；其他组件：一次性使用灭菌橡胶外科手套3个、医用脱脂纱布5个、脱脂棉球8个、医用胶带2个","B型",null,null,"HCS00039","世源科技（嘉兴）医疗电子有限公司","世源科技（嘉兴）医疗电子有限公司"]
["003979219804275","00397921","C14020200000000103890006325","浙械注准20192140407","一次性使用无菌手术包","经皮肾包-基础配置：手术洞巾-桌布1个、手术洞巾-膀胱镜检查型1个；可选配置一次性使用手术衣2个、一次性医用海绵棒2个、：手术洞巾-大台罩1个、擦手纸4个、针盒1个、医用弹性绷带3个、手术灯手柄罩1个、一次性使用塑料钳1个、一次性使用塑料镊1个、样品杯1个、一次性手术器械罩2个；其他组件：一次性使用灭菌橡胶外科手套2个、医用脱脂纱布5个、脱脂棉球4个、剪刀1个","B型",null,null,"HCS00039","世源科技（嘉兴）医疗电子有限公司","世源科技（嘉兴）医疗电子有限公司"]
["003979219804276","00397921","C14020200000000103890003548","浙械注准20192140407","一次性使用无菌手术包","经皮肾包-基础配置：手术洞巾-桌布1个、手术洞巾-膀胱镜检查型1个；可选配置一次性使用手术衣2个、一次性医用海绵棒2个、：手术洞巾-大台罩1个、擦手纸3个、针盒1个、医用弹性绷带2个、手术灯手柄罩1个、一次性使用塑料钳1个、一次性使用塑料镊1个、样品杯3个、一次性手术器械罩2个；其他组件：一次性使用灭菌橡胶外科手套3个、医用脱脂纱布10个、脱脂棉球8个","B型",null,null,"HCS00039","世源科技（嘉兴）医疗电子有限公司","世源科技（嘉兴）医疗电子有限公司"]
["003979219804277","00397921","C14020200000000103890009643","浙械注准20192140407","一次性使用无菌手术包","经皮肾包-基础配置：手术洞巾-桌布1个、手术洞巾-膀胱镜检查型1个；可选配置一次性使用手术衣2个、一次性医用海绵棒2个、：手术洞巾-大台罩1个、擦手纸3个、针盒1个、医用弹性绷带2个、手术灯手柄罩1个、一次性使用塑料钳1个、一次性使用塑料镊1个、样品杯3个、一次性手术器械罩1个；其他组件：一次性使用灭菌橡胶外科手套2个、医用脱脂纱布5个、脱脂棉球4个、盘1个","B型",null,null,"HCS00039","世源科技（嘉兴）医疗电子有限公司","世源科技（嘉兴）医疗电子有限公司"]
["003979219804278","00397921","C14020200000000103890006118","浙械注准20192140407","一次性使用无菌手术包","经皮肾包-基础配置：手术洞巾-桌布1个、手术洞巾-膀胱镜检查型1个；可选配置一次性使用手术衣2个、一次性医用海绵棒2个、：手术洞巾-大台罩1个、擦手纸3个、针盒1个、医用弹性绷带2个、手术灯手柄罩1个、一次性使用塑料钳1个、一次性使用塑料镊1个","B型",null,null,"HCS00039","世源科技（嘉兴）医疗电子有限公司","世源科技（嘉兴）医疗电子有限公司"]
["003979219804279","00397921","C14020200000000103890003906","浙械注准20192140407","一次性使用无菌手术包","经皮肾包-基础配置：手术洞巾-桌布1个、手术洞巾-膀胱镜检查型1个；可选配置一次性使用手术衣2个、一次性医用海绵棒2个、：手术洞巾-大台罩1个、擦手纸2个、针盒1个、医用弹性绷带1个、手术灯手柄罩1个、一次性使用塑料钳1个、一次性使用塑料镊1个、样品杯2个、一次性手术器械罩1个；其他组件：一次性使用灭菌橡胶外科手套3个、医用脱脂纱布5个、脱脂棉球4个、医用胶带2个","B型",null,null,"HCS00039","世源科技（嘉兴）医疗电子有限公司","世源科技（嘉兴）医疗电子有限公司"]
["003979219804280","00397921","C14020200000000103890008272","浙械注准20192140407","一次性使用无菌手术包","经皮肾包-基础配置：手术洞巾-桌布1个、手术洞巾-膀胱镜检查型1个；可选配置一次性使用手术衣2个、一次性医用海绵棒2个、：手术洞巾-大台罩1个、擦手纸4个、针盒1个、医用弹性绷带1个、手术灯手柄罩1个、一次性使用塑料钳1个、一次性使用塑料镊1个、样品杯2个、一次性手术器械罩2个；其他组件：一次性使用灭菌橡胶外科手套3个、医用脱脂纱布5个、脱脂棉球8个、医用胶带2个","B型",null,null,"HCS00039","世源科技（嘉兴）医疗电子有限公司","世源科技（嘉兴）医疗电子有限公司"]
["003979219804979","00397921","C14020200000000103890003907","浙械注准20192140407","一次性使用无菌手术包","外科通用包-基础配置：手术洞巾-桌布1个、手术洞巾-整形外科型1个；可选配置：一次性使用手术衣2个、一次性医用海绵棒2个、手术洞巾-大台罩1个、擦手纸1个、针盒1个、医用弹性绷带3个、手术灯手柄罩1个、一次性使用塑料钳1个、一次性使用塑料镊1个、样品杯3个、一次性手术器械罩2个；其他组件：一次性使用灭菌橡胶外科手套3个、医用脱脂纱布5个、脱脂棉球8个、盘1个","B型",null,null,"HCS00039","世源科技（嘉兴）医疗电子有限公司","世源科技（嘉兴）医疗电子有限公司"]
["003979219801250","00397921","C14020200000000103890003572","浙械注准20192140407","一次性使用无菌手术包","普胸包-基础配置：手术洞巾-桌布1个、手术洞巾-心血管型1个；可选配置：手一次性使用手术衣2个、一次性医用海绵棒2个、术洞巾-大台罩1个、擦手纸1个、针盒1个、医用弹性绷带2个、手术灯手柄罩1个、一次性使用塑料钳1个、一次性使用塑料镊1个、样品杯3个、一次性手术器械罩3个；其他组件：一次性使用灭菌橡胶外科手套2个、医用脱脂纱布10个","B型",null,null,"HCS00039","世源科技（嘉兴）医疗电子有限公司","世源科技（嘉兴）医疗电子有限公司"]
["003979219801251","00397921","C14020200000000103890006352","浙械注准20192140407","一次性使用无菌手术包","普胸包-基础配置：手术洞巾-桌布1个、手术洞巾-普通外科型2个；可选配置：手术洞巾-大台罩1个、擦手纸2个、针盒1个、医用弹性绷带1个、手术灯手柄罩1个、一次性使用塑料钳1个、一次性使用塑料镊1个","A型",null,null,"HCS00039","世源科技（嘉兴）医疗电子有限公司","世源科技（嘉兴）医疗电子有限公司"]
["003979219805712","00397921","C14020200000000103890006005","浙械注准20192140407","一次性使用无菌手术包","四肢手术包-基础配置：手术洞巾-桌布1个、手术洞巾-整形外科型1个；可选配置：一次性使用手术衣2个、一次性医用海绵棒2个、手术洞巾-大台罩1个、擦手纸3个、针盒1个、医用弹性绷带1个、手术灯手柄罩1个、一次性使用塑料钳1个、一次性使用塑料镊1个、样品杯3个、一次性手术器械罩3个；其他组件：一次性使用灭菌橡胶外科手套2个、医用脱脂纱布5个","B型",null,null,"HCS00039","世源科技（嘉兴）医疗电子有限公司","世源科技（嘉兴）医疗电子有限公司"]
["003979219805727","00397921","C14020200000000103890002556","浙械注准20192140407","一次性使用无菌手术包","甲状腺包-基础配置：手术洞巾-桌布1个、手术洞巾-心血管型1个；可选配置：手一次性使用手术衣2个、一次性医用海绵棒2个、术洞巾-大台罩1个、擦手纸3个、针盒1个、医用弹性绷带2个、手术灯手柄罩1个、一次性使用塑料钳1个、一次性使用塑料镊1个、样品杯3个、一次性手术器械罩3个；其他组件：一次性使用灭菌橡胶外科手套2个、医用脱脂纱布5个、脱脂棉球4个","B型",null,null,"HCS00039","世源科技（嘉兴）医疗电子有限公司","世源科技（嘉兴）医疗电子有限公司"]
["003979219805760","00397921","C14020200000000103890004383","浙械注准20192140407","一次性使用无菌手术包","五孔介入包-基础配置：手术洞巾-桌布1个、手术洞巾-血管造影型1个；可选配置：一次性使用手术衣2个、一次性医用海绵棒2个、手术洞巾-大台罩1个、擦手纸4个、针盒1个、医用弹性绷带1个、手术灯手柄罩1个、一次性使用塑料钳1个、一次性使用塑料镊1个、样品杯3个、一次性手术器械罩3个；其他组件：一次性使用灭菌橡胶外科手套3个、医用脱脂纱布10个","B型",null,null,"HCS00039","世源科技（嘉兴）医疗电子有限公司","世源科技（嘉兴）医疗电子有限公司"]
["003979219805761","00397921","C14020200000000103890003505","浙械注准20192140407","一次性使用无菌手术包","五孔介入包-基础配置：手术洞巾-桌布1个、手术洞巾-血管造影型1个；可选配置：一次性使用手术衣2个、一次性医用海绵棒2个、手术洞巾-大台罩1个、擦手纸3个、针盒1个、医用弹性绷带3个、手术灯手柄罩1个、一次性使用塑料钳1个、一次性使用塑料镊1个、样品杯1个、一次性手术器械罩1个；其他组件：一次性使用灭菌橡胶外科手套2个、医用脱脂纱布10个","B型",null,null,"HCS00039","世源科技（嘉兴）医疗电子有限公司","世源科技（嘉兴）医疗电子有限公司"]
["003979219805762","00397921","C14020200000000103890008788","浙械注准20192140407","一次性使用无菌手术包","五孔介入包-基础配置：手术洞巾-桌布1个、手术洞巾-血管造影型1个；可选配置：一次性使用手术衣2个、一次性医用海绵棒2个、手术洞巾-大台罩1个、擦手纸4个、针盒1个、医用弹性绷带2个、手术灯手柄罩1个、一次性使用塑料钳1个、一次性使用塑料镊1个、样品杯1个、一次性手术器械罩2个；其他组件：一次性使用灭菌橡胶外科手套2个、医用脱脂纱布5个、脱脂棉球4个、盘1个","B型",null,null,"HCS00039","世源科技（嘉兴）医疗电子有限公司","世源科技（嘉兴）医疗电子有限公司"]
["003979219805763","00397921","C14020200000000103890002664","浙械注准20192140407","一次性使用无菌手术包","五孔介入包-基础配置：手术洞巾-桌布1个、手术洞巾-血管造影型1个；可选配置：一次性使用手术衣2个、一次性医用海绵棒2个、手术洞巾-大台罩1个、擦手纸4个、针盒1个、医用弹性绷带1个、手术灯手柄罩1个、一次性使用塑料钳1个、一次性使用塑料镊1个、样品杯3个","B型",null,null,"HCS00039","世源科技（嘉兴）医疗电子有限公司","世源科技（嘉兴）医疗电子有限公司"]
["003979219805764","00397921","C14020200000000103890008289","浙械注准20192140407","一次性使用无菌手术包","五孔介入包-基础配置：手术洞巾-桌布1个、手术洞巾-血管造影型1个；可选配置：一次性使用手术衣2个、一次性医用海绵棒2个、手术洞巾-大台罩1个、擦手纸4个、针盒1个、医用弹性绷带1个、手术灯手柄罩1个","B型",null,null,"HCS00039","世源科技（嘉兴）医疗电子有限公司","世源科技（嘉兴）医疗电子有限公司"]
["003979219805765","00397921","C14020200000000103890004066","浙械注准20192140407","一次性使用无菌手术包","五孔介入包-基础配置：手术洞巾-桌布1个、手术洞巾-血管造影型1个；可选配置：一次性使用手术衣2个、一次性医用海绵棒2个、手术洞巾-大台罩1个、擦手纸3个、针盒1个、医用弹性绷带2个、手术灯手柄罩1个、一次性使用塑料钳1个、一次性使用塑料镊1个、样品杯2个、一次性手术器械罩3个；其他组件：一次性使用灭菌橡胶外科手套2个、医用脱脂纱布10个、脱脂棉球8个","B型",null,null,"HCS00039","世源科技（嘉兴）医疗电子有限公司","世源科技（嘉兴）医疗电子有限公司"]
["003979219805766","00397921","C14020200000000103890009001","浙械注准20192140407","一次性使用无菌手术包","五孔介入包-基础配置：手术洞巾-桌布1个、手术洞巾-血管造影型1个；可选配置：一次性使用手术衣2个、一次性医用海绵棒2个、手术洞巾-大台罩1个、擦手纸3个、针盒1个、医用弹性绷带2个、手术灯手柄罩1个、一次性使用塑料钳1个、一次性使用塑料镊1个、样品杯1个、一次性手术器械罩2个；其他组件：一次性使用灭菌橡胶外科手套2个、医用脱脂纱布5个、脱脂棉球4个、盘1个","B型",null,null,"HCS00039","世源科技（嘉兴）医疗电子有限公司","世源科技（嘉兴）医疗电子有限公司"]
["003979219805767","00397921","C14020200000000103890006776","浙械注准20192140407","一次性使用无菌手术包","五孔介入包-基础配置：手术洞巾-桌布1个、手术洞巾-血管造影型1个；可选配置：一次性使用手术衣2个、一次性医用海绵棒2个、手术洞巾-大台罩1个、擦手纸3个、针盒1个、医用弹性绷带1个、手术灯手柄罩1个、一次性使用塑料钳1个、一次性使用塑料镊1个、样品杯3个、一次性手术器械罩3个；其他组件：一次性使用灭菌橡胶外科手套3个、医用脱脂纱布5个、脱脂棉球8个","B型",null,null,"HCS00039","世源科技（嘉兴）医疗电子有限公司","世源科技（嘉兴）医疗电子有限公司"]
["003979219805791","00397921","C14020200000000103890003315","浙械注准20192140407","一次性使用无菌手术包","口腔包-基础配置：手术洞巾-桌布1个、手术洞巾-眼耳鼻喉型1个；可选配置：一次性使用手术衣2个、一次性医用海绵棒2个、手术洞巾-大台罩1个、擦手纸1个、针盒1个、医用弹性绷带1个、手术灯手柄罩1个、一次性使用塑料钳1个、一次性使用塑料镊1个、样品杯3个、一次性手术器械罩1个；其他组件：一次性使用灭菌橡胶外科手套3个、医用脱脂纱布5个、脱脂棉球4个","B型",null,null,"HCS00039","世源科技（嘉兴）医疗电子有限公司","世源科技（嘉兴）医疗电子有限公司"]
["003979219807968","00397921","C14020200000000103890002812","浙械注准20192140407","一次性使用无菌手术包","膝关节手术包-基础配置：手术洞巾-桌布1个、手术洞巾-整形外科型1个；可选配置：一次性使用手术衣2个、一次性医用海绵棒2个、手术洞巾-大台罩1个、擦手纸3个、针盒1个、医用弹性绷带2个、手术灯手柄罩1个、一次性使用塑料钳1个、一次性使用塑料镊1个、样品杯3个、一次性手术器械罩1个；其他组件：一次性使用灭菌橡胶外科手套2个、医用脱脂纱布10个","B型",null,null,"HCS00039","世源科技（嘉兴）医疗电子有限公司","世源科技（嘉兴）医疗电子有限公司"]
["003979219804980","00397921","C14020200000000103890003761","浙械注准20192140407","一次性使用无菌手术包","五孔介入包-基础配置：手术洞巾-桌布1个、手术洞巾-血管造影型1个；可选配置：一次性使用手术衣2个、一次性医用海绵棒2个、手术洞巾-大台罩1个、擦手纸2个、针盒1个","B型",null,null,"HCS00039","世源科技（嘉兴）医疗电子有限公司","世源科技（嘉兴）医疗电子有限公司"]
["003979219804981","00397921","C14020200000000103890002923","浙械注准20192140407","一次性使用无菌手术包","五孔介入包-基础配置：手术洞巾-桌布1个、手术洞巾-血管造影型1个；可选配置：一次性使用手术衣2个、一次性医用海绵棒2个、手术洞巾-大台罩1个、擦手纸1个、针盒1个、医用弹性绷带2个、手术灯手柄罩1个、一次性使用塑料钳1个、一次性使用塑料镊1个、样品杯3个、一次性手术器械罩3个；其他组件：一次性使用灭菌橡胶外科手套3个、医用脱脂纱布10个","B型",null,null,"HCS00039","世源科技（嘉兴）医疗电子有限公司","世源科技（嘉兴）医疗电子有限公司"]
["003979219804982","00397921","C14020200000000103890005561","浙械注准20192140407","一次性使用无菌手术包","五孔介入包-基础配置：手术洞巾-桌布1个、手术洞巾-血管造影型1个；可选配置：一次性使用手术衣2个、一次性医用海绵棒2个、手术洞巾-大台罩1个、擦手纸2个、针盒1个、医用弹性绷带1个、手术灯手柄罩1个、一次性使用塑料钳1个、一次性使用塑料镊1个、样品杯2个、一次性手术器械罩3个；其他组件：一次性使用灭菌橡胶外科手套3个、医用脱脂纱布5个、脱脂棉球4个、盘1个","B型",null,null,"HCS00039","世源科技（嘉兴）医疗电子有限公司","世源科技（嘉兴）医疗电子有限公司"]
["003979219804983","00397921","C14020200000000103890004047","浙械注准20192140407","一次性使用无菌手术包","五孔介入包-基础配置：手术洞巾-桌布1个、手术洞巾-血管造影型1个；可选配置：一次性使用手术衣2个、一次性医用海绵棒2个、手术洞巾-大台罩1个、擦手纸1个、针盒1个、医用弹性绷带3个、手术灯手柄罩1个、一次性使用塑料钳1个、一次性使用塑料镊1个、样品杯2个、一次性手术器械罩3个；其他组件：一次性使用灭菌橡胶外科手套2个、医用脱脂纱布10个、脱脂棉球8个","B型",null,null,"HCS00039","世源科技（嘉兴）医疗电子有限公司","世源科技（嘉兴）医疗电子有限公司"]
["003979219804984","00397921","C14020200000000103890008390","浙械注准20192140407","一次性使用无菌手术包","五孔介入包-基础配置：手术洞巾-桌布1个、手术洞巾-血管造影型1个；可选配置：一次性使用手术衣2个、一次性医用海绵棒2个、手术洞巾-大台罩1个、擦手纸1个、针盒1个、医用弹性绷带2个、手术灯手柄罩1个、一次性使用塑料钳1个、一次性使用塑料镊1个、样品杯3个、一次性手术器械罩1个；其他组件：一次性使用灭菌橡胶外科手套2个、医用脱脂纱布10个、脱脂棉球8个、盘1个","B型",null,null,"HCS00039","世源科技（嘉兴）医疗电子有限公司","世源科技（嘉兴）医疗电子有限公司"]
["003979219804985","00397921","C14020200000000103890006373","浙械注准20192140407","一次性使用无菌手术包","五孔介入包-基础配置：手术洞巾-桌布1个、手术洞巾-血管造影型1个；可选配置：一次性使用手术衣2个、一次性医用海绵棒2个、手术洞巾-大台罩1个、擦手纸2个、针盒1个、医用弹性绷带2个、手术灯手柄罩1个、一次性使用塑料钳1个、一次性使用塑料镊1个、样品杯1个、一次性手术器械罩1个；其他组件：一次性使用灭菌橡胶外科手套2个、医用脱脂纱布5个、脱脂棉球8个、盘1个","B型",null,null,"HCS00039","世源科技（嘉兴）医疗电子有限公司","世源科技（嘉兴）医疗电子有限公司"]
["003979219804986","00397921","C14020200000000103890006871","浙械注准20192140407","一次性使用无菌手术包","五孔介入包-基础配置：手术洞巾-桌布1个、手术洞巾-血管造影型1个；可选配置：一次性使用手术衣2个、一次性医用海绵棒2个、手术洞巾-大台罩1个、擦手纸2个、针盒1个、医用弹性绷带1个、手术灯手柄罩1个、一次性使用塑料钳1个、一次性使用塑料镊1个、样品杯1个、一次性手术器械罩1个；其他组件：一次性使用灭菌橡胶外科手套2个、医用脱脂纱布10个、脱脂棉球8个、剪刀1个","B型",null,null,"HCS00039","世源科技（嘉兴）医疗电子有限公司","世源科技（嘉兴）医疗电子有限公司"]
["003979219804987","00397921","C14020200000000103890002839","浙械注准20192140407","一次性使用无菌手术包","五孔介入包-基础配置：手术洞巾-桌布1个、手术洞巾-血管造影型1个；可选配置：一次性使用手术衣2个、一次性医用海绵棒2个、手术洞巾-大台罩1个、擦手纸2个、针盒1个、医用弹性绷带1个、手术灯手柄罩1个、一次性使用塑料钳1个、一次性使用塑料镊1个、样品杯1个、一次性手术器械罩1个；其他组件：一次性使用灭菌橡胶外科手套2个、医用脱脂纱布5个、脱脂棉球4个、医用胶带2个","B型",null,null,"HCS00039","世源科技（嘉兴）医疗电子有限公司","世源科技（嘉兴）医疗电子有限公司"]
["003979219804988","00397921","C14020200000000103890005381","浙械注准20192140407","一次性使用无菌手术包","眼科包-基础配置：手术洞巾-桌布1个、手术洞巾-眼耳鼻喉型1个；可选配置：一次性使用手术衣2个、一次性医用海绵棒2个、手术洞巾-大台罩1个、擦手纸4个、针盒1个、医用弹性绷带2个、手术灯手柄罩1个、一次性使用塑料钳1个、一次性使用塑料镊1个、样品杯2个、一次性手术器械罩3个；其他组件：一次性使用灭菌橡胶外科手套3个、医用脱脂纱布5个、脱脂棉球8个、医用胶带2个","B型",null,null,"HCS00039","世源科技（嘉兴）医疗电子有限公司","世源科技（嘉兴）医疗电子有限公司"]
["003979219804991","00397921","C14020200000000103890009741","浙械注准20192140407","一次性使用无菌手术包","膝关节手术包-基础配置：手术洞巾-桌布1个、手术洞巾-普通外科型1个；可选配置：手术洞巾-大台罩1个、擦手纸4个、针盒1个、医用弹性绷带1个、手术灯手柄罩1个、一次性使用塑料钳1个、一次性使用塑料镊1个、样品杯3个、一次性手术器械罩3个","A型",null,null,"HCS00039","世源科技（嘉兴）医疗电子有限公司","世源科技（嘉兴）医疗电子有限公司"]
["003979219805011","00397921","C14020200000000103890003258","浙械注准20192140407","一次性使用无菌手术包","甲状腺包-基础配置：手术洞巾-桌布1个、手术洞巾-心血管型1个；可选配置：手一次性使用手术衣2个、一次性医用海绵棒2个、术洞巾-大台罩1个、擦手纸2个、针盒1个、医用弹性绷带3个、手术灯手柄罩1个、一次性使用塑料钳1个、一次性使用塑料镊1个、样品杯2个、一次性手术器械罩3个；其他组件：一次性使用灭菌橡胶外科手套2个、医用脱脂纱布5个、脱脂棉球8个、医用胶带2个","B型",null,null,"HCS00039","世源科技（嘉兴）医疗电子有限公司","世源科技（嘉兴）医疗电子有限公司"]
["003979219805013","00397921","C14020200000000103890003422","浙械注准20192140407","一次性使用无菌手术包","泌尿碎石包-基础配置：手术洞巾-桌布1个、手术洞巾-普通外科型3个；可选配置：手术洞巾-大台罩1个、擦手纸4个、针盒1个、医用弹性绷带2个、手术灯手柄罩1个、一次性使用塑料钳1个、一次性使用塑料镊1个、样品杯2个、一次性手术器械罩1个；其他组件：一次性使用灭菌橡胶外科手套2个、医用脱脂纱布10个、脱脂棉球8个","A型",null,null,"HCS00039","世源科技（嘉兴）医疗电子有限公司","世源科技（嘉兴）医疗电子有限公司"]
["003979219805014","00397921","C14020200000000103890004355","浙械注准20192140407","一次性使用无菌手术包","剖腹产包-基础配置：手术洞巾-桌布1个、手术洞巾-普通外科型2个；可选配置：手术洞巾-大台罩1个、擦手纸3个、针盒1个、医用弹性绷带3个、手术灯手柄罩1个、一次性使用塑料钳1个、一次性使用塑料镊1个、样品杯1个、一次性手术器械罩1个；其他组件：一次性使用灭菌橡胶外科手套2个","A型",null,null,"HCS00039","世源科技（嘉兴）医疗电子有限公司","世源科技（嘉兴）医疗电子有限公司"]
["003979219805633","00397921","C14020200000000103890009723","浙械注准20192140407","一次性使用无菌手术包","甲状腺包-基础配置：手术洞巾-桌布1个、手术洞巾-心血管型1个；可选配置：手一次性使用手术衣2个、一次性医用海绵棒2个、术洞巾-大台罩1个、擦手纸3个、针盒1个、医用弹性绷带1个、手术灯手柄罩1个、一次性使用塑料钳1个、一次性使用塑料镊1个、样品杯2个、一次性手术器械罩3个；其他组件：一次性使用灭菌橡胶外科手套3个、医用脱脂纱布5个、脱脂棉球8个、垃圾袋1个","B型",null,null,"HCS00039","世源科技（嘉兴）医疗电子有限公司","世源科技（嘉兴）医疗电子有限公司"]
["003979219805632","00397921","C14020200000000103890009680","浙械注准20192140407","一次性使用无菌手术包","肩关节包-基础配置：手术洞巾-桌布1个、手术洞巾-整形外科型1个；可选配置：一次性使用手术衣2个、一次性医用海绵棒2个、手术洞巾-大台罩1个、擦手纸2个、针盒1个、医用弹性绷带1个、手术灯手柄罩1个、一次性使用塑料钳1个、一次性使用塑料镊1个、样品杯3个、一次性手术器械罩3个；其他组件：一次性使用灭菌橡胶外科手套2个","B型",null,null,"HCS00039","世源科技（嘉兴）医疗电子有限公司","世源科技（嘉兴）医疗电子有限公司"]
["003979219807971","00397921","C14020200000000103890004544","浙械注准20192140407","一次性使用无菌手术包","膝关节手术包-基础配置：手术洞巾-桌布1个、手术洞巾-整形外科型1个；可选配置：一次性使用手术衣2个、一次性医用海绵棒2个、手术洞巾-大台罩1个、擦手纸3个、针盒1个、医用弹性绷带2个、手术灯手柄罩1个、一次性使用塑料钳1个、一次性使用塑料镊1个、样品杯3个、一次性手术器械罩2个；其他组件：一次性使用灭菌橡胶外科手套3个、医用脱脂纱布10个、脱脂棉球4个","B型",null,null,"HCS00039","世源科技（嘉兴）医疗电子有限公司","世源科技（嘉兴）医疗电子有限公司"]
["003979219805660","00397921","C14020200000000103890009302","浙械注准20192140407","一次性使用无菌手术包","剖腹产包-基础配置：手术洞巾-桌布1个、手术洞巾-妇产科型1个；可选配置：手一次性使用手术衣2个、一次性医用海绵棒2个、术洞巾-大台罩1个、擦手纸2个、针盒1个、医用弹性绷带3个、手术灯手柄罩1个、一次性使用塑料钳1个、一次性使用塑料镊1个、样品杯1个、一次性手术器械罩3个；其他组件：一次性使用灭菌橡胶外科手套3个、医用脱脂纱布10个、脱脂棉球4个、医用胶带2个","B型",null,null,"HCS00039","世源科技（嘉兴）医疗电子有限公司","世源科技（嘉兴）医疗电子有限公司"]
["003979219805661","00397921","C14020200000000103890009490","浙械注准20192140407","一次性使用无菌手术包","剖腹产包-基础配置：手术洞巾-桌布1个、手术洞巾-妇产科型1个；可选配置：手一次性使用手术衣2个、一次性医用海绵棒2个、术洞巾-大台罩1个、擦手纸3个、针盒1个、医用弹性绷带2个、手术灯手柄罩1个、一次性使用塑料钳1个、一次性使用塑料镊1个、样品杯3个","B型",null,null,"HCS00039","世源科技（嘉兴）医疗电子有限公司","世源科技（嘉兴）医疗电子有限公司"]
["003979219805662","00397921","C14020200000000103890008245","浙械注准20192140407","一次性使用无菌手术包","剖腹产包-基础配置：手术洞巾-桌布1个、手术洞巾-妇产科型1个；可选配置：手一次性使用手术衣2个、一次性医用海绵棒2个、术洞巾-大台罩1个、擦手纸3个、针盒1个、医用弹性绷带1个、手术灯手柄罩1个、一次性使用塑料钳1个、一次性使用塑料镊1个、样品杯3个、一次性手术器械罩3个；其他组件：一次性使用灭菌橡胶外科手套3个、医用脱脂纱布10个、脱脂棉球8个","B型",null,null,"HCS00039","世源科技（嘉兴）医疗电子有限公司","世源科技（嘉兴）医疗电子有限公司"]
["003979219805663","00397921","C14020200000000103890003159","浙械注准20192140407","一次性使用无菌手术包","剖腹产包-基础配置：手术洞巾-桌布1个、手术洞巾-妇产科型1个；可选配置：手一次性使用手术衣2个、一次性医用海绵棒2个、术洞巾-大台罩1个、擦手纸3个、针盒1个、医用弹性绷带3个、手术灯手柄罩1个、一次性使用塑料钳1个、一次性使用塑料镊1个、样品杯3个、一次性手术器械罩3个；其他组件：一次性使用灭菌橡胶外科手套3个、医用脱脂纱布5个、脱脂棉球4个、垃圾袋1个","B型",null,null,"HCS00039","世源科技（嘉兴）医疗电子有限公司","世源科技（嘉兴）医疗电子有限公司"]
["003979219805664","00397921","C14020200000000103890006954","浙械注准20192140407","一次性使用无菌手术包","剖腹产包-基础配置：手术洞巾-桌布1个、手术洞巾-妇产科型1个；可选配置：手一次性使用手术衣2个、一次性医用海绵棒2个、术洞巾-大台罩1个、擦手纸4个、针盒1个、医用弹性绷带1个、手术灯手柄罩1个、一次性使用塑料钳1个、一次性使用塑料镊1个、样品杯1个、一次性手术器械罩1个；其他组件：一次性使用灭菌橡胶外科手套2个、医用脱脂纱布5个、脱脂棉球4个、垃圾袋1个","B型",null,null,"HCS00039","世源科技（嘉兴）医疗电子有限公司","世源科技（嘉兴）医疗电子有限公司"]
["003979219805665","00397921","C14020200000000103890008982","浙械注准20192140407","一次性使用无菌手术包","剖腹产包-基础配置：手术洞巾-桌布1个、手术洞巾-妇产科型1个；可选配置：手一次性使用手术衣2个、一次性医用海绵棒2个、术洞巾-大台罩1个、擦手纸1个、针盒1个、医用弹性绷带3个、手术灯手柄罩1个、一次性使用塑料钳1个、一次性使用塑料镊1个、样品杯2个、一次性手术器械罩1个；其他组件：一次性使用灭菌橡胶外科手套2个、医用脱脂纱布10个、脱脂棉球4个、剪刀1个","B型",null,null,"HCS00039","世源科技（嘉兴）医疗电子有限公司","世源科技（嘉兴）医疗电子有限公司"]
["003979219805666","00397921","C14020200000000103890005177","浙械注准20192140407","一次性使用无菌手术包","剖腹产包-基础配置：手术洞巾-桌布1个、手术洞巾-妇产科型1个；可选配置：手一次性使用手术衣2个、一次性医用海绵棒2个、术洞巾-大台罩1个、擦手纸3个、针盒1个、医用弹性绷带3个、手术灯手柄罩1个、一次性使用塑料钳1个、一次性使用塑料镊1个、样品杯2个、一次性手术器械罩3个；其他组件：一次性使用灭菌橡胶外科手套3个、医用脱脂纱布5个、脱脂棉球4个","B型",null,null,"HCS00039","世源科技（嘉兴）医疗电子有限公司","世源科技（嘉兴）医疗电子有限公司"]
["003979219805667","00397921","C14020200000000103890008928","浙械注准20192140407","一次性使用无菌手术包","剖腹产包-基础配置：手术洞巾-桌布1个、手术洞巾-妇产科型1个；可选配置：手一次性使用手术衣2个、一次性医用海绵棒2个、术洞巾-大台罩1个、擦手纸3个、针盒1个、医用弹性绷带3个、手术灯手柄罩1个、一次性使用塑料钳1个、一次性使用塑料镊1个、样品杯1个、一次性手术器械罩1个；其他组件：一次性使用灭菌橡胶外科手套2个、医用脱脂纱布5个、脱脂棉球8个","B型",null,null,"HCS00039","世源科技（嘉兴）医疗电子有限公司","世源科技（嘉兴）医疗电子有限公司"]
["003979219807534","00397921","C14020200000000103890005145","浙械注准20192140407","一次性使用无菌手术包","脑科包-基础配置：手术洞巾-桌布1个、手术洞巾-整形外科型1个；可选配置：一次性使用手术衣2个、一次性医用海绵棒2个、手术洞巾-大台罩1个、擦手纸2个、针盒1个、医用弹性绷带2个、手术灯手柄罩1个、一次性使用塑料钳1个、一次性使用塑料镊1个、样品杯3个、一次性手术器械罩1个","B型",null,null,"HCS00039","世源科技（嘉兴）医疗电子有限公司","世源科技（嘉兴）医疗电子有限公司"]
["003979219807537","00397921","C14020200000000103890006870","浙械注准20192140407","一次性使用无菌手术包","脑科包-基础配置：手术洞巾-桌布1个、手术洞巾-整形外科型1个；可选配置：一次性使用手术衣2个、一次性医用海绵棒2个、手术洞巾-大台罩1个、擦手纸2个、针盒1个、医用弹性绷带3个、手术灯手柄罩1个、一次性使用塑料钳1个、一次性使用塑料镊1个、样品杯2个、一次性手术器械罩3个；其他组件：一次性使用灭菌橡胶外科手套3个、医用脱脂纱布5个、脱脂棉球8个、医用胶带2个","B型",null,null,"HCS00039","世源科技（嘉兴）医疗电子有限公司","世源科技（嘉兴）医疗电子有限公司"]
["003979219807601","00397921","C14020200000000103890005941","浙械注准20192140407","一次性使用无菌手术包","普胸包-基础配置：手术洞巾-桌布1个、手术洞巾-心血管型1个；可选配置：手一次性使用手术衣2个、一次性医用海绵棒2个、术洞巾-大台罩1个、擦手纸2个、针盒1个、医用弹性绷带1个、手术灯手柄罩1个、一次性使用塑料钳1个、一次性使用塑料镊1个、样品杯1个、一次性手术器械罩1个；其他组件：一次性使用灭菌橡胶外科手套2个、医用脱脂纱布10个","B型",null,null,"HCS00039","世源科技（嘉兴）医疗电子有限公司","世源科技（嘉兴）医疗电子有限公司"]
["003979219807717","00397921","C14020200000000103890004411","浙械注准20192140407","一次性使用无菌手术包","四孔介入包-基础配置：手术洞巾-桌布1个、手术洞巾-血管造影型1个；可选配置：一次性使用手术衣2个、一次性医用海绵棒2个、手术洞巾-大台罩1个、擦手纸4个、针盒1个、医用弹性绷带2个、手术灯手柄罩1个、一次性使用塑料钳1个、一次性使用塑料镊1个、样品杯3个、一次性手术器械罩1个；其他组件：一次性使用灭菌橡胶外科手套2个","B型",null,null,"HCS00039","世源科技（嘉兴）医疗电子有限公司","世源科技（嘉兴）医疗电子有限公司"]
["003979219807718","00397921","C14020200000000103890004120","浙械注准20192140407","一次性使用无菌手术包","四孔介入包-基础配置：手术洞巾-桌布1个、手术洞巾-血管造影型1个；可选配置：一次性使用手术衣2个、一次性医用海绵棒2个、手术洞巾-大台罩1个、擦手纸3个、针盒1个、医用弹性绷带2个、手术灯手柄罩1个、一次性使用塑料钳1个、一次性使用塑料镊1个、样品杯3个、一次性手术器械罩3个；其他组件：一次性使用灭菌橡胶外科手套3个、医用脱脂纱布5个、脱脂棉球8个、盘1个","B型",null,null,"HCS00039","世源科技（嘉兴）医疗电子有限公司","世源科技（嘉兴）医疗电子有限公司"]
["003979219807719","00397921","C14020200000000103890007615","浙械注准20192140407","一次性使用无菌手术包","四孔介入包-基础配置：手术洞巾-桌布1个、手术洞巾-血管造影型1个；可选配置：一次性使用手术衣2个、一次性医用海绵棒2个、手术洞巾-大台罩1个、擦手纸4个、针盒1个、医用弹性绷带1个、手术灯手柄罩1个、一次性使用塑料钳1个、一次性使用塑料镊1个、样品杯1个、一次性手术器械罩1个；其他组件：一次性使用灭菌橡胶外科手套2个、医用脱脂纱布5个、脱脂棉球4个、医用胶带2个","B型",null,null,"HCS00039","世源科技（嘉兴）医疗电子有限公司","世源科技（嘉兴）医疗电子有限公司"]
["003979219807720","00397921","C14020200000000103890008243","浙械注准20192140407","一次性使用无菌手术包","四孔介入包-基础配置：手术洞巾-桌布1个、手术洞巾-血管造影型1个；可选配置：一次性使用手术衣2个、一次性医用海绵棒2个、手术洞巾-大台罩1个、擦手纸2个、针盒1个、医用弹性绷带1个、手术灯手柄罩1个、一次性使用塑料钳1个、一次性使用塑料镊1个、样品杯1个、一次性手术器械罩1个；其他组件：一次性使用灭菌橡胶外科手套2个、医用脱脂纱布10个、脱脂棉球8个、剪刀1个","B型",null,null,"HCS00039","世源科技（嘉兴）医疗电子有限公司","世源科技（嘉兴）医疗电子有限公司"]
["003979219807721","00397921","C14020200000000103890009675","浙械注准20192140407","一次性使用无菌手术包","四孔介入包-基础配置：手术洞巾-桌布1个、手术洞巾-血管造影型1个；可选配置：一次性使用手术衣2个、一次性医用海绵棒2个、手术洞巾-大台罩1个、擦手纸2个、针盒1个、医用弹性绷带1个、手术灯手柄罩1个、一次性使用塑料钳1个、一次性使用塑料镊1个、样品杯2个、一次性手术器械罩3个；其他组件：一次性使用灭菌橡胶外科手套2个、医用脱脂纱布10个、脱脂棉球8个","B型",null,null,"HCS00039","世源科技（嘉兴）医疗电子有限公司","世源科技（嘉兴）医疗电子有限公司"]
["003979219808011","00397921","C14020200000000103890006138","浙械注准20192140407","一次性使用无菌手术包","两孔介入包-基础配置：手术洞巾-桌布1个、手术洞巾-普通外科型2个；可选配置：手术洞巾-大台罩1个、擦手纸2个、针盒1个、医用弹性绷带1个、手术灯手柄罩1个、一次性使用塑料钳1个、一次性使用塑料镊1个、样品杯1个、一次性手术器械罩1个；其他组件：一次性使用灭菌橡胶外科手套2个、医用脱脂纱布5个","A型",null,null,"HCS00039","世源科技（嘉兴）医疗电子有限公司","世源科技（嘉兴）医疗电子有限公司"]
["003979219803698","00397921","C14020200000000103890009216","浙械注准20192140407","一次性使用无菌手术包","泌尿穿刺包-基础配置：手术洞巾-桌布1个、手术洞巾-膀胱镜检查型1个；可选配置一次性使用手术衣2个、一次性医用海绵棒2个、：手术洞巾-大台罩1个、擦手纸1个、针盒1个、医用弹性绷带3个、手术灯手柄罩1个、一次性使用塑料钳1个、一次性使用塑料镊1个、样品杯1个、一次性手术器械罩2个；其他组件：一次性使用灭菌橡胶外科手套2个、医用脱脂纱布10个、脱脂棉球4个、剪刀1个","B型",null,null,"HCS00039","世源科技（嘉兴）医疗电子有限公司","世源科技（嘉兴）医疗电子有限公司"]
["003979219803699","00397921","C14020200000000103890005060","浙械注准20192140407","一次性使用无菌手术包","泌尿穿刺包-基础配置：手术洞巾-桌布1个、手术洞巾-膀胱镜检查型1个；可选配置一次性使用手术衣2个、一次性医用海绵棒2个、：手术洞巾-大台罩1个、擦手纸2个、针盒1个、医用弹性绷带2个、手术灯手柄罩1个、一次性使用塑料钳1个、一次性使用塑料镊1个","B型",null,null,"HCS00039","世源科技（嘉兴）医疗电子有限公司","世源科技（嘉兴）医疗电子有限公司"]
["003979219803700","00397921","C14020200000000103890003913","浙械注准20192140407","一次性使用无菌手术包","泌尿穿刺包-基础配置：手术洞巾-桌布1个、手术洞巾-膀胱镜检查型1个；可选配置一次性使用手术衣2个、一次性医用海绵棒2个、：手术洞巾-大台罩1个、擦手纸3个、针盒1个、医用弹性绷带1个、手术灯手柄罩1个、一次性使用塑料钳1个、一次性使用塑料镊1个、样品杯3个、一次性手术器械罩1个；其他组件：一次性使用灭菌橡胶外科手套2个、医用脱脂纱布5个、脱脂棉球4个、医用胶带2个","B型",null,null,"HCS00039","世源科技（嘉兴）医疗电子有限公司","世源科技（嘉兴）医疗电子有限公司"]
["003979219803701","00397921","C14020200000000103890007815","浙械注准20192140407","一次性使用无菌手术包","泌尿穿刺包-基础配置：手术洞巾-桌布1个、手术洞巾-膀胱镜检查型1个；可选配置一次性使用手术衣2个、一次性医用海绵棒2个、：手术洞巾-大台罩1个、擦手纸2个、针盒1个、医用弹性绷带2个、手术灯手柄罩1个、一次性使用塑料钳1个、一次性使用塑料镊1个、样品杯2个、一次性手术器械罩1个；其他组件：一次性使用灭菌橡胶外科手套2个、医用脱脂纱布10个、脱脂棉球4个","B型",null,null,"HCS00039","世源科技（嘉兴）医疗电子有限公司","世源科技（嘉兴）医疗电子有限公司"]
["003979219803702","00397921","C14020200000000103890002978","浙械注准20192140407","一次性使用无菌手术包","泌尿穿刺包-基础配置：手术洞巾-桌布1个、手术洞巾-膀胱镜检查型1个；可选配置一次性使用手术衣2个、一次性医用海绵棒2个、：手术洞巾-大台罩1个、擦手纸2个、针盒1个、医用弹性绷带1个、手术灯手柄罩1个、一次性使用塑料钳1个、一次性使用塑料镊1个、样品杯1个、一次性手术器械罩1个；其他组件：一次性使用灭菌橡胶外科手套2个、医用脱脂纱布5个、脱脂棉球8个、垃圾袋1个","B型",null,null,"HCS00039","世源科技（嘉兴）医疗电子有限公司","世源科技（嘉兴）医疗电子有限公司"]
["003979219803703","00397921","C14020200000000103890005718","浙械注准20192140407","一次性使用无菌手术包","泌尿穿刺包-基础配置：手术洞巾-桌布1个、手术洞巾-膀胱镜检查型1个；可选配置一次性使用手术衣2个、一次性医用海绵棒2个、：手术洞巾-大台罩1个、擦手纸2个、针盒1个、医用弹性绷带2个、手术灯手柄罩1个、一次性使用塑料钳1个、一次性使用塑料镊1个、样品杯3个、一次性手术器械罩2个；其他组件：一次性使用灭菌橡胶外科手套3个、医用脱脂纱布10个、脱脂棉球4个、垃圾袋1个","B型",null,null,"HCS00039","世源科技（嘉兴）医疗电子有限公司","世源科技（嘉兴）医疗电子有限公司"]
["003979219803704","00397921","C14020200000000103890005928","浙械注准20192140407","一次性使用无菌手术包","泌尿穿刺包-基础配置：手术洞巾-桌布1个、手术洞巾-膀胱镜检查型1个；可选配置一次性使用手术衣2个、一次性医用海绵棒2个、：手术洞巾-大台罩1个、擦手纸2个、针盒1个、医用弹性绷带2个、手术灯手柄罩1个、一次性使用塑料钳1个、一次性使用塑料镊1个、样品杯2个、一次性手术器械罩2个；其他组件：一次性使用灭菌橡胶外科手套3个、医用脱脂纱布10个、脱脂棉球4个、医用胶带2个","B型",null,null,"HCS00039","世源科技（嘉兴）医疗电子有限公司","世源科技（嘉兴）医疗电子有限公司"]
["003979219803894","00397921","C14020200000000103890007108","浙械注准20192140407","一次性使用无菌手术包","普胸包-基础配置：手术洞巾-桌布1个、手术洞巾-普通外科型2个；可选配置：手术洞巾-大台罩1个、擦手纸3个、针盒1个、医用弹性绷带3个、手术灯手柄罩1个、一次性使用塑料钳1个、一次性使用塑料镊1个、样品杯1个、一次性手术器械罩1个；其他组件：一次性使用灭菌橡胶外科手套2个","A型",null,null,"HCS00039","世源科技（嘉兴）医疗电子有限公司","世源科技（嘉兴）医疗电子有限公司"]
["003979219803786","00397921","C14020200000000103890005100","浙械注准20192140407","一次性使用无菌手术包","四孔介入包-基础配置：手术洞巾-桌布1个、手术洞巾-普通外科型2个；可选配置：手术洞巾-大台罩1个、擦手纸3个、针盒1个、医用弹性绷带3个、手术灯手柄罩1个、一次性使用塑料钳1个、一次性使用塑料镊1个、样品杯2个、一次性手术器械罩2个；其他组件：一次性使用灭菌橡胶外科手套3个、医用脱脂纱布5个、脱脂棉球4个、剪刀1个","A型",null,null,"HCS00039","世源科技（嘉兴）医疗电子有限公司","世源科技（嘉兴）医疗电子有限公司"]
["003979219800633","00397921","C14020200000000103890005523","浙械注准20192140407","一次性使用无菌手术包","肩关节包-基础配置：手术洞巾-桌布1个、手术洞巾-整形外科型1个；可选配置：一次性使用手术衣2个、一次性医用海绵棒2个、手术洞巾-大台罩1个、擦手纸2个、针盒1个、医用弹性绷带3个、手术灯手柄罩1个、一次性使用塑料钳1个、一次性使用塑料镊1个、样品杯1个、一次性手术器械罩3个；其他组件：一次性使用灭菌橡胶外科手套3个、医用脱脂纱布5个","B型",null,null,"HCS00039","世源科技（嘉兴）医疗电子有限公司","世源科技（嘉兴）医疗电子有限公司"]
["003979219800712","00397921","C14020200000000103890006419","浙械注准20192140407","一次性使用无菌手术包","经皮肾包-基础配置：手术洞巾-桌布1个、手术洞巾-膀胱镜检查型1个；可选配置一次性使用手术衣2个、一次性医用海绵棒2个、：手术洞巾-大台罩1个、擦手纸1个、针盒1个、医用弹性绷带3个、手术灯手柄罩1个、一次性使用塑料钳1个、一次性使用塑料镊1个、样品杯3个、一次性手术器械罩3个；其他组件：一次性使用灭菌橡胶外科手套2个、医用脱脂纱布10个、脱脂棉球4个、医用胶带2个","B型",null,null,"HCS00039","世源科技（嘉兴）医疗电子有限公司","世源科技（嘉兴）医疗电子有限公司"]
["003979219804990","00397921","C14020200000000103890009663","浙械注准20192140407","一次性使用无菌手术包","膝关节手术包-基础配置：手术洞巾-桌布1个、手术洞巾-普通外科型2个；可选配置：手术洞巾-大台罩1个、擦手纸2个、针盒1个、医用弹性绷带1个、手术灯手柄罩1个、一次性使用塑料钳1个、一次性使用塑料镊1个、样品杯1个、一次性手术器械罩1个；其他组件：一次性使用灭菌橡胶外科手套2个、医用脱脂纱布5个、脱脂棉球4个","A型",null,null,"HCS00039","世源科技（嘉兴）医疗电子有限公司","世源科技（嘉兴）医疗电子有限公司"]
["003979219800709","00397921","C14020200000000103890006250","浙械注准20192140407","一次性使用无菌手术包","经皮肾包-基础配置：手术洞巾-桌布1个、手术洞巾-膀胱镜检查型1个；可选配置一次性使用手术衣2个、一次性医用海绵棒2个、：手术洞巾-大台罩1个、擦手纸2个、针盒1个、医用弹性绷带2个、手术灯手柄罩1个、一次性使用塑料钳1个、一次性使用塑料镊1个、样品杯3个、一次性手术器械罩1个；其他组件：一次性使用灭菌橡胶外科手套2个、医用脱脂纱布10个、脱脂棉球4个、盘1个","B型",null,null,"HCS00039","世源科技（嘉兴）医疗电子有限公司","世源科技（嘉兴）医疗电子有限公司"]
["003979219800716","00397921","C14020200000000103890007707","浙械注准20192140407","一次性使用无菌手术包","经皮肾包-基础配置：手术洞巾-桌布1个、手术洞巾-膀胱镜检查型1个；可选配置一次性使用手术衣2个、一次性医用海绵棒2个、：手术洞巾-大台罩1个、擦手纸2个、针盒1个、医用弹性绷带3个、手术灯手柄罩1个、一次性使用塑料钳1个、一次性使用塑料镊1个、样品杯3个、一次性手术器械罩3个；其他组件：一次性使用灭菌橡胶外科手套2个、医用脱脂纱布10个、脱脂棉球4个、盘1个","B型",null,null,"HCS00039","世源科技（嘉兴）医疗电子有限公司","世源科技（嘉兴）医疗电子有限公司"]
["003979219800632","00397921","C14020200000000103890004808","浙械注准20192140407","一次性使用无菌手术包","肩关节包-基础配置：手术洞巾-桌布1个、手术洞巾-整形外科型1个；可选配置：一次性使用手术衣2个、一次性医用海绵棒2个、手术洞巾-大台罩1个、擦手纸1个、针盒1个、医用弹性绷带3个、手术灯手柄罩1个、一次性使用塑料钳1个、一次性使用塑料镊1个、样品杯3个、一次性手术器械罩1个；其他组件：一次性使用灭菌橡胶外科手套2个、医用脱脂纱布10个","B型",null,null,"HCS00039","世源科技（嘉兴）医疗电子有限公司","世源科技（嘉兴）医疗电子有限公司"]
["003979219800634","00397921","C14020200000000103890006294","浙械注准20192140407","一次性使用无菌手术包","肩关节包-基础配置：手术洞巾-桌布1个、手术洞巾-整形外科型1个；可选配置：一次性使用手术衣2个、一次性医用海绵棒2个、手术洞巾-大台罩1个、擦手纸1个、针盒1个、医用弹性绷带2个、手术灯手柄罩1个、一次性使用塑料钳1个、一次性使用塑料镊1个、样品杯2个、一次性手术器械罩1个；其他组件：一次性使用灭菌橡胶外科手套3个、医用脱脂纱布10个、脱脂棉球8个、医用胶带2个","B型",null,null,"HCS00039","世源科技（嘉兴）医疗电子有限公司","世源科技（嘉兴）医疗电子有限公司"]
["003979219800732","00397921","C14020200000000103890007857","浙械注准20192140407","一次性使用无菌手术包","经皮肾包-基础配置：手术洞巾-桌布1个、手术洞巾-膀胱镜检查型1个；可选配置一次性使用手术衣2个、一次性医用海绵棒2个、：手术洞巾-大台罩1个、擦手纸2个、针盒1个、医用弹性绷带1个、手术灯手柄罩1个、一次性使用塑料钳1个、一次性使用塑料镊1个、样品杯2个、一次性手术器械罩3个；其他组件：一次性使用灭菌橡胶外科手套3个、医用脱脂纱布10个、脱脂棉球8个、剪刀1个","B型",null,null,"HCS00039","世源科技（嘉兴）医疗电子有限公司","世源科技（嘉兴）医疗电子有限公司"]
["003979219804972","00397921","C14020200000000103890009404","浙械注准20192140407","一次性使用无菌手术包","外科通用包-基础配置：手术洞巾-桌布1个、手术洞巾-整形外科型1个；可选配置：一次性使用手术衣2个、一次性医用海绵棒2个、手术洞巾-大台罩1个、擦手纸2个、针盒1个、医用弹性绷带2个、手术灯手柄罩1个、一次性使用塑料钳1个、一次性使用塑料镊1个、样品杯1个、一次性手术器械罩3个；其他组件：一次性使用灭菌橡胶外科手套2个、医用脱脂纱布5个、脱脂棉球8个、垃圾袋1个","B型",null,null,"HCS00039","世源科技（嘉兴）医疗电子有限公司","世源科技（嘉兴）医疗电子有限公司"]
["003979219804973","00397921","C14020200000000103890007565","浙械注准20192140407","一次性使用无菌手术包","外科通用包-基础配置：手术洞巾-桌布1个、手术洞巾-整形外科型1个；可选配置：一次性使用手术衣2个、一次性医用海绵棒2个、手术洞巾-大台罩1个、擦手纸2个、针盒1个、医用弹性绷带2个、手术灯手柄罩1个、一次性使用塑料钳1个、一次性使用塑料镊1个、样品杯1个、一次性手术器械罩1个；其他组件：一次性使用灭菌橡胶外科手套2个、医用脱脂纱布10个、脱脂棉球8个、垃圾袋1个","B型",null,null,"HCS00039","世源科技（嘉兴）医疗电子有限公司","世源科技（嘉兴）医疗电子有限公司"]
["003979219804974","00397921","C14020200000000103890008767","浙械注准20192140407","一次性使用无菌手术包","外科通用包-基础配置：手术洞巾-桌布1个、手术洞巾-整形外科型1个；可选配置：一次性使用手术衣2个、一次性医用海绵棒2个、手术洞巾-大台罩1个、擦手纸1个、针盒1个、医用弹性绷带2个、手术灯手柄罩1个、一次性使用塑料钳1个、一次性使用塑料镊1个、样品杯3个、一次性手术器械罩1个；其他组件：一次性使用灭菌橡胶外科手套2个","B型",null,null,"HCS00039","世源科技（嘉兴）医疗电子有限公司","世源科技（嘉兴）医疗电子有限公司"]
["003979219804975","00397921","C14020200000000103890005672","浙械注准20192140407","一次性使用无菌手术包","外科通用包-基础配置：手术洞巾-桌布1个、手术洞巾-整形外科型1个；可选配置：一次性使用手术衣2个、一次性医用海绵棒2个、手术洞巾-大台罩1个、擦手纸3个、针盒1个、医用弹性绷带1个、手术灯手柄罩1个、一次性使用塑料钳1个、一次性使用塑料镊1个、样品杯1个、一次性手术器械罩3个；其他组件：一次性使用灭菌橡胶外科手套2个、医用脱脂纱布5个、脱脂棉球8个","B型",null,null,"HCS00039","世源科技（嘉兴）医疗电子有限公司","世源科技（嘉兴）医疗电子有限公司"]
["003979219804976","00397921","C14020200000000103890003547","浙械注准20192140407","一次性使用无菌手术包","外科通用包-基础配置：手术洞巾-桌布1个、手术洞巾-整形外科型1个；可选配置：一次性使用手术衣2个、一次性医用海绵棒2个、手术洞巾-大台罩1个、擦手纸1个、针盒1个、医用弹性绷带2个、手术灯手柄罩1个、一次性使用塑料钳1个、一次性使用塑料镊1个、样品杯2个、一次性手术器械罩1个；其他组件：一次性使用灭菌橡胶外科手套3个、医用脱脂纱布10个、脱脂棉球8个、医用胶带2个","B型",null,null,"HCS00039","世源科技（嘉兴）医疗电子有限公司","世源科技（嘉兴）医疗电子有限公司"]
["003979219804977","00397921","C14020200000000103890006321","浙械注准20192140407","一次性使用无菌手术包","外科通用包-基础配置：手术洞巾-桌布1个、手术洞巾-整形外科型1个；可选配置：一次性使用手术衣2个、一次性医用海绵棒2个、手术洞巾-大台罩1个、擦手纸2个、针盒1个、医用弹性绷带2个、手术灯手柄罩1个、一次性使用塑料钳1个、一次性使用塑料镊1个、样品杯2个、一次性手术器械罩2个；其他组件：一次性使用灭菌橡胶外科手套3个、医用脱脂纱布10个、脱脂棉球4个、盘1个","B型",null,null,"HCS00039","世源科技（嘉兴）医疗电子有限公司","世源科技（嘉兴）医疗电子有限公司"]
["003979219804978","00397921","C14020200000000103890003810","浙械注准20192140407","一次性使用无菌手术包","外科通用包-基础配置：手术洞巾-桌布1个、手术洞巾-整形外科型1个；可选配置：一次性使用手术衣2个、一次性医用海绵棒2个、手术洞巾-大台罩1个、擦手纸2个、针盒1个、医用弹性绷带1个、手术灯手柄罩1个、一次性使用塑料钳1个、一次性使用塑料镊1个、样品杯3个、一次性手术器械罩3个；其他组件：一次性使用灭菌橡胶外科手套2个、医用脱脂纱布5个","B型",null,null,"HCS00039","世源科技（嘉兴）医疗电子有限公司","世源科技（嘉兴）医疗电子有限公司"]
["003979219805003","00397921","C14020200000000103890009199","浙械注准20192140407","一次性使用无菌手术包","骨科包-基础配置：手术洞巾-桌布1个、手术洞巾-普通外科型1个；可选配置：手术洞巾-大台罩1个、擦手纸4个、针盒1个、医用弹性绷带1个、手术灯手柄罩1个、一次性使用塑料钳1个、一次性使用塑料镊1个、样品杯3个、一次性手术器械罩3个","A型",null,null,"HCS00039","世源科技（嘉兴）医疗电子有限公司","世源科技（嘉兴）医疗电子有限公司"]
["003979219807723","00397921","C14020200000000103890005669","浙械注准20192140407","一次性使用无菌手术包","四肢手术包-基础配置：手术洞巾-桌布1个、手术洞巾-整形外科型1个；可选配置：一次性使用手术衣2个、一次性医用海绵棒2个、手术洞巾-大台罩1个、擦手纸4个、针盒1个、医用弹性绷带1个、手术灯手柄罩1个、一次性使用塑料钳1个、一次性使用塑料镊1个、样品杯1个、一次性手术器械罩3个；其他组件：一次性使用灭菌橡胶外科手套2个、医用脱脂纱布5个、脱脂棉球8个、医用胶带2个","B型",null,null,"HCS00039","世源科技（嘉兴）医疗电子有限公司","世源科技（嘉兴）医疗电子有限公司"]
["003979219807724","00397921","C14020200000000103890007604","浙械注准20192140407","一次性使用无菌手术包","四肢手术包-基础配置：手术洞巾-桌布1个、手术洞巾-整形外科型1个；可选配置：一次性使用手术衣2个、一次性医用海绵棒2个、手术洞巾-大台罩1个、擦手纸2个、针盒1个、医用弹性绷带2个、手术灯手柄罩1个","B型",null,null,"HCS00039","世源科技（嘉兴）医疗电子有限公司","世源科技（嘉兴）医疗电子有限公司"]
["003979219802198","00397921","C14020200000000103890007916","浙械注准20192140407","一次性使用无菌手术包","经皮肾包-基础配置：手术洞巾-桌布1个、手术洞巾-普通外科型2个；可选配置：手术洞巾-大台罩1个、擦手纸2个、针盒1个、医用弹性绷带1个、手术灯手柄罩1个、一次性使用塑料钳1个、一次性使用塑料镊1个、样品杯1个、一次性手术器械罩1个；其他组件：一次性使用灭菌橡胶外科手套2个、医用脱脂纱布5个、脱脂棉球4个","A型",null,null,"HCS00039","世源科技（嘉兴）医疗电子有限公司","世源科技（嘉兴）医疗电子有限公司"]
["003979219802199","00397921","C14020200000000103890007630","浙械注准20192140407","一次性使用无菌手术包","经皮肾包-基础配置：手术洞巾-桌布1个、手术洞巾-普通外科型2个；可选配置：手术洞巾-大台罩1个、擦手纸2个、针盒1个、医用弹性绷带1个、手术灯手柄罩1个、一次性使用塑料钳1个、一次性使用塑料镊1个","A型",null,null,"HCS00039","世源科技（嘉兴）医疗电子有限公司","世源科技（嘉兴）医疗电子有限公司"]
["003979219799555","00397921","C14020200000000103890004531","浙械注准20192140407","一次性使用无菌手术包","清创包-基础配置：手术洞巾-桌布1个、手术洞巾-辅助型1个；可选配置：手术一次性使用手术衣2个、一次性医用海绵棒2个、洞巾-大台罩1个、擦手纸2个、针盒1个、医用弹性绷带3个、手术灯手柄罩1个、一次性使用塑料钳1个、一次性使用塑料镊1个、样品杯2个、一次性手术器械罩1个；其他组件：一次性使用灭菌橡胶外科手套2个、医用脱脂纱布5个、脱脂棉球4个、剪刀1个","B型",null,null,"HCS00039","世源科技（嘉兴）医疗电子有限公司","世源科技（嘉兴）医疗电子有限公司"]
["003979219799573","00397921","C14020200000000103890005321","浙械注准20192140407","一次性使用无菌手术包","顺产包-基础配置：手术洞巾-桌布1个、手术洞巾-妇科型1个；可选配置：手术一次性使用手术衣2个、一次性医用海绵棒2个、洞巾-大台罩1个、擦手纸2个、针盒1个、医用弹性绷带1个、手术灯手柄罩1个、一次性使用塑料钳1个、一次性使用塑料镊1个、样品杯1个、一次性手术器械罩1个；其他组件：一次性使用灭菌橡胶外科手套2个、医用脱脂纱布10个、脱脂棉球8个、剪刀1个","B型",null,null,"HCS00039","世源科技（嘉兴）医疗电子有限公司","世源科技（嘉兴）医疗电子有限公司"]
["003979219799575","00397921","C14020200000000103890005525","浙械注准20192140407","一次性使用无菌手术包","口腔包-基础配置：手术洞巾-桌布1个、手术洞巾-普通外科型3个；可选配置：手术洞巾-大台罩1个、擦手纸4个、针盒1个、医用弹性绷带2个、手术灯手柄罩1个、一次性使用塑料钳1个、一次性使用塑料镊1个、样品杯2个、一次性手术器械罩1个；其他组件：一次性使用灭菌橡胶外科手套2个、医用脱脂纱布10个、脱脂棉球8个","A型",null,null,"HCS00039","世源科技（嘉兴）医疗电子有限公司","世源科技（嘉兴）医疗电子有限公司"]
["003979219803907","00397921","C14020200000000103890008144","浙械注准20192140407","一次性使用无菌手术包","普胸包-基础配置：手术洞巾-桌布1个、手术洞巾-心血管型1个；可选配置：手一次性使用手术衣2个、一次性医用海绵棒2个、术洞巾-大台罩1个、擦手纸2个、针盒1个、医用弹性绷带1个","B型",null,null,"HCS00039","世源科技（嘉兴）医疗电子有限公司","世源科技（嘉兴）医疗电子有限公司"]
["003979219803895","00397921","C14020200000000103890007627","浙械注准20192140407","一次性使用无菌手术包","剖腹产包-基础配置：手术洞巾-桌布1个、手术洞巾-普通外科型2个；可选配置：手术洞巾-大台罩1个、擦手纸2个、针盒1个、医用弹性绷带1个、手术灯手柄罩1个、一次性使用塑料钳1个、一次性使用塑料镊1个、样品杯1个、一次性手术器械罩1个；其他组件：一次性使用灭菌橡胶外科手套2个、医用脱脂纱布5个、脱脂棉球4个","A型",null,null,"HCS00039","世源科技（嘉兴）医疗电子有限公司","世源科技（嘉兴）医疗电子有限公司"]
["003979219805694","00397921","C14020200000000103890005409","浙械注准20192140407","一次性使用无菌手术包","四孔介入包-基础配置：手术洞巾-桌布1个、手术洞巾-血管造影型1个；可选配置：一次性使用手术衣2个、一次性医用海绵棒2个、手术洞巾-大台罩1个、擦手纸3个、针盒1个、医用弹性绷带1个、手术灯手柄罩1个、一次性使用塑料钳1个、一次性使用塑料镊1个、样品杯1个、一次性手术器械罩3个；其他组件：一次性使用灭菌橡胶外科手套2个、医用脱脂纱布5个、脱脂棉球8个、盘1个","B型",null,null,"HCS00039","世源科技（嘉兴）医疗电子有限公司","世源科技（嘉兴）医疗电子有限公司"]
["003979219805695","00397921","C14020200000000103890007967","浙械注准20192140407","一次性使用无菌手术包","四孔介入包-基础配置：手术洞巾-桌布1个、手术洞巾-血管造影型1个；可选配置：一次性使用手术衣2个、一次性医用海绵棒2个、手术洞巾-大台罩1个、擦手纸1个、针盒1个、医用弹性绷带2个、手术灯手柄罩1个、一次性使用塑料钳1个、一次性使用塑料镊1个、样品杯1个、一次性手术器械罩2个；其他组件：一次性使用灭菌橡胶外科手套2个、医用脱脂纱布10个","B型",null,null,"HCS00039","世源科技（嘉兴）医疗电子有限公司","世源科技（嘉兴）医疗电子有限公司"]
["003979219805706","00397921","C14020200000000103890002551","浙械注准20192140407","一次性使用无菌手术包","四肢手术包-基础配置：手术洞巾-桌布1个、手术洞巾-整形外科型1个；可选配置：一次性使用手术衣2个、一次性医用海绵棒2个、手术洞巾-大台罩1个、擦手纸3个、针盒1个、医用弹性绷带2个、手术灯手柄罩1个、一次性使用塑料钳1个、一次性使用塑料镊1个、样品杯1个、一次性手术器械罩3个；其他组件：一次性使用灭菌橡胶外科手套2个、医用脱脂纱布5个、脱脂棉球8个、盘1个","B型",null,null,"HCS00039","世源科技（嘉兴）医疗电子有限公司","世源科技（嘉兴）医疗电子有限公司"]
["003979219799595","00397921","C14020200000000103890007381","浙械注准20192140407","一次性使用无菌手术包","顺产包-基础配置：手术洞巾-桌布1个、手术洞巾-妇科型1个；可选配置：手术一次性使用手术衣2个、一次性医用海绵棒2个、洞巾-大台罩1个、擦手纸2个、针盒1个、医用弹性绷带2个、手术灯手柄罩1个、一次性使用塑料钳1个、一次性使用塑料镊1个、样品杯3个、一次性手术器械罩3个；其他组件：一次性使用灭菌橡胶外科手套3个、医用脱脂纱布10个、脱脂棉球8个","B型",null,null,"HCS00039","世源科技（嘉兴）医疗电子有限公司","世源科技（嘉兴）医疗电子有限公司"]
["003979219799656","00397921","C14020200000000103890003897","浙械注准20192140407","一次性使用无菌手术包","眼科包-基础配置：手术洞巾-桌布1个、手术洞巾-眼耳鼻喉型1个；可选配置：一次性使用手术衣2个、一次性医用海绵棒2个、手术洞巾-大台罩1个、擦手纸2个、针盒1个、医用弹性绷带2个、手术灯手柄罩1个、一次性使用塑料钳1个、一次性使用塑料镊1个、样品杯3个、一次性手术器械罩3个；其他组件：一次性使用灭菌橡胶外科手套2个、医用脱脂纱布5个、脱脂棉球8个","B型",null,null,"HCS00039","世源科技（嘉兴）医疗电子有限公司","世源科技（嘉兴）医疗电子有限公司"]
["003979219799835","00397921","C14020200000000103890003650","浙械注准20192140407","一次性使用无菌手术包","顺产包-基础配置：手术洞巾-桌布1个、手术洞巾-普通外科型2个；可选配置：手术洞巾-大台罩1个、擦手纸3个、针盒1个、医用弹性绷带3个、手术灯手柄罩1个、一次性使用塑料钳1个、一次性使用塑料镊1个、样品杯1个、一次性手术器械罩1个；其他组件：一次性使用灭菌橡胶外科手套2个","A型",null,null,"HCS00039","世源科技（嘉兴）医疗电子有限公司","世源科技（嘉兴）医疗电子有限公司"]
["003979219799836","00397921","C14020200000000103890002806","浙械注准20192140407","一次性使用无菌手术包","顺产包-基础配置：手术洞巾-桌布1个、手术洞巾-普通外科型2个；可选配置：手术洞巾-大台罩1个、擦手纸2个、针盒1个、医用弹性绷带1个、手术灯手柄罩1个、一次性使用塑料钳1个、一次性使用塑料镊1个、样品杯1个、一次性手术器械罩1个；其他组件：一次性使用灭菌橡胶外科手套2个、医用脱脂纱布5个、脱脂棉球4个","A型",null,null,"HCS00039","世源科技（嘉兴）医疗电子有限公司","世源科技（嘉兴）医疗电子有限公司"]
["003979219799837","00397921","C14020200000000103890008545","浙械注准20192140407","一次性使用无菌手术包","顺产包-基础配置：手术洞巾-桌布1个、手术洞巾-妇科型1个；可选配置：手术一次性使用手术衣2个、一次性医用海绵棒2个、洞巾-大台罩1个、擦手纸4个、针盒1个、医用弹性绷带1个、手术灯手柄罩1个、一次性使用塑料钳1个、一次性使用塑料镊1个、样品杯2个、一次性手术器械罩1个；其他组件：一次性使用灭菌橡胶外科手套2个、医用脱脂纱布5个、脱脂棉球8个、垃圾袋1个","B型",null,null,"HCS00039","世源科技（嘉兴）医疗电子有限公司","世源科技（嘉兴）医疗电子有限公司"]
["003979219803974","00397921","C14020200000000103890005040","浙械注准20192140407","一次性使用无菌手术包","眼科包-基础配置：手术洞巾-桌布1个、手术洞巾-眼耳鼻喉型1个；可选配置：一次性使用手术衣2个、一次性医用海绵棒2个、手术洞巾-大台罩1个、擦手纸4个、针盒1个、医用弹性绷带1个、手术灯手柄罩1个、一次性使用塑料钳1个、一次性使用塑料镊1个、样品杯2个","B型",null,null,"HCS00039","世源科技（嘉兴）医疗电子有限公司","世源科技（嘉兴）医疗电子有限公司"]
["003979219805715","00397921","C14020200000000103890007611","浙械注准20192140407","一次性使用无菌手术包","四肢手术包-基础配置：手术洞巾-桌布1个、手术洞巾-整形外科型1个；可选配置：一次性使用手术衣2个、一次性医用海绵棒2个、手术洞巾-大台罩1个、擦手纸3个、针盒1个、医用弹性绷带3个、手术灯手柄罩1个、一次性使用塑料钳1个、一次性使用塑料镊1个、样品杯3个、一次性手术器械罩2个；其他组件：一次性使用灭菌橡胶外科手套3个、医用脱脂纱布5个、脱脂棉球4个、垃圾袋1个","B型",null,null,"HCS00039","世源科技（嘉兴）医疗电子有限公司","世源科技（嘉兴）医疗电子有限公司"]
["003979219805728","00397921","C14020200000000103890002719","浙械注准20192140407","一次性使用无菌手术包","泌尿碎石包-基础配置：手术洞巾-桌布1个、手术洞巾-膀胱镜检查型1个；可选配置一次性使用手术衣2个、一次性医用海绵棒2个、：手术洞巾-大台罩1个、擦手纸4个、针盒1个、医用弹性绷带3个、手术灯手柄罩1个、一次性使用塑料钳1个、一次性使用塑料镊1个、样品杯3个、一次性手术器械罩3个；其他组件：一次性使用灭菌橡胶外科手套2个、医用脱脂纱布10个、脱脂棉球8个","B型",null,null,"HCS00039","世源科技（嘉兴）医疗电子有限公司","世源科技（嘉兴）医疗电子有限公司"]
["003979219805729","00397921","C14020200000000103890006175","浙械注准20192140407","一次性使用无菌手术包","骨科包-基础配置：手术洞巾-桌布1个、手术洞巾-普通外科型2个；可选配置：手术洞巾-大台罩1个、擦手纸2个、针盒1个、医用弹性绷带1个、手术灯手柄罩1个、一次性使用塑料钳1个、一次性使用塑料镊1个","A型",null,null,"HCS00039","世源科技（嘉兴）医疗电子有限公司","世源科技（嘉兴）医疗电子有限公司"]
["003979219805730","00397921","C14020200000000103890006314","浙械注准20192140407","一次性使用无菌手术包","剖腹产包-基础配置：手术洞巾-桌布1个、手术洞巾-妇产科型1个；可选配置：手一次性使用手术衣2个、一次性医用海绵棒2个、术洞巾-大台罩1个、擦手纸4个、针盒1个、医用弹性绷带1个、手术灯手柄罩1个、一次性使用塑料钳1个、一次性使用塑料镊1个、样品杯2个、一次性手术器械罩3个；其他组件：一次性使用灭菌橡胶外科手套2个、医用脱脂纱布10个、脱脂棉球4个、剪刀1个","B型",null,null,"HCS00039","世源科技（嘉兴）医疗电子有限公司","世源科技（嘉兴）医疗电子有限公司"]
["003979219805736","00397921","C14020200000000103890008341","浙械注准20192140407","一次性使用无菌手术包","髋关节手术包-基础配置：手术洞巾-桌布1个、手术洞巾-整形外科型1个；可选配置：一次性使用手术衣2个、一次性医用海绵棒2个、手术洞巾-大台罩1个、擦手纸2个、针盒1个、医用弹性绷带3个、手术灯手柄罩1个、一次性使用塑料钳1个、一次性使用塑料镊1个、样品杯2个、一次性手术器械罩3个；其他组件：一次性使用灭菌橡胶外科手套3个、医用脱脂纱布5个、脱脂棉球8个、医用胶带2个","B型",null,null,"HCS00039","世源科技（嘉兴）医疗电子有限公司","世源科技（嘉兴）医疗电子有限公司"]
["003979219805787","00397921","C14020200000000103890002871","浙械注准20192140407","一次性使用无菌手术包","经皮肾包-基础配置：手术洞巾-桌布1个、手术洞巾-膀胱镜检查型1个；可选配置一次性使用手术衣2个、一次性医用海绵棒2个、：手术洞巾-大台罩1个、擦手纸3个、针盒1个、医用弹性绷带2个、手术灯手柄罩1个、一次性使用塑料钳1个、一次性使用塑料镊1个、样品杯3个、一次性手术器械罩1个；其他组件：一次性使用灭菌橡胶外科手套3个、医用脱脂纱布5个","B型",null,null,"HCS00039","世源科技（嘉兴）医疗电子有限公司","世源科技（嘉兴）医疗电子有限公司"]
["003979219805693","00397921","C14020200000000103890005845","浙械注准20192140407","一次性使用无菌手术包","四孔介入包-基础配置：手术洞巾-桌布1个、手术洞巾-血管造影型1个；可选配置：一次性使用手术衣2个、一次性医用海绵棒2个、手术洞巾-大台罩1个、擦手纸3个、针盒1个、医用弹性绷带2个、手术灯手柄罩1个、一次性使用塑料钳1个、一次性使用塑料镊1个、样品杯1个、一次性手术器械罩1个；其他组件：一次性使用灭菌橡胶外科手套2个、医用脱脂纱布5个、脱脂棉球4个、垃圾袋1个","B型",null,null,"HCS00039","世源科技（嘉兴）医疗电子有限公司","世源科技（嘉兴）医疗电子有限公司"]
["003979219805324","00397921","C14020200000000103890005973","浙械注准20192140407","一次性使用无菌手术包","两孔介入包-基础配置：手术洞巾-桌布1个、手术洞巾-血管造影型1个；可选配置：一次性使用手术衣2个、一次性医用海绵棒2个、手术洞巾-大台罩1个、擦手纸4个、针盒1个、医用弹性绷带1个、手术灯手柄罩1个、一次性使用塑料钳1个、一次性使用塑料镊1个、样品杯1个、一次性手术器械罩1个；其他组件：一次性使用灭菌橡胶外科手套2个、医用脱脂纱布10个、脱脂棉球8个、剪刀1个","B型",null,null,"HCS00039","世源科技（嘉兴）医疗电子有限公司","世源科技（嘉兴）医疗电子有限公司"]
["003979219805326","00397921","C14020200000000103890007625","浙械注准20192140407","一次性使用无菌手术包","普胸包-基础配置：手术洞巾-桌布1个、手术洞巾-心血管型1个；可选配置：手一次性使用手术衣2个、一次性医用海绵棒2个、术洞巾-大台罩1个、擦手纸2个、针盒1个、医用弹性绷带3个、手术灯手柄罩1个、一次性使用塑料钳1个、一次性使用塑料镊1个、样品杯2个、一次性手术器械罩3个；其他组件：一次性使用灭菌橡胶外科手套2个、医用脱脂纱布5个、脱脂棉球8个、医用胶带2个","B型",null,null,"HCS00039","世源科技（嘉兴）医疗电子有限公司","世源科技（嘉兴）医疗电子有限公司"]
["003979219805769","00397921","C14020200000000103890006000","浙械注准20192140407","一次性使用无菌手术包","膝关节手术包-基础配置：手术洞巾-桌布1个、手术洞巾-整形外科型1个；可选配置：一次性使用手术衣2个、一次性医用海绵棒2个、手术洞巾-大台罩1个、擦手纸2个、针盒1个、医用弹性绷带2个、手术灯手柄罩1个、一次性使用塑料钳1个、一次性使用塑料镊1个、样品杯3个、一次性手术器械罩1个","B型",null,null,"HCS00039","世源科技（嘉兴）医疗电子有限公司","世源科技（嘉兴）医疗电子有限公司"]
["003979219805816","00397921","C14020200000000103890005474","浙械注准20192140407","一次性使用无菌手术包","标识包-基础配置：手术洞巾-桌布1个、手术洞巾-辅助型1个；可选配置：手术一次性使用手术衣2个、一次性医用海绵棒2个、洞巾-大台罩1个、擦手纸3个、针盒1个、医用弹性绷带1个、手术灯手柄罩1个、一次性使用塑料钳1个","B型",null,null,"HCS00039","世源科技（嘉兴）医疗电子有限公司","世源科技（嘉兴）医疗电子有限公司"]
["003979219807599","00397921","C14020200000000103890002628","浙械注准20192140407","一次性使用无菌手术包","普胸包-基础配置：手术洞巾-桌布1个、手术洞巾-心血管型1个；可选配置：手一次性使用手术衣2个、一次性医用海绵棒2个、术洞巾-大台罩1个、擦手纸3个、针盒1个、医用弹性绷带1个、手术灯手柄罩1个、一次性使用塑料钳1个、一次性使用塑料镊1个、样品杯3个、一次性手术器械罩3个；其他组件：一次性使用灭菌橡胶外科手套2个、医用脱脂纱布10个","B型",null,null,"HCS00039","世源科技（嘉兴）医疗电子有限公司","世源科技（嘉兴）医疗电子有限公司"]
["003979219807602","00397921","C14020200000000103890005945","浙械注准20192140407","一次性使用无菌手术包","普胸包-基础配置：手术洞巾-桌布1个、手术洞巾-心血管型1个；可选配置：手一次性使用手术衣2个、一次性医用海绵棒2个、术洞巾-大台罩1个、擦手纸4个、针盒1个、医用弹性绷带2个、手术灯手柄罩1个、一次性使用塑料钳1个、一次性使用塑料镊1个、样品杯3个、一次性手术器械罩1个；其他组件：一次性使用灭菌橡胶外科手套2个、医用脱脂纱布10个、脱脂棉球8个、剪刀1个","B型",null,null,"HCS00039","世源科技（嘉兴）医疗电子有限公司","世源科技（嘉兴）医疗电子有限公司"]
["003979219807603","00397921","C14020200000000103890009528","浙械注准20192140407","一次性使用无菌手术包","普胸包-基础配置：手术洞巾-桌布1个、手术洞巾-心血管型1个；可选配置：手一次性使用手术衣2个、一次性医用海绵棒2个、术洞巾-大台罩1个、擦手纸4个、针盒1个、医用弹性绷带1个、手术灯手柄罩1个、一次性使用塑料钳1个、一次性使用塑料镊1个、样品杯1个、一次性手术器械罩2个；其他组件：一次性使用灭菌橡胶外科手套3个、医用脱脂纱布5个、脱脂棉球4个、盘1个","B型",null,null,"HCS00039","世源科技（嘉兴）医疗电子有限公司","世源科技（嘉兴）医疗电子有限公司"]
["003979219807608","00397921","C14020200000000103890008812","浙械注准20192140407","一次性使用无菌手术包","顺产包-基础配置：手术洞巾-桌布1个、手术洞巾-妇科型1个；可选配置：手术一次性使用手术衣2个、一次性医用海绵棒2个、洞巾-大台罩1个、擦手纸3个、针盒1个、医用弹性绷带1个、手术灯手柄罩1个、一次性使用塑料钳1个、一次性使用塑料镊1个、样品杯3个、一次性手术器械罩2个；其他组件：一次性使用灭菌橡胶外科手套3个、医用脱脂纱布5个、脱脂棉球8个、垃圾袋1个","B型",null,null,"HCS00039","世源科技（嘉兴）医疗电子有限公司","世源科技（嘉兴）医疗电子有限公司"]
["003979219807609","00397921","C14020200000000103890004608","浙械注准20192140407","一次性使用无菌手术包","三孔介入包-基础配置：手术洞巾-桌布1个、手术洞巾-血管造影型1个；可选配置：一次性使用手术衣2个、一次性医用海绵棒2个、手术洞巾-大台罩1个、擦手纸1个、针盒1个、医用弹性绷带2个、手术灯手柄罩1个、一次性使用塑料钳1个、一次性使用塑料镊1个、样品杯1个、一次性手术器械罩3个；其他组件：一次性使用灭菌橡胶外科手套2个、医用脱脂纱布5个、脱脂棉球8个、盘1个","B型",null,null,"HCS00039","世源科技（嘉兴）医疗电子有限公司","世源科技（嘉兴）医疗电子有限公司"]
["003979219807610","00397921","C14020200000000103890004674","浙械注准20192140407","一次性使用无菌手术包","三孔介入包-基础配置：手术洞巾-桌布1个、手术洞巾-血管造影型1个；可选配置：一次性使用手术衣2个、一次性医用海绵棒2个、手术洞巾-大台罩1个、擦手纸4个、针盒1个、医用弹性绷带2个、手术灯手柄罩1个、一次性使用塑料钳1个、一次性使用塑料镊1个、样品杯1个、一次性手术器械罩2个；其他组件：一次性使用灭菌橡胶外科手套2个、医用脱脂纱布5个、脱脂棉球4个、盘1个","B型",null,null,"HCS00039","世源科技（嘉兴）医疗电子有限公司","世源科技（嘉兴）医疗电子有限公司"]
["003979219807611","00397921","C14020200000000103890006823","浙械注准20192140407","一次性使用无菌手术包","三孔介入包-基础配置：手术洞巾-桌布1个、手术洞巾-血管造影型1个；可选配置：一次性使用手术衣2个、一次性医用海绵棒2个、手术洞巾-大台罩1个、擦手纸3个、针盒1个、医用弹性绷带1个、手术灯手柄罩1个、一次性使用塑料钳1个、一次性使用塑料镊1个、样品杯3个、一次性手术器械罩3个；其他组件：一次性使用灭菌橡胶外科手套3个","B型",null,null,"HCS00039","世源科技（嘉兴）医疗电子有限公司","世源科技（嘉兴）医疗电子有限公司"]
["003979219807612","00397921","C14020200000000103890004564","浙械注准20192140407","一次性使用无菌手术包","三孔介入包-基础配置：手术洞巾-桌布1个、手术洞巾-血管造影型1个；可选配置：一次性使用手术衣2个、一次性医用海绵棒2个、手术洞巾-大台罩1个、擦手纸3个、针盒1个、医用弹性绷带2个、手术灯手柄罩1个、一次性使用塑料钳1个、一次性使用塑料镊1个、样品杯3个、一次性手术器械罩3个；其他组件：一次性使用灭菌橡胶外科手套3个、医用脱脂纱布5个、脱脂棉球8个、盘1个","B型",null,null,"HCS00039","世源科技（嘉兴）医疗电子有限公司","世源科技（嘉兴）医疗电子有限公司"]
["003979219807613","00397921","C14020200000000103890006652","浙械注准20192140407","一次性使用无菌手术包","三孔介入包-基础配置：手术洞巾-桌布1个、手术洞巾-血管造影型1个；可选配置：一次性使用手术衣2个、一次性医用海绵棒2个、手术洞巾-大台罩1个、擦手纸4个、针盒1个、医用弹性绷带3个、手术灯手柄罩1个、一次性使用塑料钳1个、一次性使用塑料镊1个、样品杯2个、一次性手术器械罩3个；其他组件：一次性使用灭菌橡胶外科手套3个、医用脱脂纱布5个、脱脂棉球4个、剪刀1个","B型",null,null,"HCS00039","世源科技（嘉兴）医疗电子有限公司","世源科技（嘉兴）医疗电子有限公司"]
["003979219807614","00397921","C14020200000000103890008423","浙械注准20192140407","一次性使用无菌手术包","三孔介入包-基础配置：手术洞巾-桌布1个、手术洞巾-血管造影型1个；可选配置：一次性使用手术衣2个、一次性医用海绵棒2个、手术洞巾-大台罩1个、擦手纸4个、针盒1个、医用弹性绷带1个、手术灯手柄罩1个、一次性使用塑料钳1个、一次性使用塑料镊1个、样品杯1个、一次性手术器械罩1个；其他组件：一次性使用灭菌橡胶外科手套2个、医用脱脂纱布10个、脱脂棉球8个、剪刀1个","B型",null,null,"HCS00039","世源科技（嘉兴）医疗电子有限公司","世源科技（嘉兴）医疗电子有限公司"]
["003979219807615","00397921","C14020200000000103890003840","浙械注准20192140407","一次性使用无菌手术包","三孔介入包-基础配置：手术洞巾-桌布1个、手术洞巾-血管造影型1个；可选配置：一次性使用手术衣2个、一次性医用海绵棒2个、手术洞巾-大台罩1个、擦手纸3个、针盒1个、医用弹性绷带2个、手术灯手柄罩1个、一次性使用塑料钳1个、一次性使用塑料镊1个、样品杯3个、一次性手术器械罩1个；其他组件：一次性使用灭菌橡胶外科手套3个、医用脱脂纱布10个、脱脂棉球4个、盘1个","B型",null,null,"HCS00039","世源科技（嘉兴）医疗电子有限公司","世源科技（嘉兴）医疗电子有限公司"]
["003979219800171","00397921","C14020200000000103890007769","浙械注准20192140407","一次性使用无菌手术包","眼科包-基础配置：手术洞巾-桌布1个、手术洞巾-眼耳鼻喉型1个；可选配置：一次性使用手术衣2个、一次性医用海绵棒2个、手术洞巾-大台罩1个、擦手纸2个、针盒1个、医用弹性绷带3个、手术灯手柄罩1个、一次性使用塑料钳1个、一次性使用塑料镊1个、样品杯3个、一次性手术器械罩3个；其他组件：一次性使用灭菌橡胶外科手套2个、医用脱脂纱布5个、脱脂棉球4个、医用胶带2个","B型",null,null,"HCS00039","世源科技（嘉兴）医疗电子有限公司","世源科技（嘉兴）医疗电子有限公司"]
["003979219800172","00397921","C14020200000000103890006016","浙械注准20192140407","一次性使用无菌手术包","眼科包-基础配置：手术洞巾-桌布1个、手术洞巾-普通外科型2个；可选配置：手术洞巾-大台罩1个、擦手纸3个、针盒1个、医用弹性绷带3个、手术灯手柄罩1个、一次性使用塑料钳1个、一次性使用塑料镊1个、样品杯1个、一次性手术器械罩1个；其他组件：一次性使用灭菌橡胶外科手套2个","A型",null,null,"HCS00039","世源科技（嘉兴）医疗电子有限公司","世源科技（嘉兴）医疗电子有限公司"]
["003979219800635","00397921","C14020200000000103890007356","浙械注准20192140407","一次性使用无菌手术包","肩关节包-基础配置：手术洞巾-桌布1个、手术洞巾-整形外科型1个；可选配置：一次性使用手术衣2个、一次性医用海绵棒2个、手术洞巾-大台罩1个、擦手纸1个、针盒1个、医用弹性绷带3个、手术灯手柄罩1个、一次性使用塑料钳1个、一次性使用塑料镊1个、样品杯2个、一次性手术器械罩1个；其他组件：一次性使用灭菌橡胶外科手套3个、医用脱脂纱布5个、脱脂棉球4个、医用胶带2个","B型",null,null,"HCS00039","世源科技（嘉兴）医疗电子有限公司","世源科技（嘉兴）医疗电子有限公司"]
["003979219800636","00397921","C14020200000000103890008494","浙械注准20192140407","一次性使用无菌手术包","肩关节包-基础配置：手术洞巾-桌布1个、手术洞巾-整形外科型1个；可选配置：一次性使用手术衣2个、一次性医用海绵棒2个、手术洞巾-大台罩1个、擦手纸1个、针盒1个、医用弹性绷带2个、手术灯手柄罩1个、一次性使用塑料钳1个、一次性使用塑料镊1个、样品杯1个、一次性手术器械罩3个；其他组件：一次性使用灭菌橡胶外科手套2个、医用脱脂纱布10个、脱脂棉球8个、垃圾袋1个","B型",null,null,"HCS00039","世源科技（嘉兴）医疗电子有限公司","世源科技（嘉兴）医疗电子有限公司"]
["003979219807489","00397921","C14020200000000103890004179","浙械注准20192140407","一次性使用无菌手术包","骨科包-基础配置：手术洞巾-桌布1个、手术洞巾-整形外科型1个；可选配置：一次性使用手术衣2个、一次性医用海绵棒2个、手术洞巾-大台罩1个、擦手纸3个、针盒1个、医用弹性绷带1个、手术灯手柄罩1个、一次性使用塑料钳1个、一次性使用塑料镊1个、样品杯3个、一次性手术器械罩3个；其他组件：一次性使用灭菌橡胶外科手套2个、医用脱脂纱布10个、脱脂棉球4个、垃圾袋1个","B型",null,null,"HCS00039","世源科技（嘉兴）医疗电子有限公司","世源科技（嘉兴）医疗电子有限公司"]
["003979219802003","00397921","C14020200000000103890005691","浙械注准20192140407","一次性使用无菌手术包","甲状腺包-基础配置：手术洞巾-桌布1个、手术洞巾-心血管型1个；可选配置：手一次性使用手术衣2个、一次性医用海绵棒2个、术洞巾-大台罩1个、擦手纸2个、针盒1个、医用弹性绷带2个、手术灯手柄罩1个、一次性使用塑料钳1个、一次性使用塑料镊1个、样品杯2个、一次性手术器械罩2个；其他组件：一次性使用灭菌橡胶外科手套3个、医用脱脂纱布5个、脱脂棉球8个、剪刀1个","B型",null,null,"HCS00039","世源科技（嘉兴）医疗电子有限公司","世源科技（嘉兴）医疗电子有限公司"]
["003979219802004","00397921","C14020200000000103890008632","浙械注准20192140407","一次性使用无菌手术包","甲状腺包-基础配置：手术洞巾-桌布1个、手术洞巾-心血管型1个；可选配置：手一次性使用手术衣2个、一次性医用海绵棒2个、术洞巾-大台罩1个、擦手纸2个、针盒1个、医用弹性绷带1个","B型",null,null,"HCS00039","世源科技（嘉兴）医疗电子有限公司","世源科技（嘉兴）医疗电子有限公司"]
["003979219804989","00397921","C14020200000000103890007121","浙械注准20192140407","一次性使用无菌手术包","膝关节手术包-基础配置：手术洞巾-桌布1个、手术洞巾-整形外科型1个；可选配置：一次性使用手术衣2个、一次性医用海绵棒2个、手术洞巾-大台罩1个、擦手纸1个、针盒1个、医用弹性绷带2个、手术灯手柄罩1个、一次性使用塑料钳1个、一次性使用塑料镊1个、样品杯2个、一次性手术器械罩1个；其他组件：一次性使用灭菌橡胶外科手套3个、医用脱脂纱布10个、脱脂棉球8个、医用胶带2个","B型",null,null,"HCS00039","世源科技（嘉兴）医疗电子有限公司","世源科技（嘉兴）医疗电子有限公司"]
["003979219804992","00397921","C14020200000000103890008214","浙械注准20192140407","一次性使用无菌手术包","腹腔镜包-基础配置：手术洞巾-桌布1个、手术洞巾-普通外科型2个；可选配置：手术洞巾-大台罩1个、擦手纸2个、针盒1个、医用弹性绷带1个、手术灯手柄罩1个、一次性使用塑料钳1个、一次性使用塑料镊1个","A型",null,null,"HCS00039","世源科技（嘉兴）医疗电子有限公司","世源科技（嘉兴）医疗电子有限公司"]
["003979219803837","00397921","C14020200000000103890005332","浙械注准20192140407","一次性使用无菌手术包","四孔介入包-基础配置：手术洞巾-桌布1个、手术洞巾-血管造影型1个；可选配置：一次性使用手术衣2个、一次性医用海绵棒2个、手术洞巾-大台罩1个、擦手纸2个、针盒1个","B型",null,null,"HCS00039","世源科技（嘉兴）医疗电子有限公司","世源科技（嘉兴）医疗电子有限公司"]
["003979219803838","00397921","C14020200000000103890006996","浙械注准20192140407","一次性使用无菌手术包","四孔介入包-基础配置：手术洞巾-桌布1个、手术洞巾-血管造影型1个；可选配置：一次性使用手术衣2个、一次性医用海绵棒2个、手术洞巾-大台罩1个、擦手纸1个、针盒1个、医用弹性绷带3个、手术灯手柄罩1个、一次性使用塑料钳1个、一次性使用塑料镊1个、样品杯2个、一次性手术器械罩3个；其他组件：一次性使用灭菌橡胶外科手套2个、医用脱脂纱布10个、脱脂棉球8个","B型",null,null,"HCS00039","世源科技（嘉兴）医疗电子有限公司","世源科技（嘉兴）医疗电子有限公司"]
["003979219803839","00397921","C14020200000000103890007262","浙械注准20192140407","一次性使用无菌手术包","四孔介入包-基础配置：手术洞巾-桌布1个、手术洞巾-血管造影型1个；可选配置：一次性使用手术衣2个、一次性医用海绵棒2个、手术洞巾-大台罩1个、擦手纸1个、针盒1个、医用弹性绷带1个、手术灯手柄罩1个、一次性使用塑料钳1个、一次性使用塑料镊1个、样品杯3个、一次性手术器械罩1个；其他组件：一次性使用灭菌橡胶外科手套3个、医用脱脂纱布10个、脱脂棉球4个","B型",null,null,"HCS00039","世源科技（嘉兴）医疗电子有限公司","世源科技（嘉兴）医疗电子有限公司"]
["003979219803850","00397921","C14020200000000103890004183","浙械注准20192140407","一次性使用无菌手术包","脑科包-基础配置：手术洞巾-桌布1个、手术洞巾-整形外科型1个；可选配置：一次性使用手术衣2个、一次性医用海绵棒2个、手术洞巾-大台罩1个、擦手纸2个、针盒1个、医用弹性绷带2个、手术灯手柄罩1个、一次性使用塑料钳1个、一次性使用塑料镊1个、样品杯3个、一次性手术器械罩2个；其他组件：一次性使用灭菌橡胶外科手套3个","B型",null,null,"HCS00039","世源科技（嘉兴）医疗电子有限公司","世源科技（嘉兴）医疗电子有限公司"]
["003979219800371","00397921","C14020200000000103890005491","浙械注准20192140407","一次性使用无菌手术包","泌尿碎石包-基础配置：手术洞巾-桌布1个、手术洞巾-普通外科型1个；可选配置：手术洞巾-大台罩1个、擦手纸4个、针盒1个、医用弹性绷带1个、手术灯手柄罩1个、一次性使用塑料钳1个、一次性使用塑料镊1个、样品杯3个、一次性手术器械罩3个","A型",null,null,"HCS00039","世源科技（嘉兴）医疗电子有限公司","世源科技（嘉兴）医疗电子有限公司"]
["003979219800085","00397921","C14020200000000103890006440","浙械注准20192140407","一次性使用无菌手术包","眼科包-基础配置：手术洞巾-桌布1个、手术洞巾-眼耳鼻喉型1个；可选配置：一次性使用手术衣2个、一次性医用海绵棒2个、手术洞巾-大台罩1个、擦手纸3个、针盒1个、医用弹性绷带1个、手术灯手柄罩1个、一次性使用塑料钳1个、一次性使用塑料镊1个、样品杯3个、一次性手术器械罩1个；其他组件：一次性使用灭菌橡胶外科手套3个、医用脱脂纱布5个、脱脂棉球4个、垃圾袋1个","B型",null,null,"HCS00039","世源科技（嘉兴）医疗电子有限公司","世源科技（嘉兴）医疗电子有限公司"]
["003979219800086","00397921","C14020200000000103890009652","浙械注准20192140407","一次性使用无菌手术包","眼科包-基础配置：手术洞巾-桌布1个、手术洞巾-眼耳鼻喉型1个；可选配置：一次性使用手术衣2个、一次性医用海绵棒2个、手术洞巾-大台罩1个、擦手纸2个、针盒1个、医用弹性绷带2个、手术灯手柄罩1个、一次性使用塑料钳1个、一次性使用塑料镊1个、样品杯1个、一次性手术器械罩3个；其他组件：一次性使用灭菌橡胶外科手套2个、医用脱脂纱布10个","B型",null,null,"HCS00039","世源科技（嘉兴）医疗电子有限公司","世源科技（嘉兴）医疗电子有限公司"]
["003979219800087","00397921","C14020200000000103890005981","浙械注准20192140407","一次性使用无菌手术包","眼科包-基础配置：手术洞巾-桌布1个、手术洞巾-普通外科型2个；可选配置：手术洞巾-大台罩1个、擦手纸2个、针盒1个、医用弹性绷带1个、手术灯手柄罩1个、一次性使用塑料钳1个、一次性使用塑料镊1个","A型",null,null,"HCS00039","世源科技（嘉兴）医疗电子有限公司","世源科技（嘉兴）医疗电子有限公司"]
["003979219803918","00397921","C14020200000000103890009340","浙械注准20192140407","一次性使用无菌手术包","三孔介入包-基础配置：手术洞巾-桌布1个、手术洞巾-血管造影型1个；可选配置：一次性使用手术衣2个、一次性医用海绵棒2个、手术洞巾-大台罩1个、擦手纸1个、针盒1个、医用弹性绷带2个、手术灯手柄罩1个、一次性使用塑料钳1个、一次性使用塑料镊1个、样品杯1个、一次性手术器械罩1个；其他组件：一次性使用灭菌橡胶外科手套2个、医用脱脂纱布5个、脱脂棉球8个、盘1个","B型",null,null,"HCS00039","世源科技（嘉兴）医疗电子有限公司","世源科技（嘉兴）医疗电子有限公司"]
["003979219803940","00397921","C14020200000000103890005303","浙械注准20192140407","一次性使用无菌手术包","四肢手术包-基础配置：手术洞巾-桌布1个、手术洞巾-普通外科型1个；可选配置：手术洞巾-大台罩1个、擦手纸2个、针盒1个、医用弹性绷带2个、手术灯手柄罩1个、一次性使用塑料钳1个、一次性使用塑料镊1个、样品杯2个、一次性手术器械罩3个；其他组件：一次性使用灭菌橡胶外科手套2个、医用脱脂纱布5个、脱脂棉球4个、垃圾袋1个","A型",null,null,"HCS00039","世源科技（嘉兴）医疗电子有限公司","世源科技（嘉兴）医疗电子有限公司"]
["003979219803941","00397921","C14020200000000103890003463","浙械注准20192140407","一次性使用无菌手术包","四肢手术包-基础配置：手术洞巾-桌布1个、手术洞巾-普通外科型1个；可选配置：手术洞巾-大台罩1个、擦手纸4个、针盒1个、医用弹性绷带2个、手术灯手柄罩1个、一次性使用塑料钳1个、一次性使用塑料镊1个、样品杯1个、一次性手术器械罩3个；其他组件：一次性使用灭菌橡胶外科手套2个、医用脱脂纱布10个、脱脂棉球4个、医用胶带2个","A型",null,null,"HCS00039","世源科技（嘉兴）医疗电子有限公司","世源科技（嘉兴）医疗电子有限公司"]
["003979219800372","00397921","C14020200000000103890008666","浙械注准20192140407","一次性使用无菌手术包","泌尿碎石包-基础配置：手术洞巾-桌布1个、手术洞巾-膀胱镜检查型1个；可选配置一次性使用手术衣2个、一次性医用海绵棒2个、：手术洞巾-大台罩1个、擦手纸2个、针盒1个、医用弹性绷带2个、手术灯手柄罩1个、一次性使用塑料钳1个、一次性使用塑料镊1个、样品杯3个、一次性手术器械罩1个；其他组件：一次性使用灭菌橡胶外科手套3个、医用脱脂纱布5个","B型",null,null,"HCS00039","世源科技（嘉兴）医疗电子有限公司","世源科技（嘉兴）医疗电子有限公司"]
["003979219801492","00397921","C14020200000000103890005779","浙械注准20192140407","一次性使用无菌手术包","三孔介入包-基础配置：手术洞巾-桌布1个、手术洞巾-普通外科型2个；可选配置：手术洞巾-大台罩1个、擦手纸3个、针盒1个、医用弹性绷带3个、手术灯手柄罩1个、一次性使用塑料钳1个、一次性使用塑料镊1个、样品杯2个、一次性手术器械罩2个；其他组件：一次性使用灭菌橡胶外科手套3个、医用脱脂纱布5个、脱脂棉球4个、剪刀1个","A型",null,null,"HCS00039","世源科技（嘉兴）医疗电子有限公司","世源科技（嘉兴）医疗电子有限公司"]
["003979219801503","00397921","C14020200000000103890007807","浙械注准20192140407","一次性使用无菌手术包","三孔介入包-基础配置：手术洞巾-桌布1个、手术洞巾-普通外科型1个；可选配置：手术洞巾-大台罩1个、擦手纸2个、针盒1个、医用弹性绷带2个、手术灯手柄罩1个、一次性使用塑料钳1个、一次性使用塑料镊1个、样品杯2个、一次性手术器械罩3个；其他组件：一次性使用灭菌橡胶外科手套2个、医用脱脂纱布5个、脱脂棉球4个、垃圾袋1个","A型",null,null,"HCS00039","世源科技（嘉兴）医疗电子有限公司","世源科技（嘉兴）医疗电子有限公司"]
["003979219804408","00397921","C14020200000000103890007991","浙械注准20192140407","一次性使用无菌手术包","剖腹产包-基础配置：手术洞巾-桌布1个、手术洞巾-普通外科型1个；可选配置：手术洞巾-大台罩1个、擦手纸4个、针盒1个、医用弹性绷带3个、手术灯手柄罩1个、一次性使用塑料钳1个、一次性使用塑料镊1个、样品杯2个、一次性手术器械罩2个；其他组件：一次性使用灭菌橡胶外科手套3个、医用脱脂纱布5个、脱脂棉球8个、盘1个","A型",null,null,"HCS00039","世源科技（嘉兴）医疗电子有限公司","世源科技（嘉兴）医疗电子有限公司"]
["003979219804409","00397921","C14020200000000103890005592","浙械注准20192140407","一次性使用无菌手术包","剖腹产包-基础配置：手术洞巾-桌布1个、手术洞巾-普通外科型2个；可选配置：手术洞巾-大台罩1个、擦手纸2个、针盒1个、医用弹性绷带1个、手术灯手柄罩1个、一次性使用塑料钳1个、一次性使用塑料镊1个","A型",null,null,"HCS00039","世源科技（嘉兴）医疗电子有限公司","世源科技（嘉兴）医疗电子有限公司"]
["003979219804422","00397921","C14020200000000103890009501","浙械注准20192140407","一次性使用无菌手术包","普胸包-基础配置：手术洞巾-桌布1个、手术洞巾-心血管型1个；可选配置：手一次性使用手术衣2个、一次性医用海绵棒2个、术洞巾-大台罩1个、擦手纸2个、针盒1个、医用弹性绷带2个、手术灯手柄罩1个、一次性使用塑料钳1个、一次性使用塑料镊1个、样品杯1个、一次性手术器械罩2个；其他组件：一次性使用灭菌橡胶外科手套3个、医用脱脂纱布10个、脱脂棉球4个、盘1个","B型",null,null,"HCS00039","世源科技（嘉兴）医疗电子有限公司","世源科技（嘉兴）医疗电子有限公司"]
["003979219804423","00397921","C14020200000000103890006423","浙械注准20192140407","一次性使用无菌手术包","三孔介入包-基础配置：手术洞巾-桌布1个、手术洞巾-血管造影型1个；可选配置：一次性使用手术衣2个、一次性医用海绵棒2个、手术洞巾-大台罩1个、擦手纸1个、针盒1个、医用弹性绷带3个、手术灯手柄罩1个、一次性使用塑料钳1个、一次性使用塑料镊1个、样品杯1个、一次性手术器械罩2个；其他组件：一次性使用灭菌橡胶外科手套2个、医用脱脂纱布5个、脱脂棉球4个、剪刀1个","B型",null,null,"HCS00039","世源科技（嘉兴）医疗电子有限公司","世源科技（嘉兴）医疗电子有限公司"]
["003979219804424","00397921","C14020200000000103890009368","浙械注准20192140407","一次性使用无菌手术包","三孔介入包-基础配置：手术洞巾-桌布1个、手术洞巾-普通外科型2个；可选配置：手术洞巾-大台罩1个、擦手纸2个、针盒1个、医用弹性绷带1个、手术灯手柄罩1个、一次性使用塑料钳1个、一次性使用塑料镊1个","A型",null,null,"HCS00039","世源科技（嘉兴）医疗电子有限公司","世源科技（嘉兴）医疗电子有限公司"]
["003979219804456","00397921","C14020200000000103890003128","浙械注准20192140407","一次性使用无菌手术包","四肢手术包-基础配置：手术洞巾-桌布1个、手术洞巾-普通外科型1个；可选配置：手术洞巾-大台罩1个、擦手纸4个、针盒1个、医用弹性绷带1个、手术灯手柄罩1个、一次性使用塑料钳1个、一次性使用塑料镊1个、样品杯3个、一次性手术器械罩3个","A型",null,null,"HCS00039","世源科技（嘉兴）医疗电子有限公司","世源科技（嘉兴）医疗电子有限公司"]
["003979219801551","00397921","C14020200000000103890003576","浙械注准20192140407","一次性使用无菌手术包","骨科包-基础配置：手术洞巾-桌布1个、手术洞巾-整形外科型1个；可选配置：一次性使用手术衣2个、一次性医用海绵棒2个、手术洞巾-大台罩1个、擦手纸1个、针盒1个、医用弹性绷带2个、手术灯手柄罩1个、一次性使用塑料钳1个、一次性使用塑料镊1个、样品杯2个、一次性手术器械罩1个；其他组件：一次性使用灭菌橡胶外科手套3个、医用脱脂纱布10个、脱脂棉球8个、医用胶带2个","B型",null,null,"HCS00039","世源科技（嘉兴）医疗电子有限公司","世源科技（嘉兴）医疗电子有限公司"]
["003979219801583","00397921","C14020200000000103890005504","浙械注准20192140407","一次性使用无菌手术包","泌尿穿刺包-基础配置：手术洞巾-桌布1个、手术洞巾-普通外科型1个；可选配置：手术洞巾-大台罩1个、擦手纸4个、针盒1个、医用弹性绷带1个、手术灯手柄罩1个、一次性使用塑料钳1个、一次性使用塑料镊1个、样品杯3个、一次性手术器械罩3个","A型",null,null,"HCS00039","世源科技（嘉兴）医疗电子有限公司","世源科技（嘉兴）医疗电子有限公司"]
["003979219801632","00397921","C14020200000000103890005616","浙械注准20192140407","一次性使用无菌手术包","骨科包-基础配置：手术洞巾-桌布1个、手术洞巾-普通外科型1个；可选配置：手术洞巾-大台罩1个、擦手纸4个、针盒1个、医用弹性绷带2个、手术灯手柄罩1个、一次性使用塑料钳1个、一次性使用塑料镊1个、样品杯2个、一次性手术器械罩1个；其他组件：一次性使用灭菌橡胶外科手套2个、医用脱脂纱布10个、脱脂棉球8个","A型",null,null,"HCS00039","世源科技（嘉兴）医疗电子有限公司","世源科技（嘉兴）医疗电子有限公司"]
["003979219805607","00397921","C14020200000000103890005277","浙械注准20192140407","一次性使用无菌手术包","外科通用包-基础配置：手术洞巾-桌布1个、手术洞巾-整形外科型1个；可选配置：一次性使用手术衣2个、一次性医用海绵棒2个、手术洞巾-大台罩1个、擦手纸1个、针盒1个、医用弹性绷带3个、手术灯手柄罩1个、一次性使用塑料钳1个、一次性使用塑料镊1个、样品杯2个、一次性手术器械罩1个；其他组件：一次性使用灭菌橡胶外科手套2个、医用脱脂纱布5个、脱脂棉球8个、盘1个","B型",null,null,"HCS00039","世源科技（嘉兴）医疗电子有限公司","世源科技（嘉兴）医疗电子有限公司"]
["003979219805608","00397921","C14020200000000103890005446","浙械注准20192140407","一次性使用无菌手术包","外科通用包-基础配置：手术洞巾-桌布1个、手术洞巾-整形外科型1个；可选配置：一次性使用手术衣2个、一次性医用海绵棒2个、手术洞巾-大台罩1个、擦手纸4个、针盒1个、医用弹性绷带1个、手术灯手柄罩1个、一次性使用塑料钳1个、一次性使用塑料镊1个、样品杯1个、一次性手术器械罩3个；其他组件：一次性使用灭菌橡胶外科手套2个、医用脱脂纱布10个、脱脂棉球8个、垃圾袋1个","B型",null,null,"HCS00039","世源科技（嘉兴）医疗电子有限公司","世源科技（嘉兴）医疗电子有限公司"]
["003979219805629","00397921","C14020200000000103890007873","浙械注准20192140407","一次性使用无菌手术包","骨科包-基础配置：手术洞巾-桌布1个、手术洞巾-整形外科型1个；可选配置：一次性使用手术衣2个、一次性医用海绵棒2个、手术洞巾-大台罩1个、擦手纸2个、针盒1个、医用弹性绷带3个、手术灯手柄罩1个、一次性使用塑料钳1个、一次性使用塑料镊1个、样品杯2个、一次性手术器械罩3个；其他组件：一次性使用灭菌橡胶外科手套3个、医用脱脂纱布5个、脱脂棉球8个、医用胶带2个","B型",null,null,"HCS00039","世源科技（嘉兴）医疗电子有限公司","世源科技（嘉兴）医疗电子有限公司"]
["003979219805684","00397921","C14020200000000103890006787","浙械注准20192140407","一次性使用无菌手术包","普胸包-基础配置：手术洞巾-桌布1个、手术洞巾-心血管型1个；可选配置：手一次性使用手术衣2个、一次性医用海绵棒2个、术洞巾-大台罩1个、擦手纸4个、针盒1个、医用弹性绷带1个、手术灯手柄罩1个、一次性使用塑料钳1个、一次性使用塑料镊1个、样品杯3个、一次性手术器械罩1个；其他组件：一次性使用灭菌橡胶外科手套2个、医用脱脂纱布10个、脱脂棉球4个、剪刀1个","B型",null,null,"HCS00039","世源科技（嘉兴）医疗电子有限公司","世源科技（嘉兴）医疗电子有限公司"]
["003979219805685","00397921","C14020200000000103890004919","浙械注准20192140407","一次性使用无菌手术包","普胸包-基础配置：手术洞巾-桌布1个、手术洞巾-心血管型1个；可选配置：手一次性使用手术衣2个、一次性医用海绵棒2个、术洞巾-大台罩1个、擦手纸4个、针盒1个、医用弹性绷带1个、手术灯手柄罩1个、一次性使用塑料钳1个、一次性使用塑料镊1个、样品杯1个、一次性手术器械罩3个；其他组件：一次性使用灭菌橡胶外科手套3个","B型",null,null,"HCS00039","世源科技（嘉兴）医疗电子有限公司","世源科技（嘉兴）医疗电子有限公司"]
["003979219805686","00397921","C14020200000000103890003856","浙械注准20192140407","一次性使用无菌手术包","普胸包-基础配置：手术洞巾-桌布1个、手术洞巾-心血管型1个；可选配置：手一次性使用手术衣2个、一次性医用海绵棒2个、术洞巾-大台罩1个、擦手纸3个、针盒1个、医用弹性绷带2个、手术灯手柄罩1个、一次性使用塑料钳1个、一次性使用塑料镊1个、样品杯2个、一次性手术器械罩2个；其他组件：一次性使用灭菌橡胶外科手套2个、医用脱脂纱布10个、脱脂棉球4个、垃圾袋1个","B型",null,null,"HCS00039","世源科技（嘉兴）医疗电子有限公司","世源科技（嘉兴）医疗电子有限公司"]
["003979219805687","00397921","C14020200000000103890003593","浙械注准20192140407","一次性使用无菌手术包","普胸包-基础配置：手术洞巾-桌布1个、手术洞巾-心血管型1个；可选配置：手一次性使用手术衣2个、一次性医用海绵棒2个、术洞巾-大台罩1个、擦手纸3个、针盒1个、医用弹性绷带1个、手术灯手柄罩1个、一次性使用塑料钳1个、一次性使用塑料镊1个、样品杯2个、一次性手术器械罩2个；其他组件：一次性使用灭菌橡胶外科手套3个、医用脱脂纱布5个","B型",null,null,"HCS00039","世源科技（嘉兴）医疗电子有限公司","世源科技（嘉兴）医疗电子有限公司"]
["003979219805688","00397921","C14020200000000103890006148","浙械注准20192140407","一次性使用无菌手术包","普胸包-基础配置：手术洞巾-桌布1个、手术洞巾-心血管型1个；可选配置：手一次性使用手术衣2个、一次性医用海绵棒2个、术洞巾-大台罩1个、擦手纸3个、针盒1个、医用弹性绷带1个、手术灯手柄罩1个、一次性使用塑料钳1个、一次性使用塑料镊1个、样品杯2个、一次性手术器械罩3个；其他组件：一次性使用灭菌橡胶外科手套3个、医用脱脂纱布5个、脱脂棉球8个、垃圾袋1个","B型",null,null,"HCS00039","世源科技（嘉兴）医疗电子有限公司","世源科技（嘉兴）医疗电子有限公司"]
["003979219805689","00397921","C14020200000000103890008525","浙械注准20192140407","一次性使用无菌手术包","普胸包-基础配置：手术洞巾-桌布1个、手术洞巾-心血管型1个；可选配置：手一次性使用手术衣2个、一次性医用海绵棒2个、术洞巾-大台罩1个、擦手纸2个、针盒1个、医用弹性绷带3个、手术灯手柄罩1个、一次性使用塑料钳1个、一次性使用塑料镊1个、样品杯3个、一次性手术器械罩3个；其他组件：一次性使用灭菌橡胶外科手套2个、医用脱脂纱布5个、脱脂棉球4个、医用胶带2个","B型",null,null,"HCS00039","世源科技（嘉兴）医疗电子有限公司","世源科技（嘉兴）医疗电子有限公司"]
["003979219805690","00397921","C14020200000000103890009431","浙械注准20192140407","一次性使用无菌手术包","普胸包-基础配置：手术洞巾-桌布1个、手术洞巾-心血管型1个；可选配置：手一次性使用手术衣2个、一次性医用海绵棒2个、术洞巾-大台罩1个、擦手纸3个、针盒1个、医用弹性绷带2个、手术灯手柄罩1个、一次性使用塑料钳1个、一次性使用塑料镊1个、样品杯2个、一次性手术器械罩1个；其他组件：一次性使用灭菌橡胶外科手套2个、医用脱脂纱布10个、脱脂棉球4个、医用胶带2个","B型",null,null,"HCS00039","世源科技（嘉兴）医疗电子有限公司","世源科技（嘉兴）医疗电子有限公司"]
["003979219805716","00397921","C14020200000000103890003182","浙械注准20192140407","一次性使用无菌手术包","外科通用包-基础配置：手术洞巾-桌布1个、手术洞巾-普通外科型2个；可选配置：手术洞巾-大台罩1个、擦手纸3个、针盒1个、医用弹性绷带3个、手术灯手柄罩1个、一次性使用塑料钳1个、一次性使用塑料镊1个、样品杯1个、一次性手术器械罩1个；其他组件：一次性使用灭菌橡胶外科手套2个","A型",null,null,"HCS00039","世源科技（嘉兴）医疗电子有限公司","世源科技（嘉兴）医疗电子有限公司"]
["003979219805720","00397921","C14020200000000103890004026","浙械注准20192140407","一次性使用无菌手术包","外科通用包-基础配置：手术洞巾-桌布1个、手术洞巾-整形外科型1个；可选配置：一次性使用手术衣2个、一次性医用海绵棒2个、手术洞巾-大台罩1个、擦手纸4个、针盒1个、医用弹性绷带1个、手术灯手柄罩1个、一次性使用塑料钳1个、一次性使用塑料镊1个、样品杯3个、一次性手术器械罩1个；其他组件：一次性使用灭菌橡胶外科手套3个、医用脱脂纱布5个、脱脂棉球8个、垃圾袋1个","B型",null,null,"HCS00039","世源科技（嘉兴）医疗电子有限公司","世源科技（嘉兴）医疗电子有限公司"]
["003979219805721","00397921","C14020200000000103890007275","浙械注准20192140407","一次性使用无菌手术包","外科通用包-基础配置：手术洞巾-桌布1个、手术洞巾-整形外科型1个；可选配置：一次性使用手术衣2个、一次性医用海绵棒2个、手术洞巾-大台罩1个、擦手纸4个、针盒1个、医用弹性绷带1个、手术灯手柄罩1个、一次性使用塑料钳1个、一次性使用塑料镊1个、样品杯2个、一次性手术器械罩1个；其他组件：一次性使用灭菌橡胶外科手套2个、医用脱脂纱布10个、脱脂棉球8个、医用胶带2个","B型",null,null,"HCS00039","世源科技（嘉兴）医疗电子有限公司","世源科技（嘉兴）医疗电子有限公司"]
["003979219805722","00397921","C14020200000000103890006721","浙械注准20192140407","一次性使用无菌手术包","外科通用包-基础配置：手术洞巾-桌布1个、手术洞巾-整形外科型1个；可选配置：一次性使用手术衣2个、一次性医用海绵棒2个、手术洞巾-大台罩1个、擦手纸3个、针盒1个、医用弹性绷带3个、手术灯手柄罩1个、一次性使用塑料钳1个、一次性使用塑料镊1个、样品杯3个、一次性手术器械罩2个；其他组件：一次性使用灭菌橡胶外科手套3个、医用脱脂纱布5个、脱脂棉球4个、垃圾袋1个","B型",null,null,"HCS00039","世源科技（嘉兴）医疗电子有限公司","世源科技（嘉兴）医疗电子有限公司"]
["003979219805723","00397921","C14020200000000103890002689","浙械注准20192140407","一次性使用无菌手术包","外科通用包-基础配置：手术洞巾-桌布1个、手术洞巾-整形外科型1个；可选配置：一次性使用手术衣2个、一次性医用海绵棒2个、手术洞巾-大台罩1个、擦手纸3个、针盒1个、医用弹性绷带2个、手术灯手柄罩1个、一次性使用塑料钳1个、一次性使用塑料镊1个、样品杯1个、一次性手术器械罩2个；其他组件：一次性使用灭菌橡胶外科手套2个、医用脱脂纱布10个、脱脂棉球4个、垃圾袋1个","B型",null,null,"HCS00039","世源科技（嘉兴）医疗电子有限公司","世源科技（嘉兴）医疗电子有限公司"]
["003979219805724","00397921","C14020200000000103890002940","浙械注准20192140407","一次性使用无菌手术包","外科通用包-基础配置：手术洞巾-桌布1个、手术洞巾-整形外科型1个；可选配置：一次性使用手术衣2个、一次性医用海绵棒2个、手术洞巾-大台罩1个、擦手纸2个、针盒1个、医用弹性绷带1个、手术灯手柄罩1个、一次性使用塑料钳1个、一次性使用塑料镊1个、样品杯3个、一次性手术器械罩3个；其他组件：一次性使用灭菌橡胶外科手套2个","B型",null,null,"HCS00039","世源科技（嘉兴）医疗电子有限公司","世源科技（嘉兴）医疗电子有限公司"]
["003979219805725","00397921","C14020200000000103890008621","浙械注准20192140407","一次性使用无菌手术包","外科通用包-基础配置：手术洞巾-桌布1个、手术洞巾-整形外科型1个；可选配置：一次性使用手术衣2个、一次性医用海绵棒2个、手术洞巾-大台罩1个、擦手纸3个、针盒1个、医用弹性绷带3个、手术灯手柄罩1个、一次性使用塑料钳1个、一次性使用塑料镊1个、样品杯2个、一次性手术器械罩1个；其他组件：一次性使用灭菌橡胶外科手套2个、医用脱脂纱布10个、脱脂棉球4个","B型",null,null,"HCS00039","世源科技（嘉兴）医疗电子有限公司","世源科技（嘉兴）医疗电子有限公司"]
["003979219805726","00397921","C14020200000000103890005538","浙械注准20192140407","一次性使用无菌手术包","外科通用包-基础配置：手术洞巾-桌布1个、手术洞巾-整形外科型1个；可选配置：一次性使用手术衣2个、一次性医用海绵棒2个、手术洞巾-大台罩1个、擦手纸4个、针盒1个、医用弹性绷带2个、手术灯手柄罩1个、一次性使用塑料钳1个、一次性使用塑料镊1个、样品杯1个、一次性手术器械罩1个；其他组件：一次性使用灭菌橡胶外科手套3个、医用脱脂纱布10个、脱脂棉球4个","B型",null,null,"HCS00039","世源科技（嘉兴）医疗电子有限公司","世源科技（嘉兴）医疗电子有限公司"]
["003979219805735","00397921","C14020200000000103890006904","浙械注准20192140407","一次性使用无菌手术包","泌尿穿刺包-基础配置：手术洞巾-桌布1个、手术洞巾-膀胱镜检查型1个；可选配置一次性使用手术衣2个、一次性医用海绵棒2个、：手术洞巾-大台罩1个、擦手纸3个、针盒1个、医用弹性绷带2个、手术灯手柄罩1个、一次性使用塑料钳1个、一次性使用塑料镊1个、样品杯3个、一次性手术器械罩1个；其他组件：一次性使用灭菌橡胶外科手套2个","B型",null,null,"HCS00039","世源科技（嘉兴）医疗电子有限公司","世源科技（嘉兴）医疗电子有限公司"]
["003979219805742","00397921","C14020200000000103890004967","浙械注准20192140407","一次性使用无菌手术包","脑科包-基础配置：手术洞巾-桌布1个、手术洞巾-普通外科型2个；可选配置：手术洞巾-大台罩1个、擦手纸3个、针盒1个、医用弹性绷带3个、手术灯手柄罩1个、一次性使用塑料钳1个、一次性使用塑料镊1个、样品杯1个、一次性手术器械罩1个；其他组件：一次性使用灭菌橡胶外科手套2个","A型",null,null,"HCS00039","世源科技（嘉兴）医疗电子有限公司","世源科技（嘉兴）医疗电子有限公司"]
["003979219802061","00397921","C14020200000000103890004516","浙械注准20192140407","一次性使用无菌手术包","肩关节包-基础配置：手术洞巾-桌布1个、手术洞巾-普通外科型1个；可选配置：手术洞巾-大台罩1个、擦手纸4个、针盒1个、医用弹性绷带2个、手术灯手柄罩1个、一次性使用塑料钳1个、一次性使用塑料镊1个、样品杯2个、一次性手术器械罩1个；其他组件：一次性使用灭菌橡胶外科手套2个、医用脱脂纱布10个、脱脂棉球8个","A型",null,null,"HCS00039","世源科技（嘉兴）医疗电子有限公司","世源科技（嘉兴）医疗电子有限公司"]
["003979219802062","00397921","C14020200000000103890007423","浙械注准20192140407","一次性使用无菌手术包","肩关节包-基础配置：手术洞巾-桌布1个、手术洞巾-普通外科型2个；可选配置：手术洞巾-大台罩1个、擦手纸2个、针盒1个、医用弹性绷带1个、手术灯手柄罩1个、一次性使用塑料钳1个、一次性使用塑料镊1个","A型",null,null,"HCS00039","世源科技（嘉兴）医疗电子有限公司","世源科技（嘉兴）医疗电子有限公司"]
["003979219802063","00397921","C14020200000000103890004535","浙械注准20192140407","一次性使用无菌手术包","肩关节包-基础配置：手术洞巾-桌布1个、手术洞巾-整形外科型1个；可选配置：一次性使用手术衣2个、一次性医用海绵棒2个、手术洞巾-大台罩1个、擦手纸3个、针盒1个、医用弹性绷带2个、手术灯手柄罩1个、一次性使用塑料钳1个、一次性使用塑料镊1个、样品杯3个、一次性手术器械罩3个；其他组件：一次性使用灭菌橡胶外科手套3个、医用脱脂纱布5个、脱脂棉球4个、垃圾袋1个","B型",null,null,"HCS00039","世源科技（嘉兴）医疗电子有限公司","世源科技（嘉兴）医疗电子有限公司"]
["003979219802075","00397921","C14020200000000103890003844","浙械注准20192140407","一次性使用无菌手术包","经皮肾包-基础配置：手术洞巾-桌布1个、手术洞巾-膀胱镜检查型1个；可选配置一次性使用手术衣2个、一次性医用海绵棒2个、：手术洞巾-大台罩1个、擦手纸1个、针盒1个、医用弹性绷带3个、手术灯手柄罩1个、一次性使用塑料钳1个、一次性使用塑料镊1个、样品杯1个、一次性手术器械罩2个；其他组件：一次性使用灭菌橡胶外科手套2个、医用脱脂纱布10个、脱脂棉球4个、剪刀1个","B型",null,null,"HCS00039","世源科技（嘉兴）医疗电子有限公司","世源科技（嘉兴）医疗电子有限公司"]
["003979219802039","00397921","C14020200000000103890008673","浙械注准20192140407","一次性使用无菌手术包","甲状腺包-基础配置：手术洞巾-桌布1个、手术洞巾-普通外科型2个；可选配置：手术洞巾-大台罩1个、擦手纸3个、针盒1个、医用弹性绷带3个、手术灯手柄罩1个、一次性使用塑料钳1个、一次性使用塑料镊1个、样品杯1个、一次性手术器械罩1个；其他组件：一次性使用灭菌橡胶外科手套2个","A型",null,null,"HCS00039","世源科技（嘉兴）医疗电子有限公司","世源科技（嘉兴）医疗电子有限公司"]
["003979219802416","00397921","C14020200000000103890002590","浙械注准20192140407","一次性使用无菌手术包","髋关节手术包-基础配置：手术洞巾-桌布1个、手术洞巾-整形外科型1个；可选配置：一次性使用手术衣2个、一次性医用海绵棒2个、手术洞巾-大台罩1个、擦手纸2个、针盒1个、医用弹性绷带2个、手术灯手柄罩1个、一次性使用塑料钳1个、一次性使用塑料镊1个、样品杯1个、一次性手术器械罩2个；其他组件：一次性使用灭菌橡胶外科手套2个、医用脱脂纱布10个、脱脂棉球4个、垃圾袋1个","B型",null,null,"HCS00039","世源科技（嘉兴）医疗电子有限公司","世源科技（嘉兴）医疗电子有限公司"]
["003979219805886","00397921","C14020200000000103890008011","浙械注准20192140407","一次性使用无菌手术包","两孔介入包-基础配置：手术洞巾-桌布1个、手术洞巾-血管造影型1个；可选配置：一次性使用手术衣2个、一次性医用海绵棒2个、手术洞巾-大台罩1个、擦手纸2个、针盒1个、医用弹性绷带1个、手术灯手柄罩1个、一次性使用塑料钳1个、一次性使用塑料镊1个、样品杯2个、一次性手术器械罩3个；其他组件：一次性使用灭菌橡胶外科手套2个、医用脱脂纱布10个、脱脂棉球8个","B型",null,null,"HCS00039","世源科技（嘉兴）医疗电子有限公司","世源科技（嘉兴）医疗电子有限公司"]
["003979219805887","00397921","C14020200000000103890009658","浙械注准20192140407","一次性使用无菌手术包","两孔介入包-基础配置：手术洞巾-桌布1个、手术洞巾-血管造影型1个；可选配置：一次性使用手术衣2个、一次性医用海绵棒2个、手术洞巾-大台罩1个、擦手纸4个、针盒1个、医用弹性绷带1个、手术灯手柄罩1个、一次性使用塑料钳1个、一次性使用塑料镊1个、样品杯1个、一次性手术器械罩3个；其他组件：一次性使用灭菌橡胶外科手套2个、医用脱脂纱布5个、脱脂棉球8个、盘1个","B型",null,null,"HCS00039","世源科技（嘉兴）医疗电子有限公司","世源科技（嘉兴）医疗电子有限公司"]
["003979219799783","00397921","C14020200000000103890008661","浙械注准20192140407","一次性使用无菌手术包","眼科包-基础配置：手术洞巾-桌布1个、手术洞巾-普通外科型1个；可选配置：手术洞巾-大台罩1个、擦手纸2个、针盒1个、医用弹性绷带2个、手术灯手柄罩1个、一次性使用塑料钳1个、一次性使用塑料镊1个、样品杯2个、一次性手术器械罩3个；其他组件：一次性使用灭菌橡胶外科手套2个、医用脱脂纱布5个、脱脂棉球4个、垃圾袋1个","A型",null,null,"HCS00039","世源科技（嘉兴）医疗电子有限公司","世源科技（嘉兴）医疗电子有限公司"]
["003979219802417","00397921","C14020200000000103890008692","浙械注准20192140407","一次性使用无菌手术包","髋关节手术包-基础配置：手术洞巾-桌布1个、手术洞巾-整形外科型1个；可选配置：一次性使用手术衣2个、一次性医用海绵棒2个、手术洞巾-大台罩1个、擦手纸2个、针盒1个、医用弹性绷带2个、手术灯手柄罩1个、一次性使用塑料钳1个、一次性使用塑料镊1个、样品杯2个、一次性手术器械罩2个；其他组件：一次性使用灭菌橡胶外科手套3个、医用脱脂纱布10个、脱脂棉球4个、盘1个","B型",null,null,"HCS00039","世源科技（嘉兴）医疗电子有限公司","世源科技（嘉兴）医疗电子有限公司"]
["003979219802418","00397921","C14020200000000103890002554","浙械注准20192140407","一次性使用无菌手术包","髋关节手术包-基础配置：手术洞巾-桌布1个、手术洞巾-整形外科型1个；可选配置：一次性使用手术衣2个、一次性医用海绵棒2个、手术洞巾-大台罩1个、擦手纸2个、针盒1个、医用弹性绷带2个、手术灯手柄罩1个、一次性使用塑料钳1个、一次性使用塑料镊1个、样品杯1个、一次性手术器械罩3个；其他组件：一次性使用灭菌橡胶外科手套2个、医用脱脂纱布5个、脱脂棉球8个、垃圾袋1个","B型",null,null,"HCS00039","世源科技（嘉兴）医疗电子有限公司","世源科技（嘉兴）医疗电子有限公司"]
["003979219802419","00397921","C14020200000000103890008447","浙械注准20192140407","一次性使用无菌手术包","髋关节手术包-基础配置：手术洞巾-桌布1个、手术洞巾-整形外科型1个；可选配置：一次性使用手术衣2个、一次性医用海绵棒2个、手术洞巾-大台罩1个、擦手纸2个、针盒1个、医用弹性绷带2个、手术灯手柄罩1个、一次性使用塑料钳1个、一次性使用塑料镊1个、样品杯1个、一次性手术器械罩3个；其他组件：一次性使用灭菌橡胶外科手套2个、医用脱脂纱布10个、脱脂棉球8个、垃圾袋1个","B型",null,null,"HCS00039","世源科技（嘉兴）医疗电子有限公司","世源科技（嘉兴）医疗电子有限公司"]
["003979219802420","00397921","C14020200000000103890005202","浙械注准20192140407","一次性使用无菌手术包","髋关节手术包-基础配置：手术洞巾-桌布1个、手术洞巾-整形外科型1个；可选配置：一次性使用手术衣2个、一次性医用海绵棒2个、手术洞巾-大台罩1个、擦手纸1个、针盒1个、医用弹性绷带2个、手术灯手柄罩1个、一次性使用塑料钳1个、一次性使用塑料镊1个、样品杯2个、一次性手术器械罩1个；其他组件：一次性使用灭菌橡胶外科手套3个、医用脱脂纱布10个、脱脂棉球8个、医用胶带2个","B型",null,null,"HCS00039","世源科技（嘉兴）医疗电子有限公司","世源科技（嘉兴）医疗电子有限公司"]
["003979219802421","00397921","C14020200000000103890004421","浙械注准20192140407","一次性使用无菌手术包","髋关节手术包-基础配置：手术洞巾-桌布1个、手术洞巾-整形外科型1个；可选配置：一次性使用手术衣2个、一次性医用海绵棒2个、手术洞巾-大台罩1个、擦手纸2个、针盒1个、医用弹性绷带2个、手术灯手柄罩1个、一次性使用塑料钳1个、一次性使用塑料镊1个、样品杯3个、一次性手术器械罩1个；其他组件：一次性使用灭菌橡胶外科手套2个","B型",null,null,"HCS00039","世源科技（嘉兴）医疗电子有限公司","世源科技（嘉兴）医疗电子有限公司"]
["003979219802422","00397921","C14020200000000103890006751","浙械注准20192140407","一次性使用无菌手术包","髋关节手术包-基础配置：手术洞巾-桌布1个、手术洞巾-整形外科型1个；可选配置：一次性使用手术衣2个、一次性医用海绵棒2个、手术洞巾-大台罩1个、擦手纸2个、针盒1个、医用弹性绷带2个、手术灯手柄罩1个、一次性使用塑料钳1个、一次性使用塑料镊1个、样品杯2个、一次性手术器械罩1个；其他组件：一次性使用灭菌橡胶外科手套3个、医用脱脂纱布10个、脱脂棉球8个、医用胶带2个","B型",null,null,"HCS00039","世源科技（嘉兴）医疗电子有限公司","世源科技（嘉兴）医疗电子有限公司"]
["003979219800185","00397921","C14020200000000103890008418","浙械注准20192140407","一次性使用无菌手术包","腹腔镜包-基础配置：手术洞巾-桌布1个、手术洞巾-普通外科型1个；可选配置：手术洞巾-大台罩1个、擦手纸2个、针盒1个、医用弹性绷带2个、手术灯手柄罩1个、一次性使用塑料钳1个、一次性使用塑料镊1个、样品杯2个、一次性手术器械罩3个；其他组件：一次性使用灭菌橡胶外科手套2个、医用脱脂纱布5个、脱脂棉球4个、垃圾袋1个","A型",null,null,"HCS00039","世源科技（嘉兴）医疗电子有限公司","世源科技（嘉兴）医疗电子有限公司"]
["003979219804209","00397921","C14020200000000103890006986","浙械注准20192140407","一次性使用无菌手术包","肩关节包-基础配置：手术洞巾-桌布1个、手术洞巾-整形外科型1个；可选配置：一次性使用手术衣2个、一次性医用海绵棒2个、手术洞巾-大台罩1个、擦手纸3个、针盒1个、医用弹性绷带3个、手术灯手柄罩1个、一次性使用塑料钳1个、一次性使用塑料镊1个、样品杯2个、一次性手术器械罩1个；其他组件：一次性使用灭菌橡胶外科手套2个、医用脱脂纱布10个、脱脂棉球4个","B型",null,null,"HCS00039","世源科技（嘉兴）医疗电子有限公司","世源科技（嘉兴）医疗电子有限公司"]
["003979219804210","00397921","C14020200000000103890003711","浙械注准20192140407","一次性使用无菌手术包","肩关节包-基础配置：手术洞巾-桌布1个、手术洞巾-整形外科型1个；可选配置：一次性使用手术衣2个、一次性医用海绵棒2个、手术洞巾-大台罩1个、擦手纸3个、针盒1个、医用弹性绷带1个、手术灯手柄罩1个、一次性使用塑料钳1个、一次性使用塑料镊1个、样品杯3个、一次性手术器械罩3个；其他组件：一次性使用灭菌橡胶外科手套2个、医用脱脂纱布5个","B型",null,null,"HCS00039","世源科技（嘉兴）医疗电子有限公司","世源科技（嘉兴）医疗电子有限公司"]
["003979219804211","00397921","C14020200000000103890002622","浙械注准20192140407","一次性使用无菌手术包","肩关节包-基础配置：手术洞巾-桌布1个、手术洞巾-整形外科型1个；可选配置：一次性使用手术衣2个、一次性医用海绵棒2个、手术洞巾-大台罩1个、擦手纸4个、针盒1个、医用弹性绷带1个、手术灯手柄罩1个、一次性使用塑料钳1个、一次性使用塑料镊1个、样品杯3个、一次性手术器械罩1个；其他组件：一次性使用灭菌橡胶外科手套3个、医用脱脂纱布5个、脱脂棉球8个、垃圾袋1个","B型",null,null,"HCS00039","世源科技（嘉兴）医疗电子有限公司","世源科技（嘉兴）医疗电子有限公司"]
["003979219800293","00397921","C14020200000000103890008836","浙械注准20192140407","一次性使用无菌手术包","经皮肾包-基础配置：手术洞巾-桌布1个、手术洞巾-普通外科型1个；可选配置：手术洞巾-大台罩1个、擦手纸2个、针盒1个、医用弹性绷带2个、手术灯手柄罩1个、一次性使用塑料钳1个、一次性使用塑料镊1个、样品杯2个、一次性手术器械罩3个；其他组件：一次性使用灭菌橡胶外科手套2个、医用脱脂纱布5个、脱脂棉球4个、垃圾袋1个","A型",null,null,"HCS00039","世源科技（嘉兴）医疗电子有限公司","世源科技（嘉兴）医疗电子有限公司"]
["003979219800423","00397921","C14020200000000103890003126","浙械注准20192140407","一次性使用无菌手术包","甲状腺包-基础配置：手术洞巾-桌布1个、手术洞巾-普通外科型2个；可选配置：手术洞巾-大台罩1个、擦手纸2个、针盒1个、医用弹性绷带1个、手术灯手柄罩1个、一次性使用塑料钳1个、一次性使用塑料镊1个","A型",null,null,"HCS00039","世源科技（嘉兴）医疗电子有限公司","世源科技（嘉兴）医疗电子有限公司"]
["003979219804212","00397921","C14020200000000103890007983","浙械注准20192140407","一次性使用无菌手术包","肩关节包-基础配置：手术洞巾-桌布1个、手术洞巾-整形外科型1个；可选配置：一次性使用手术衣2个、一次性医用海绵棒2个、手术洞巾-大台罩1个、擦手纸3个、针盒1个、医用弹性绷带3个、手术灯手柄罩1个、一次性使用塑料钳1个、一次性使用塑料镊1个、样品杯1个、一次性手术器械罩1个；其他组件：一次性使用灭菌橡胶外科手套2个、医用脱脂纱布5个、脱脂棉球4个、剪刀1个","B型",null,null,"HCS00039","世源科技（嘉兴）医疗电子有限公司","世源科技（嘉兴）医疗电子有限公司"]
["003979219804213","00397921","C14020200000000103890009635","浙械注准20192140407","一次性使用无菌手术包","肩关节包-基础配置：手术洞巾-桌布1个、手术洞巾-整形外科型1个；可选配置：一次性使用手术衣2个、一次性医用海绵棒2个、手术洞巾-大台罩1个、擦手纸3个、针盒1个、医用弹性绷带1个、手术灯手柄罩1个、一次性使用塑料钳1个、一次性使用塑料镊1个、样品杯2个、一次性手术器械罩1个；其他组件：一次性使用灭菌橡胶外科手套2个、医用脱脂纱布5个、脱脂棉球4个、垃圾袋1个","B型",null,null,"HCS00039","世源科技（嘉兴）医疗电子有限公司","世源科技（嘉兴）医疗电子有限公司"]
["003979219804214","00397921","C14020200000000103890002805","浙械注准20192140407","一次性使用无菌手术包","肩关节包-基础配置：手术洞巾-桌布1个、手术洞巾-整形外科型1个；可选配置：一次性使用手术衣2个、一次性医用海绵棒2个、手术洞巾-大台罩1个、擦手纸3个、针盒1个、医用弹性绷带1个、手术灯手柄罩1个、一次性使用塑料钳1个、一次性使用塑料镊1个、样品杯1个、一次性手术器械罩3个；其他组件：一次性使用灭菌橡胶外科手套2个、医用脱脂纱布5个、脱脂棉球8个","B型",null,null,"HCS00039","世源科技（嘉兴）医疗电子有限公司","世源科技（嘉兴）医疗电子有限公司"]
["003979219804215","00397921","C14020200000000103890007452","浙械注准20192140407","一次性使用无菌手术包","肩关节包-基础配置：手术洞巾-桌布1个、手术洞巾-整形外科型1个；可选配置：一次性使用手术衣2个、一次性医用海绵棒2个、手术洞巾-大台罩1个、擦手纸1个、针盒1个、医用弹性绷带3个、手术灯手柄罩1个、一次性使用塑料钳1个、一次性使用塑料镊1个、样品杯2个、一次性手术器械罩1个；其他组件：一次性使用灭菌橡胶外科手套2个、医用脱脂纱布5个、脱脂棉球8个、盘1个","B型",null,null,"HCS00039","世源科技（嘉兴）医疗电子有限公司","世源科技（嘉兴）医疗电子有限公司"]
["003979219804216","00397921","C14020200000000103890005685","浙械注准20192140407","一次性使用无菌手术包","肩关节包-基础配置：手术洞巾-桌布1个、手术洞巾-整形外科型1个；可选配置：一次性使用手术衣2个、一次性医用海绵棒2个、手术洞巾-大台罩1个、擦手纸1个、针盒1个、医用弹性绷带3个、手术灯手柄罩1个、一次性使用塑料钳1个、一次性使用塑料镊1个、样品杯2个、一次性手术器械罩3个；其他组件：一次性使用灭菌橡胶外科手套3个、医用脱脂纱布5个、脱脂棉球8个、医用胶带2个","B型",null,null,"HCS00039","世源科技（嘉兴）医疗电子有限公司","世源科技（嘉兴）医疗电子有限公司"]
["003979219799768","00397921","C14020200000000103890006458","浙械注准20192140407","一次性使用无菌手术包","眼科包-基础配置：手术洞巾-桌布1个、手术洞巾-眼耳鼻喉型1个；可选配置：一次性使用手术衣2个、一次性医用海绵棒2个、手术洞巾-大台罩1个、擦手纸2个、针盒1个、医用弹性绷带2个、手术灯手柄罩1个、一次性使用塑料钳1个、一次性使用塑料镊1个、样品杯3个、一次性手术器械罩3个；其他组件：一次性使用灭菌橡胶外科手套3个、医用脱脂纱布10个、脱脂棉球8个","B型",null,null,"HCS00039","世源科技（嘉兴）医疗电子有限公司","世源科技（嘉兴）医疗电子有限公司"]
["003979219801683","00397921","C14020200000000103890005805","浙械注准20192140407","一次性使用无菌手术包","泌尿穿刺包-基础配置：手术洞巾-桌布1个、手术洞巾-膀胱镜检查型1个；可选配置一次性使用手术衣2个、一次性医用海绵棒2个、：手术洞巾-大台罩1个、擦手纸1个、针盒1个、医用弹性绷带1个、手术灯手柄罩1个、一次性使用塑料钳1个、一次性使用塑料镊1个、样品杯3个、一次性手术器械罩1个；其他组件：一次性使用灭菌橡胶外科手套2个、医用脱脂纱布5个、脱脂棉球8个","B型",null,null,"HCS00039","世源科技（嘉兴）医疗电子有限公司","世源科技（嘉兴）医疗电子有限公司"]
["003979219807722","00397921","C14020200000000103890009578","浙械注准20192140407","一次性使用无菌手术包","四肢手术包-基础配置：手术洞巾-桌布1个、手术洞巾-普通外科型3个；可选配置：手术洞巾-大台罩1个、擦手纸4个、针盒1个、医用弹性绷带2个、手术灯手柄罩1个、一次性使用塑料钳1个、一次性使用塑料镊1个、样品杯2个、一次性手术器械罩1个；其他组件：一次性使用灭菌橡胶外科手套2个、医用脱脂纱布10个、脱脂棉球8个","A型",null,null,"HCS00039","世源科技（嘉兴）医疗电子有限公司","世源科技（嘉兴）医疗电子有限公司"]
["003979219807725","00397921","C14020200000000103890004579","浙械注准20192140407","一次性使用无菌手术包","外科通用包-基础配置：手术洞巾-桌布1个、手术洞巾-整形外科型1个；可选配置：一次性使用手术衣2个、一次性医用海绵棒2个、手术洞巾-大台罩1个、擦手纸2个、针盒1个、医用弹性绷带2个、手术灯手柄罩1个、一次性使用塑料钳1个、一次性使用塑料镊1个、样品杯3个、一次性手术器械罩2个；其他组件：一次性使用灭菌橡胶外科手套2个、医用脱脂纱布10个、脱脂棉球8个、剪刀1个","B型",null,null,"HCS00039","世源科技（嘉兴）医疗电子有限公司","世源科技（嘉兴）医疗电子有限公司"]
["003979219807726","00397921","C14020200000000103890004359","浙械注准20192140407","一次性使用无菌手术包","外科通用包-基础配置：手术洞巾-桌布1个、手术洞巾-整形外科型1个；可选配置：一次性使用手术衣2个、一次性医用海绵棒2个、手术洞巾-大台罩1个、擦手纸2个、针盒1个、医用弹性绷带3个、手术灯手柄罩1个、一次性使用塑料钳1个、一次性使用塑料镊1个、样品杯2个、一次性手术器械罩3个；其他组件：一次性使用灭菌橡胶外科手套3个、医用脱脂纱布5个、脱脂棉球8个、医用胶带2个","B型",null,null,"HCS00039","世源科技（嘉兴）医疗电子有限公司","世源科技（嘉兴）医疗电子有限公司"]
["003979219805557","00397921","C14020200000000103890006128","浙械注准20192140407","一次性使用无菌手术包","脑科包-基础配置：手术洞巾-桌布1个、手术洞巾-普通外科型1个；可选配置：手术洞巾-大台罩1个、擦手纸4个、针盒1个、医用弹性绷带1个、手术灯手柄罩1个、一次性使用塑料钳1个、一次性使用塑料镊1个、样品杯3个、一次性手术器械罩3个","A型",null,null,"HCS00039","世源科技（嘉兴）医疗电子有限公司","世源科技（嘉兴）医疗电子有限公司"]
["003979219805563","00397921","C14020200000000103890006719","浙械注准20192140407","一次性使用无菌手术包","三孔介入包-基础配置：手术洞巾-桌布1个、手术洞巾-普通外科型2个；可选配置：手术洞巾-大台罩1个、擦手纸3个、针盒1个、医用弹性绷带3个、手术灯手柄罩1个、一次性使用塑料钳1个、一次性使用塑料镊1个、样品杯1个、一次性手术器械罩1个；其他组件：一次性使用灭菌橡胶外科手套2个","A型",null,null,"HCS00039","世源科技（嘉兴）医疗电子有限公司","世源科技（嘉兴）医疗电子有限公司"]
["003979219805592","00397921","C14020200000000103890004985","浙械注准20192140407","一次性使用无菌手术包","三孔介入包-基础配置：手术洞巾-桌布1个、手术洞巾-血管造影型1个；可选配置：一次性使用手术衣2个、一次性医用海绵棒2个、手术洞巾-大台罩1个、擦手纸4个、针盒1个、医用弹性绷带1个、手术灯手柄罩1个、一次性使用塑料钳1个、一次性使用塑料镊1个、样品杯3个","B型",null,null,"HCS00039","世源科技（嘉兴）医疗电子有限公司","世源科技（嘉兴）医疗电子有限公司"]
["003979219805593","00397921","C14020200000000103890008024","浙械注准20192140407","一次性使用无菌手术包","三孔介入包-基础配置：手术洞巾-桌布1个、手术洞巾-血管造影型1个；可选配置：一次性使用手术衣2个、一次性医用海绵棒2个、手术洞巾-大台罩1个、擦手纸4个、针盒1个、医用弹性绷带1个、手术灯手柄罩1个","B型",null,null,"HCS00039","世源科技（嘉兴）医疗电子有限公司","世源科技（嘉兴）医疗电子有限公司"]
["003979219805594","00397921","C14020200000000103890009334","浙械注准20192140407","一次性使用无菌手术包","三孔介入包-基础配置：手术洞巾-桌布1个、手术洞巾-血管造影型1个；可选配置：一次性使用手术衣2个、一次性医用海绵棒2个、手术洞巾-大台罩1个、擦手纸4个、针盒1个、医用弹性绷带1个、手术灯手柄罩1个、一次性使用塑料钳1个、一次性使用塑料镊1个、样品杯1个、一次性手术器械罩1个；其他组件：一次性使用灭菌橡胶外科手套2个、医用脱脂纱布5个、脱脂棉球4个、医用胶带2个","B型",null,null,"HCS00039","世源科技（嘉兴）医疗电子有限公司","世源科技（嘉兴）医疗电子有限公司"]
["003979219805595","00397921","C14020200000000103890008097","浙械注准20192140407","一次性使用无菌手术包","三孔介入包-基础配置：手术洞巾-桌布1个、手术洞巾-血管造影型1个；可选配置：一次性使用手术衣2个、一次性医用海绵棒2个、手术洞巾-大台罩1个、擦手纸3个、针盒1个、医用弹性绷带3个、手术灯手柄罩1个、一次性使用塑料钳1个、一次性使用塑料镊1个、样品杯2个、一次性手术器械罩1个；其他组件：一次性使用灭菌橡胶外科手套2个、医用脱脂纱布5个、脱脂棉球8个、垃圾袋1个","B型",null,null,"HCS00039","世源科技（嘉兴）医疗电子有限公司","世源科技（嘉兴）医疗电子有限公司"]
["003979219805596","00397921","C14020200000000103890005640","浙械注准20192140407","一次性使用无菌手术包","三孔介入包-基础配置：手术洞巾-桌布1个、手术洞巾-血管造影型1个；可选配置：一次性使用手术衣2个、一次性医用海绵棒2个、手术洞巾-大台罩1个、擦手纸3个、针盒1个、医用弹性绷带1个、手术灯手柄罩1个、一次性使用塑料钳1个、一次性使用塑料镊1个、样品杯1个、一次性手术器械罩1个；其他组件：一次性使用灭菌橡胶外科手套2个、医用脱脂纱布10个、脱脂棉球8个、剪刀1个","B型",null,null,"HCS00039","世源科技（嘉兴）医疗电子有限公司","世源科技（嘉兴）医疗电子有限公司"]
["003979219805597","00397921","C14020200000000103890007818","浙械注准20192140407","一次性使用无菌手术包","三孔介入包-基础配置：手术洞巾-桌布1个、手术洞巾-血管造影型1个；可选配置：一次性使用手术衣2个、一次性医用海绵棒2个、手术洞巾-大台罩1个、擦手纸3个、针盒1个、医用弹性绷带1个、手术灯手柄罩1个","B型",null,null,"HCS00039","世源科技（嘉兴）医疗电子有限公司","世源科技（嘉兴）医疗电子有限公司"]
["003979219805598","00397921","C14020200000000103890008706","浙械注准20192140407","一次性使用无菌手术包","三孔介入包-基础配置：手术洞巾-桌布1个、手术洞巾-血管造影型1个；可选配置：一次性使用手术衣2个、一次性医用海绵棒2个、手术洞巾-大台罩1个、擦手纸4个、针盒1个、医用弹性绷带3个、手术灯手柄罩1个、一次性使用塑料钳1个、一次性使用塑料镊1个、样品杯1个、一次性手术器械罩1个；其他组件：一次性使用灭菌橡胶外科手套2个、医用脱脂纱布5个、脱脂棉球4个","B型",null,null,"HCS00039","世源科技（嘉兴）医疗电子有限公司","世源科技（嘉兴）医疗电子有限公司"]
["003979219805599","00397921","C14020200000000103890005254","浙械注准20192140407","一次性使用无菌手术包","三孔介入包-基础配置：手术洞巾-桌布1个、手术洞巾-血管造影型1个；可选配置：一次性使用手术衣2个、一次性医用海绵棒2个、手术洞巾-大台罩1个、擦手纸2个、针盒1个、医用弹性绷带1个、手术灯手柄罩1个、一次性使用塑料钳1个、一次性使用塑料镊1个、样品杯1个、一次性手术器械罩1个；其他组件：一次性使用灭菌橡胶外科手套2个、医用脱脂纱布10个、脱脂棉球8个、剪刀1个","B型",null,null,"HCS00039","世源科技（嘉兴）医疗电子有限公司","世源科技（嘉兴）医疗电子有限公司"]
["003979219805624","00397921","C14020200000000103890004734","浙械注准20192140407","一次性使用无菌手术包","腹腔镜包-基础配置：手术洞巾-桌布1个、手术洞巾-普通外科型3个；可选配置：手术洞巾-大台罩1个、擦手纸4个、针盒1个、医用弹性绷带2个、手术灯手柄罩1个、一次性使用塑料钳1个、一次性使用塑料镊1个、样品杯2个、一次性手术器械罩1个；其他组件：一次性使用灭菌橡胶外科手套2个、医用脱脂纱布10个、脱脂棉球8个","A型",null,null,"HCS00039","世源科技（嘉兴）医疗电子有限公司","世源科技（嘉兴）医疗电子有限公司"]
["003979219807539","00397921","C14020200000000103890008451","浙械注准20192140407","一次性使用无菌手术包","剖腹产包-基础配置：手术洞巾-桌布1个、手术洞巾-妇产科型1个；可选配置：手一次性使用手术衣2个、一次性医用海绵棒2个、术洞巾-大台罩1个、擦手纸4个、针盒1个、医用弹性绷带3个、手术灯手柄罩1个、一次性使用塑料钳1个、一次性使用塑料镊1个、样品杯3个、一次性手术器械罩1个；其他组件：一次性使用灭菌橡胶外科手套2个、医用脱脂纱布10个、脱脂棉球4个、垃圾袋1个","B型",null,null,"HCS00039","世源科技（嘉兴）医疗电子有限公司","世源科技（嘉兴）医疗电子有限公司"]
["003979219801694","00397921","C14020200000000103890009423","浙械注准20192140407","一次性使用无菌手术包","剖腹产包-基础配置：手术洞巾-桌布1个、手术洞巾-普通外科型1个；可选配置：手术洞巾-大台罩1个、擦手纸2个、针盒1个、医用弹性绷带2个、手术灯手柄罩1个、一次性使用塑料钳1个、一次性使用塑料镊1个、样品杯2个、一次性手术器械罩3个；其他组件：一次性使用灭菌橡胶外科手套2个、医用脱脂纱布5个、脱脂棉球4个、垃圾袋1个","A型",null,null,"HCS00039","世源科技（嘉兴）医疗电子有限公司","世源科技（嘉兴）医疗电子有限公司"]
["003979219801777","00397921","C14020200000000103890007269","浙械注准20192140407","一次性使用无菌手术包","腹腔镜包-基础配置：手术洞巾-桌布1个、手术洞巾-膀胱镜检查型1个；可选配置一次性使用手术衣2个、一次性医用海绵棒2个、：手术洞巾-大台罩1个、擦手纸1个、针盒1个、医用弹性绷带3个、手术灯手柄罩1个、一次性使用塑料钳1个、一次性使用塑料镊1个、样品杯3个、一次性手术器械罩1个；其他组件：一次性使用灭菌橡胶外科手套2个、医用脱脂纱布10个、脱脂棉球8个、盘1个","B型",null,null,"HCS00039","世源科技（嘉兴）医疗电子有限公司","世源科技（嘉兴）医疗电子有限公司"]
["003979219801778","00397921","C14020200000000103890002870","浙械注准20192140407","一次性使用无菌手术包","腹腔镜包-基础配置：手术洞巾-桌布1个、手术洞巾-膀胱镜检查型1个；可选配置一次性使用手术衣2个、一次性医用海绵棒2个、：手术洞巾-大台罩1个、擦手纸1个、针盒1个、医用弹性绷带3个、手术灯手柄罩1个、一次性使用塑料钳1个、一次性使用塑料镊1个、样品杯1个、一次性手术器械罩2个；其他组件：一次性使用灭菌橡胶外科手套2个、医用脱脂纱布10个、脱脂棉球4个、剪刀1个","B型",null,null,"HCS00039","世源科技（嘉兴）医疗电子有限公司","世源科技（嘉兴）医疗电子有限公司"]
["003979219805612","00397921","C14020200000000103890002990","浙械注准20192140407","一次性使用无菌手术包","膝关节手术包-基础配置：手术洞巾-桌布1个、手术洞巾-整形外科型1个；可选配置：一次性使用手术衣2个、一次性医用海绵棒2个、手术洞巾-大台罩1个、擦手纸3个、针盒1个、医用弹性绷带2个、手术灯手柄罩1个、一次性使用塑料钳1个、一次性使用塑料镊1个、样品杯3个、一次性手术器械罩2个；其他组件：一次性使用灭菌橡胶外科手套2个、医用脱脂纱布10个、脱脂棉球8个、剪刀1个","B型",null,null,"HCS00039","世源科技（嘉兴）医疗电子有限公司","世源科技（嘉兴）医疗电子有限公司"]
["003979219805613","00397921","C14020200000000103890007069","浙械注准20192140407","一次性使用无菌手术包","膝关节手术包-基础配置：手术洞巾-桌布1个、手术洞巾-整形外科型1个；可选配置：一次性使用手术衣2个、一次性医用海绵棒2个、手术洞巾-大台罩1个、擦手纸4个、针盒1个、医用弹性绷带1个","B型",null,null,"HCS00039","世源科技（嘉兴）医疗电子有限公司","世源科技（嘉兴）医疗电子有限公司"]
["003979219805614","00397921","C14020200000000103890008131","浙械注准20192140407","一次性使用无菌手术包","膝关节手术包-基础配置：手术洞巾-桌布1个、手术洞巾-整形外科型1个；可选配置：一次性使用手术衣2个、一次性医用海绵棒2个、手术洞巾-大台罩1个、擦手纸3个、针盒1个、医用弹性绷带2个、手术灯手柄罩1个、一次性使用塑料钳1个、一次性使用塑料镊1个、样品杯3个、一次性手术器械罩3个；其他组件：一次性使用灭菌橡胶外科手套3个、医用脱脂纱布5个、脱脂棉球4个、垃圾袋1个","B型",null,null,"HCS00039","世源科技（嘉兴）医疗电子有限公司","世源科技（嘉兴）医疗电子有限公司"]
["003979219805615","00397921","C14020200000000103890004765","浙械注准20192140407","一次性使用无菌手术包","膝关节手术包-基础配置：手术洞巾-桌布1个、手术洞巾-整形外科型1个；可选配置：一次性使用手术衣2个、一次性医用海绵棒2个、手术洞巾-大台罩1个、擦手纸1个、针盒1个、医用弹性绷带3个、手术灯手柄罩1个、一次性使用塑料钳1个、一次性使用塑料镊1个、样品杯2个、一次性手术器械罩1个；其他组件：一次性使用灭菌橡胶外科手套2个、医用脱脂纱布5个、脱脂棉球8个、盘1个","B型",null,null,"HCS00039","世源科技（嘉兴）医疗电子有限公司","世源科技（嘉兴）医疗电子有限公司"]
["003979219805616","00397921","C14020200000000103890009452","浙械注准20192140407","一次性使用无菌手术包","膝关节手术包-基础配置：手术洞巾-桌布1个、手术洞巾-整形外科型1个；可选配置：一次性使用手术衣2个、一次性医用海绵棒2个、手术洞巾-大台罩1个、擦手纸3个、针盒1个、医用弹性绷带3个、手术灯手柄罩1个、一次性使用塑料钳1个、一次性使用塑料镊1个、样品杯1个、一次性手术器械罩1个；其他组件：一次性使用灭菌橡胶外科手套2个、医用脱脂纱布5个、脱脂棉球4个、剪刀1个","B型",null,null,"HCS00039","世源科技（嘉兴）医疗电子有限公司","世源科技（嘉兴）医疗电子有限公司"]
["003979219805617","00397921","C14020200000000103890006428","浙械注准20192140407","一次性使用无菌手术包","膝关节手术包-基础配置：手术洞巾-桌布1个、手术洞巾-整形外科型1个；可选配置：一次性使用手术衣2个、一次性医用海绵棒2个、手术洞巾-大台罩1个、擦手纸3个、针盒1个、医用弹性绷带3个、手术灯手柄罩1个、一次性使用塑料钳1个、一次性使用塑料镊1个、样品杯2个、一次性手术器械罩2个；其他组件：一次性使用灭菌橡胶外科手套2个、医用脱脂纱布5个、脱脂棉球4个、医用胶带2个","B型",null,null,"HCS00039","世源科技（嘉兴）医疗电子有限公司","世源科技（嘉兴）医疗电子有限公司"]
["003979219805618","00397921","C14020200000000103890006137","浙械注准20192140407","一次性使用无菌手术包","膝关节手术包-基础配置：手术洞巾-桌布1个、手术洞巾-整形外科型1个；可选配置：一次性使用手术衣2个、一次性医用海绵棒2个、手术洞巾-大台罩1个、擦手纸3个、针盒1个、医用弹性绷带2个、手术灯手柄罩1个、一次性使用塑料钳1个、一次性使用塑料镊1个、样品杯2个、一次性手术器械罩1个；其他组件：一次性使用灭菌橡胶外科手套3个、医用脱脂纱布10个、脱脂棉球8个、医用胶带2个","B型",null,null,"HCS00039","世源科技（嘉兴）医疗电子有限公司","世源科技（嘉兴）医疗电子有限公司"]
["003979219807540","00397921","C14020200000000103890006885","浙械注准20192140407","一次性使用无菌手术包","剖腹产包-基础配置：手术洞巾-桌布1个、手术洞巾-妇产科型1个；可选配置：手一次性使用手术衣2个、一次性医用海绵棒2个、术洞巾-大台罩1个、擦手纸1个、针盒1个、医用弹性绷带3个、手术灯手柄罩1个、一次性使用塑料钳1个、一次性使用塑料镊1个、样品杯1个、一次性手术器械罩3个；其他组件：一次性使用灭菌橡胶外科手套3个、医用脱脂纱布5个、脱脂棉球8个、剪刀1个","B型",null,null,"HCS00039","世源科技（嘉兴）医疗电子有限公司","世源科技（嘉兴）医疗电子有限公司"]
["003979219807541","00397921","C14020200000000103890007701","浙械注准20192140407","一次性使用无菌手术包","剖腹产包-基础配置：手术洞巾-桌布1个、手术洞巾-妇产科型1个；可选配置：手一次性使用手术衣2个、一次性医用海绵棒2个、术洞巾-大台罩1个、擦手纸4个、针盒1个、医用弹性绷带2个、手术灯手柄罩1个、一次性使用塑料钳1个、一次性使用塑料镊1个、样品杯2个、一次性手术器械罩3个；其他组件：一次性使用灭菌橡胶外科手套2个、医用脱脂纱布10个、脱脂棉球4个、垃圾袋1个","B型",null,null,"HCS00039","世源科技（嘉兴）医疗电子有限公司","世源科技（嘉兴）医疗电子有限公司"]
["003979219807542","00397921","C14020200000000103890005406","浙械注准20192140407","一次性使用无菌手术包","剖腹产包-基础配置：手术洞巾-桌布1个、手术洞巾-妇产科型1个；可选配置：手一次性使用手术衣2个、一次性医用海绵棒2个、术洞巾-大台罩1个、擦手纸4个、针盒1个、医用弹性绷带1个、手术灯手柄罩1个、一次性使用塑料钳1个、一次性使用塑料镊1个、样品杯3个、一次性手术器械罩1个；其他组件：一次性使用灭菌橡胶外科手套3个、医用脱脂纱布5个、脱脂棉球8个、盘1个","B型",null,null,"HCS00039","世源科技（嘉兴）医疗电子有限公司","世源科技（嘉兴）医疗电子有限公司"]
["003979219807604","00397921","C14020200000000103890002898","浙械注准20192140407","一次性使用无菌手术包","清创包-基础配置：手术洞巾-桌布1个、手术洞巾-辅助型1个；可选配置：手术一次性使用手术衣2个、一次性医用海绵棒2个、洞巾-大台罩1个、擦手纸3个、针盒1个、医用弹性绷带1个、手术灯手柄罩1个、一次性使用塑料钳1个","B型",null,null,"HCS00039","世源科技（嘉兴）医疗电子有限公司","世源科技（嘉兴）医疗电子有限公司"]
["003979219807605","00397921","C14020200000000103890003461","浙械注准20192140407","一次性使用无菌手术包","五孔介入包-基础配置：手术洞巾-桌布1个、手术洞巾-血管造影型1个；可选配置：一次性使用手术衣2个、一次性医用海绵棒2个、手术洞巾-大台罩1个、擦手纸1个、针盒1个、医用弹性绷带3个、手术灯手柄罩1个、一次性使用塑料钳1个、一次性使用塑料镊1个、样品杯2个、一次性手术器械罩1个；其他组件：一次性使用灭菌橡胶外科手套2个、医用脱脂纱布5个、脱脂棉球8个、垃圾袋1个","B型",null,null,"HCS00039","世源科技（嘉兴）医疗电子有限公司","世源科技（嘉兴）医疗电子有限公司"]
["003979219801779","00397921","C14020200000000103890003699","浙械注准20192140407","一次性使用无菌手术包","腹腔镜包-基础配置：手术洞巾-桌布1个、手术洞巾-膀胱镜检查型1个；可选配置一次性使用手术衣2个、一次性医用海绵棒2个、：手术洞巾-大台罩1个、擦手纸2个、针盒1个、医用弹性绷带2个、手术灯手柄罩1个、一次性使用塑料钳1个、一次性使用塑料镊1个、样品杯1个、一次性手术器械罩1个；其他组件：一次性使用灭菌橡胶外科手套3个、医用脱脂纱布5个、脱脂棉球8个、医用胶带2个","B型",null,null,"HCS00039","世源科技（嘉兴）医疗电子有限公司","世源科技（嘉兴）医疗电子有限公司"]
["003979219801780","00397921","C14020200000000103890004825","浙械注准20192140407","一次性使用无菌手术包","腹腔镜包-基础配置：手术洞巾-桌布1个、手术洞巾-膀胱镜检查型1个；可选配置一次性使用手术衣2个、一次性医用海绵棒2个、：手术洞巾-大台罩1个、擦手纸2个、针盒1个、医用弹性绷带2个、手术灯手柄罩1个、一次性使用塑料钳1个、一次性使用塑料镊1个、样品杯3个、一次性手术器械罩1个；其他组件：一次性使用灭菌橡胶外科手套2个、医用脱脂纱布10个、脱脂棉球4个、盘1个","B型",null,null,"HCS00039","世源科技（嘉兴）医疗电子有限公司","世源科技（嘉兴）医疗电子有限公司"]
["003979219801781","00397921","C14020200000000103890005614","浙械注准20192140407","一次性使用无菌手术包","腹腔镜包-基础配置：手术洞巾-桌布1个、手术洞巾-膀胱镜检查型1个；可选配置一次性使用手术衣2个、一次性医用海绵棒2个、：手术洞巾-大台罩1个、擦手纸2个、针盒1个、医用弹性绷带2个、手术灯手柄罩1个、一次性使用塑料钳1个、一次性使用塑料镊1个、样品杯3个、一次性手术器械罩2个；其他组件：一次性使用灭菌橡胶外科手套3个、医用脱脂纱布10个、脱脂棉球4个","B型",null,null,"HCS00039","世源科技（嘉兴）医疗电子有限公司","世源科技（嘉兴）医疗电子有限公司"]
["003979219801782","00397921","C14020200000000103890004325","浙械注准20192140407","一次性使用无菌手术包","腹腔镜包-基础配置：手术洞巾-桌布1个、手术洞巾-膀胱镜检查型1个；可选配置一次性使用手术衣2个、一次性医用海绵棒2个、：手术洞巾-大台罩1个、擦手纸2个、针盒1个、医用弹性绷带3个、手术灯手柄罩1个、一次性使用塑料钳1个、一次性使用塑料镊1个、样品杯1个、一次性手术器械罩2个；其他组件：一次性使用灭菌橡胶外科手套2个、医用脱脂纱布10个、脱脂棉球4个、剪刀1个","B型",null,null,"HCS00039","世源科技（嘉兴）医疗电子有限公司","世源科技（嘉兴）医疗电子有限公司"]
["003979219801783","00397921","C14020200000000103890006046","浙械注准20192140407","一次性使用无菌手术包","腹腔镜包-基础配置：手术洞巾-桌布1个、手术洞巾-膀胱镜检查型1个；可选配置一次性使用手术衣2个、一次性医用海绵棒2个、：手术洞巾-大台罩1个、擦手纸1个、针盒1个、医用弹性绷带3个、手术灯手柄罩1个、一次性使用塑料钳1个、一次性使用塑料镊1个、样品杯3个、一次性手术器械罩3个；其他组件：一次性使用灭菌橡胶外科手套3个、医用脱脂纱布10个、脱脂棉球8个、医用胶带2个","B型",null,null,"HCS00039","世源科技（嘉兴）医疗电子有限公司","世源科技（嘉兴）医疗电子有限公司"]
["003979219801784","00397921","C14020200000000103890005314","浙械注准20192140407","一次性使用无菌手术包","腹腔镜包-基础配置：手术洞巾-桌布1个、手术洞巾-膀胱镜检查型1个；可选配置一次性使用手术衣2个、一次性医用海绵棒2个、：手术洞巾-大台罩1个、擦手纸2个、针盒1个、医用弹性绷带2个、手术灯手柄罩1个、一次性使用塑料钳1个、一次性使用塑料镊1个、样品杯2个、一次性手术器械罩1个；其他组件：一次性使用灭菌橡胶外科手套2个、医用脱脂纱布10个、脱脂棉球4个","B型",null,null,"HCS00039","世源科技（嘉兴）医疗电子有限公司","世源科技（嘉兴）医疗电子有限公司"]
["003979219801805","00397921","C14020200000000103890008558","浙械注准20192140407","一次性使用无菌手术包","骨科包-基础配置：手术洞巾-桌布1个、手术洞巾-普通外科型1个；可选配置：手术洞巾-大台罩1个、擦手纸2个、针盒1个、医用弹性绷带2个、手术灯手柄罩1个、一次性使用塑料钳1个、一次性使用塑料镊1个、样品杯2个、一次性手术器械罩3个；其他组件：一次性使用灭菌橡胶外科手套2个、医用脱脂纱布5个、脱脂棉球4个、垃圾袋1个","A型",null,null,"HCS00039","世源科技（嘉兴）医疗电子有限公司","世源科技（嘉兴）医疗电子有限公司"]
["003979219805698","00397921","C14020200000000103890008537","浙械注准20192140407","一次性使用无菌手术包","三孔介入包-基础配置：手术洞巾-桌布1个、手术洞巾-血管造影型1个；可选配置：一次性使用手术衣2个、一次性医用海绵棒2个、手术洞巾-大台罩1个、擦手纸2个、针盒1个、医用弹性绷带2个、手术灯手柄罩1个、一次性使用塑料钳1个、一次性使用塑料镊1个、样品杯2个、一次性手术器械罩3个；其他组件：一次性使用灭菌橡胶外科手套3个、医用脱脂纱布5个、脱脂棉球4个、垃圾袋1个","B型",null,null,"HCS00039","世源科技（嘉兴）医疗电子有限公司","世源科技（嘉兴）医疗电子有限公司"]
["003979219805700","00397921","C14020200000000103890005128","浙械注准20192140407","一次性使用无菌手术包","四肢手术包-基础配置：手术洞巾-桌布1个、手术洞巾-普通外科型2个；可选配置：手术洞巾-大台罩1个、擦手纸3个、针盒1个、医用弹性绷带3个、手术灯手柄罩1个、一次性使用塑料钳1个、一次性使用塑料镊1个、样品杯1个、一次性手术器械罩1个；其他组件：一次性使用灭菌橡胶外科手套2个","A型",null,null,"HCS00039","世源科技（嘉兴）医疗电子有限公司","世源科技（嘉兴）医疗电子有限公司"]
["003979219805707","00397921","C14020200000000103890002828","浙械注准20192140407","一次性使用无菌手术包","四肢手术包-基础配置：手术洞巾-桌布1个、手术洞巾-整形外科型1个；可选配置：一次性使用手术衣2个、一次性医用海绵棒2个、手术洞巾-大台罩1个、擦手纸3个、针盒1个、医用弹性绷带2个、手术灯手柄罩1个、一次性使用塑料钳1个、一次性使用塑料镊1个、样品杯2个、一次性手术器械罩2个；其他组件：一次性使用灭菌橡胶外科手套3个、医用脱脂纱布10个、脱脂棉球4个、垃圾袋1个","B型",null,null,"HCS00039","世源科技（嘉兴）医疗电子有限公司","世源科技（嘉兴）医疗电子有限公司"]
["003979219805713","00397921","C14020200000000103890006295","浙械注准20192140407","一次性使用无菌手术包","四肢手术包-基础配置：手术洞巾-桌布1个、手术洞巾-整形外科型1个；可选配置：一次性使用手术衣2个、一次性医用海绵棒2个、手术洞巾-大台罩1个、擦手纸3个、针盒1个、医用弹性绷带2个、手术灯手柄罩1个、一次性使用塑料钳1个、一次性使用塑料镊1个、样品杯1个、一次性手术器械罩2个；其他组件：一次性使用灭菌橡胶外科手套2个、医用脱脂纱布10个、脱脂棉球4个、垃圾袋1个","B型",null,null,"HCS00039","世源科技（嘉兴）医疗电子有限公司","世源科技（嘉兴）医疗电子有限公司"]
["003979219805737","00397921","C14020200000000103890008581","浙械注准20192140407","一次性使用无菌手术包","三孔介入包-基础配置：手术洞巾-桌布1个、手术洞巾-血管造影型1个；可选配置：一次性使用手术衣2个、一次性医用海绵棒2个、手术洞巾-大台罩1个、擦手纸2个、针盒1个、医用弹性绷带3个、手术灯手柄罩1个、一次性使用塑料钳1个、一次性使用塑料镊1个、样品杯2个、一次性手术器械罩3个；其他组件：一次性使用灭菌橡胶外科手套2个、医用脱脂纱布10个、脱脂棉球8个","B型",null,null,"HCS00039","世源科技（嘉兴）医疗电子有限公司","世源科技（嘉兴）医疗电子有限公司"]
["003979219807606","00397921","C14020200000000103890005466","浙械注准20192140407","一次性使用无菌手术包","眼科包-基础配置：手术洞巾-桌布1个、手术洞巾-眼耳鼻喉型1个；可选配置：一次性使用手术衣2个、一次性医用海绵棒2个、手术洞巾-大台罩1个、擦手纸3个、针盒1个、医用弹性绷带2个、手术灯手柄罩1个、一次性使用塑料钳1个、一次性使用塑料镊1个、样品杯1个、一次性手术器械罩1个；其他组件：一次性使用灭菌橡胶外科手套3个、医用脱脂纱布10个、脱脂棉球4个","B型",null,null,"HCS00039","世源科技（嘉兴）医疗电子有限公司","世源科技（嘉兴）医疗电子有限公司"]
["003979219807607","00397921","C14020200000000103890008213","浙械注准20192140407","一次性使用无菌手术包","五孔介入包-基础配置：手术洞巾-桌布1个、手术洞巾-血管造影型1个；可选配置：一次性使用手术衣2个、一次性医用海绵棒2个、手术洞巾-大台罩1个、擦手纸3个、针盒1个、医用弹性绷带2个、手术灯手柄罩1个、一次性使用塑料钳1个、一次性使用塑料镊1个、样品杯3个、一次性手术器械罩3个；其他组件：一次性使用灭菌橡胶外科手套3个、医用脱脂纱布5个、脱脂棉球8个、盘1个","B型",null,null,"HCS00039","世源科技（嘉兴）医疗电子有限公司","世源科技（嘉兴）医疗电子有限公司"]
["003979219800285","00397921","C14020200000000103890004726","浙械注准20192140407","一次性使用无菌手术包","腹腔镜包-基础配置：手术洞巾-桌布1个、手术洞巾-普通外科型2个；可选配置：手术洞巾-大台罩1个、擦手纸2个、针盒1个、医用弹性绷带1个、手术灯手柄罩1个、一次性使用塑料钳1个、一次性使用塑料镊1个、样品杯1个、一次性手术器械罩1个；其他组件：一次性使用灭菌橡胶外科手套2个、医用脱脂纱布5个","A型",null,null,"HCS00039","世源科技（嘉兴）医疗电子有限公司","世源科技（嘉兴）医疗电子有限公司"]
["003979219800286","00397921","C14020200000000103890005012","浙械注准20192140407","一次性使用无菌手术包","肩关节包-基础配置：手术洞巾-桌布1个、手术洞巾-普通外科型1个；可选配置：手术洞巾-大台罩1个、擦手纸2个、针盒1个、医用弹性绷带2个、手术灯手柄罩1个、一次性使用塑料钳1个、一次性使用塑料镊1个、样品杯2个、一次性手术器械罩3个；其他组件：一次性使用灭菌橡胶外科手套2个、医用脱脂纱布5个、脱脂棉球4个、垃圾袋1个","A型",null,null,"HCS00039","世源科技（嘉兴）医疗电子有限公司","世源科技（嘉兴）医疗电子有限公司"]
["003979219804993","00397921","C14020200000000103890008622","浙械注准20192140407","一次性使用无菌手术包","骨科包-基础配置：手术洞巾-桌布1个、手术洞巾-整形外科型1个；可选配置：一次性使用手术衣2个、一次性医用海绵棒2个、手术洞巾-大台罩1个、擦手纸2个、针盒1个、医用弹性绷带1个、手术灯手柄罩1个、一次性使用塑料钳1个、一次性使用塑料镊1个、样品杯3个、一次性手术器械罩3个；其他组件：一次性使用灭菌橡胶外科手套2个","B型",null,null,"HCS00039","世源科技（嘉兴）医疗电子有限公司","世源科技（嘉兴）医疗电子有限公司"]
["003979219804994","00397921","C14020200000000103890006452","浙械注准20192140407","一次性使用无菌手术包","腹腔镜包-基础配置：手术洞巾-桌布1个、手术洞巾-膀胱镜检查型1个；可选配置一次性使用手术衣2个、一次性医用海绵棒2个、：手术洞巾-大台罩1个、擦手纸2个、针盒1个、医用弹性绷带1个、手术灯手柄罩1个、一次性使用塑料钳1个、一次性使用塑料镊1个、样品杯2个、一次性手术器械罩1个；其他组件：一次性使用灭菌橡胶外科手套3个、医用脱脂纱布5个、脱脂棉球4个、医用胶带2个","B型",null,null,"HCS00039","世源科技（嘉兴）医疗电子有限公司","世源科技（嘉兴）医疗电子有限公司"]
["003979219804995","00397921","C14020200000000103890005967","浙械注准20192140407","一次性使用无菌手术包","腹腔镜包-基础配置：手术洞巾-桌布1个、手术洞巾-普通外科型2个；可选配置：手术洞巾-大台罩1个、擦手纸3个、针盒1个、医用弹性绷带3个、手术灯手柄罩1个、一次性使用塑料钳1个、一次性使用塑料镊1个、样品杯1个、一次性手术器械罩1个；其他组件：一次性使用灭菌橡胶外科手套2个","A型",null,null,"HCS00039","世源科技（嘉兴）医疗电子有限公司","世源科技（嘉兴）医疗电子有限公司"]
["003979219805004","00397921","C14020200000000103890002749","浙械注准20192140407","一次性使用无菌手术包","骨科包-基础配置：手术洞巾-桌布1个、手术洞巾-整形外科型1个；可选配置：一次性使用手术衣2个、一次性医用海绵棒2个、手术洞巾-大台罩1个、擦手纸4个、针盒1个、医用弹性绷带1个、手术灯手柄罩1个、一次性使用塑料钳1个、一次性使用塑料镊1个、样品杯2个、一次性手术器械罩3个；其他组件：一次性使用灭菌橡胶外科手套3个、医用脱脂纱布10个","B型",null,null,"HCS00039","世源科技（嘉兴）医疗电子有限公司","世源科技（嘉兴）医疗电子有限公司"]
["003979219805005","00397921","C14020200000000103890004481","浙械注准20192140407","一次性使用无菌手术包","骨科包-基础配置：手术洞巾-桌布1个、手术洞巾-整形外科型1个；可选配置：一次性使用手术衣2个、一次性医用海绵棒2个、手术洞巾-大台罩1个、擦手纸2个、针盒1个、医用弹性绷带3个、手术灯手柄罩1个、一次性使用塑料钳1个、一次性使用塑料镊1个、样品杯3个、一次性手术器械罩3个；其他组件：一次性使用灭菌橡胶外科手套3个、医用脱脂纱布10个、脱脂棉球8个、剪刀1个","B型",null,null,"HCS00039","世源科技（嘉兴）医疗电子有限公司","世源科技（嘉兴）医疗电子有限公司"]
["003979219805006","00397921","C14020200000000103890008539","浙械注准20192140407","一次性使用无菌手术包","骨科包-基础配置：手术洞巾-桌布1个、手术洞巾-整形外科型1个；可选配置：一次性使用手术衣2个、一次性医用海绵棒2个、手术洞巾-大台罩1个、擦手纸2个、针盒1个、医用弹性绷带2个、手术灯手柄罩1个、一次性使用塑料钳1个、一次性使用塑料镊1个、样品杯3个、一次性手术器械罩1个","B型",null,null,"HCS00039","世源科技（嘉兴）医疗电子有限公司","世源科技（嘉兴）医疗电子有限公司"]
["003979219805007","00397921","C14020200000000103890008399","浙械注准20192140407","一次性使用无菌手术包","骨科包-基础配置：手术洞巾-桌布1个、手术洞巾-整形外科型1个；可选配置：一次性使用手术衣2个、一次性医用海绵棒2个、手术洞巾-大台罩1个、擦手纸4个、针盒1个、医用弹性绷带1个、手术灯手柄罩1个、一次性使用塑料钳1个、一次性使用塑料镊1个、样品杯1个、一次性手术器械罩1个；其他组件：一次性使用灭菌橡胶外科手套3个、医用脱脂纱布5个、脱脂棉球4个、垃圾袋1个","B型",null,null,"HCS00039","世源科技（嘉兴）医疗电子有限公司","世源科技（嘉兴）医疗电子有限公司"]
["003979219805008","00397921","C14020200000000103890005687","浙械注准20192140407","一次性使用无菌手术包","骨科包-基础配置：手术洞巾-桌布1个、手术洞巾-整形外科型1个；可选配置：一次性使用手术衣2个、一次性医用海绵棒2个、手术洞巾-大台罩1个、擦手纸4个、针盒1个、医用弹性绷带1个、手术灯手柄罩1个、一次性使用塑料钳1个、一次性使用塑料镊1个、样品杯3个、一次性手术器械罩1个；其他组件：一次性使用灭菌橡胶外科手套3个、医用脱脂纱布5个、脱脂棉球8个、垃圾袋1个","B型",null,null,"HCS00039","世源科技（嘉兴）医疗电子有限公司","世源科技（嘉兴）医疗电子有限公司"]
["003979219805009","00397921","C14020200000000103890009409","浙械注准20192140407","一次性使用无菌手术包","骨科包-基础配置：手术洞巾-桌布1个、手术洞巾-整形外科型1个；可选配置：一次性使用手术衣2个、一次性医用海绵棒2个、手术洞巾-大台罩1个、擦手纸4个、针盒1个、医用弹性绷带1个、手术灯手柄罩1个、一次性使用塑料钳1个、一次性使用塑料镊1个、样品杯2个、一次性手术器械罩3个","B型",null,null,"HCS00039","世源科技（嘉兴）医疗电子有限公司","世源科技（嘉兴）医疗电子有限公司"]
["003979219805010","00397921","C14020200000000103890003150","浙械注准20192140407","一次性使用无菌手术包","骨科包-基础配置：手术洞巾-桌布1个、手术洞巾-整形外科型1个；可选配置：一次性使用手术衣2个、一次性医用海绵棒2个、手术洞巾-大台罩1个、擦手纸3个、针盒1个、医用弹性绷带2个、手术灯手柄罩1个、一次性使用塑料钳1个、一次性使用塑料镊1个、样品杯2个、一次性手术器械罩2个；其他组件：一次性使用灭菌橡胶外科手套3个、医用脱脂纱布10个、脱脂棉球4个、垃圾袋1个","B型",null,null,"HCS00039","世源科技（嘉兴）医疗电子有限公司","世源科技（嘉兴）医疗电子有限公司"]
["003979219804281","00397921","C14020200000000103890003496","浙械注准20192140407","一次性使用无菌手术包","髋关节手术包-基础配置：手术洞巾-桌布1个、手术洞巾-普通外科型2个；可选配置：手术洞巾-大台罩1个、擦手纸2个、针盒1个、医用弹性绷带1个、手术灯手柄罩1个、一次性使用塑料钳1个、一次性使用塑料镊1个、样品杯1个、一次性手术器械罩1个；其他组件：一次性使用灭菌橡胶外科手套2个、医用脱脂纱布5个","A型",null,null,"HCS00039","世源科技（嘉兴）医疗电子有限公司","世源科技（嘉兴）医疗电子有限公司"]
["003979219804298","00397921","C14020200000000103890005661","浙械注准20192140407","一次性使用无菌手术包","两孔介入包-基础配置：手术洞巾-桌布1个、手术洞巾-血管造影型1个；可选配置：一次性使用手术衣2个、一次性医用海绵棒2个、手术洞巾-大台罩1个、擦手纸2个、针盒1个、医用弹性绷带3个、手术灯手柄罩1个、一次性使用塑料钳1个、一次性使用塑料镊1个、样品杯1个、一次性手术器械罩1个；其他组件：一次性使用灭菌橡胶外科手套3个、医用脱脂纱布5个、脱脂棉球4个","B型",null,null,"HCS00039","世源科技（嘉兴）医疗电子有限公司","世源科技（嘉兴）医疗电子有限公司"]
["003979219799416","00397921","C14020200000000103890005624","浙械注准20192140407","一次性使用无菌手术包","口腔包-基础配置：手术洞巾-桌布1个、手术洞巾-普通外科型2个；可选配置：手术洞巾-大台罩1个、擦手纸3个、针盒1个、医用弹性绷带3个、手术灯手柄罩1个、一次性使用塑料钳1个、一次性使用塑料镊1个、样品杯1个、一次性手术器械罩1个；其他组件：一次性使用灭菌橡胶外科手套2个","A型",null,null,"HCS00039","世源科技（嘉兴）医疗电子有限公司","世源科技（嘉兴）医疗电子有限公司"]
["003979219799470","00397921","C14020200000000103890004397","浙械注准20192140407","一次性使用无菌手术包","清创包-基础配置：手术洞巾-桌布1个、手术洞巾-辅助型1个；可选配置：手术一次性使用手术衣2个、一次性医用海绵棒2个、洞巾-大台罩1个、擦手纸2个、针盒1个、医用弹性绷带2个、手术灯手柄罩1个、一次性使用塑料钳1个、一次性使用塑料镊1个、样品杯2个、一次性手术器械罩2个；其他组件：一次性使用灭菌橡胶外科手套2个、医用脱脂纱布10个、脱脂棉球8个","B型",null,null,"HCS00039","世源科技（嘉兴）医疗电子有限公司","世源科技（嘉兴）医疗电子有限公司"]
["003979219799574","00397921","C14020200000000103890005340","浙械注准20192140407","一次性使用无菌手术包","标识包-基础配置：手术洞巾-桌布1个、手术洞巾-辅助型1个；可选配置：手术一次性使用手术衣2个、一次性医用海绵棒2个、洞巾-大台罩1个、擦手纸2个、针盒1个、医用弹性绷带2个、手术灯手柄罩1个、一次性使用塑料钳1个、一次性使用塑料镊1个、样品杯3个、一次性手术器械罩3个；其他组件：一次性使用灭菌橡胶外科手套3个、医用脱脂纱布5个、脱脂棉球4个、剪刀1个","B型",null,null,"HCS00039","世源科技（嘉兴）医疗电子有限公司","世源科技（嘉兴）医疗电子有限公司"]
["003979219799779","00397921","C14020200000000103890007188","浙械注准20192140407","一次性使用无菌手术包","顺产包-基础配置：手术洞巾-桌布1个、手术洞巾-妇科型1个；可选配置：手术一次性使用手术衣2个、一次性医用海绵棒2个、洞巾-大台罩1个、擦手纸3个、针盒1个、医用弹性绷带3个、手术灯手柄罩1个、一次性使用塑料钳1个、一次性使用塑料镊1个、样品杯1个、一次性手术器械罩1个；其他组件：一次性使用灭菌橡胶外科手套2个、医用脱脂纱布5个、脱脂棉球4个","B型",null,null,"HCS00039","世源科技（嘉兴）医疗电子有限公司","世源科技（嘉兴）医疗电子有限公司"]
["003979219799854","00397921","C14020200000000103890006158","浙械注准20192140407","一次性使用无菌手术包","口腔包-基础配置：手术洞巾-桌布1个、手术洞巾-眼耳鼻喉型1个；可选配置：一次性使用手术衣2个、一次性医用海绵棒2个、手术洞巾-大台罩1个、擦手纸4个、针盒1个、医用弹性绷带3个、手术灯手柄罩1个、一次性使用塑料钳1个、一次性使用塑料镊1个、样品杯2个、一次性手术器械罩3个；其他组件：一次性使用灭菌橡胶外科手套3个、医用脱脂纱布5个、脱脂棉球4个、医用胶带2个","B型",null,null,"HCS00039","世源科技（嘉兴）医疗电子有限公司","世源科技（嘉兴）医疗电子有限公司"]
["003979219803833","00397921","C14020200000000103890003741","浙械注准20192140407","一次性使用无菌手术包","四孔介入包-基础配置：手术洞巾-桌布1个、手术洞巾-血管造影型1个；可选配置：一次性使用手术衣2个、一次性医用海绵棒2个、手术洞巾-大台罩1个、擦手纸1个、针盒1个、医用弹性绷带2个、手术灯手柄罩1个、一次性使用塑料钳1个、一次性使用塑料镊1个、样品杯1个、一次性手术器械罩1个；其他组件：一次性使用灭菌橡胶外科手套2个、医用脱脂纱布5个、脱脂棉球8个、盘1个","B型",null,null,"HCS00039","世源科技（嘉兴）医疗电子有限公司","世源科技（嘉兴）医疗电子有限公司"]
["003979219803834","00397921","C14020200000000103890004209","浙械注准20192140407","一次性使用无菌手术包","四孔介入包-基础配置：手术洞巾-桌布1个、手术洞巾-血管造影型1个；可选配置：一次性使用手术衣2个、一次性医用海绵棒2个、手术洞巾-大台罩1个、擦手纸1个、针盒1个、医用弹性绷带3个、手术灯手柄罩1个、一次性使用塑料钳1个、一次性使用塑料镊1个、样品杯3个、一次性手术器械罩1个；其他组件：一次性使用灭菌橡胶外科手套2个、医用脱脂纱布10个、脱脂棉球8个、盘1个","B型",null,null,"HCS00039","世源科技（嘉兴）医疗电子有限公司","世源科技（嘉兴）医疗电子有限公司"]
["003979219803835","00397921","C14020200000000103890006369","浙械注准20192140407","一次性使用无菌手术包","四孔介入包-基础配置：手术洞巾-桌布1个、手术洞巾-血管造影型1个；可选配置：一次性使用手术衣2个、一次性医用海绵棒2个、手术洞巾-大台罩1个、擦手纸1个、针盒1个、医用弹性绷带3个、手术灯手柄罩1个、一次性使用塑料钳1个、一次性使用塑料镊1个、样品杯3个、一次性手术器械罩2个；其他组件：一次性使用灭菌橡胶外科手套2个、医用脱脂纱布5个、脱脂棉球8个、剪刀1个","B型",null,null,"HCS00039","世源科技（嘉兴）医疗电子有限公司","世源科技（嘉兴）医疗电子有限公司"]
["003979219803836","00397921","C14020200000000103890002727","浙械注准20192140407","一次性使用无菌手术包","四孔介入包-基础配置：手术洞巾-桌布1个、手术洞巾-血管造影型1个；可选配置：一次性使用手术衣2个、一次性医用海绵棒2个、手术洞巾-大台罩1个、擦手纸2个、针盒1个、医用弹性绷带1个、手术灯手柄罩1个、一次性使用塑料钳1个、一次性使用塑料镊1个、样品杯2个、一次性手术器械罩3个；其他组件：一次性使用灭菌橡胶外科手套3个、医用脱脂纱布5个、脱脂棉球4个、盘1个","B型",null,null,"HCS00039","世源科技（嘉兴）医疗电子有限公司","世源科技（嘉兴）医疗电子有限公司"]
["003853959283267","00385395","C03440310701001089210000168","国械注准20143132296","髋关节假体-髋臼外杯","髋臼外杯外径D/髋臼外杯内径D1 (单位：mm/mm)：50/40","髋臼外杯；Ⅰ型",null,null,"HCS00005","武汉迈瑞科技有限公司(原武汉德骼拜尔外科植入物有限公司）","武汉迈瑞科技有限公司(原武汉德骼拜尔外科植入物有限公司）"]
["003853959283268","00385395","C03440310701001089210000200","国械注准20143132296","髋关节假体-髋臼外杯","髋臼外杯外径D/髋臼外杯内径D1 (单位：mm/mm)：56/44","髋臼外杯；Ⅰ型",null,null,"HCS00005","武汉迈瑞科技有限公司(原武汉德骼拜尔外科植入物有限公司）","武汉迈瑞科技有限公司(原武汉德骼拜尔外科植入物有限公司）"]
["003853959283270","00385395","C03440310701001089210000202","国械注准20143132296","髋关节假体-髋臼外杯","髋臼外杯外径D/髋臼外杯内径D1 (单位：mm/mm)：64/52","髋臼外杯；Ⅰ型",null,null,"HCS00005","武汉迈瑞科技有限公司(原武汉德骼拜尔外科植入物有限公司）","武汉迈瑞科技有限公司(原武汉德骼拜尔外科植入物有限公司）"]
["003853959283273","00385395","C03440310701001089210000156","国械注准20143132296","髋关节假体-髋臼外杯","髋臼外杯外径D/髋臼外杯内径D1 (单位：mm/mm)：50/38","髋臼外杯；Ⅰ型",null,null,"HCS00005","武汉迈瑞科技有限公司(原武汉德骼拜尔外科植入物有限公司）","武汉迈瑞科技有限公司(原武汉德骼拜尔外科植入物有限公司）"]
["003853959283274","00385395","C03440310701001089210000157","国械注准20143132296","髋关节假体-髋臼外杯","髋臼外杯外径D/髋臼外杯内径D1 (单位：mm/mm)：54/42","髋臼外杯；Ⅰ型",null,null,"HCS00005","武汉迈瑞科技有限公司(原武汉德骼拜尔外科植入物有限公司）","武汉迈瑞科技有限公司(原武汉德骼拜尔外科植入物有限公司）"]
["003853959283275","00385395","C03440310701001089210000160","国械注准20143132296","髋关节假体-髋臼外杯","髋臼外杯外径D/髋臼外杯内径D1 (单位：mm/mm)：64/56","髋臼外杯；Ⅰ型",null,null,"HCS00005","武汉迈瑞科技有限公司(原武汉德骼拜尔外科植入物有限公司）","武汉迈瑞科技有限公司(原武汉德骼拜尔外科植入物有限公司）"]
["003853959283277","00385395","C03440310701001089210000163","国械注准20143132296","髋关节假体-髋臼外杯","髋臼外杯外径D/髋臼外杯内径D1 (单位：mm/mm)：62/52","髋臼外杯；Ⅰ型",null,null,"HCS00005","武汉迈瑞科技有限公司(原武汉德骼拜尔外科植入物有限公司）","武汉迈瑞科技有限公司(原武汉德骼拜尔外科植入物有限公司）"]
["003853959283278","00385395","C03440310701001089210000164","国械注准20143132296","髋关节假体-髋臼外杯","髋臼外杯外径D/髋臼外杯内径D1 (单位：mm/mm)：56/46","髋臼外杯；Ⅰ型",null,null,"HCS00005","武汉迈瑞科技有限公司(原武汉德骼拜尔外科植入物有限公司）","武汉迈瑞科技有限公司(原武汉德骼拜尔外科植入物有限公司）"]
["003853959283279","00385395","C03440310701001089210000166","国械注准20143132296","髋关节假体-髋臼外杯","髋臼外杯外径D/髋臼外杯内径D1 (单位：mm/mm)：46/34","髋臼外杯；Ⅰ型",null,null,"HCS00005","武汉迈瑞科技有限公司(原武汉德骼拜尔外科植入物有限公司）","武汉迈瑞科技有限公司(原武汉德骼拜尔外科植入物有限公司）"]
["003853959283280","00385395","C03440310701001089210000167","国械注准20143132296","髋关节假体-髋臼外杯","髋臼外杯外径D/髋臼外杯内径D1 (单位：mm/mm)：62/54","髋臼外杯；Ⅲ型",null,null,"HCS00005","武汉迈瑞科技有限公司(原武汉德骼拜尔外科植入物有限公司）","武汉迈瑞科技有限公司(原武汉德骼拜尔外科植入物有限公司）"]
["003853959283281","00385395","C03440310701001089210000169","国械注准20143132296","髋关节假体-髋臼外杯","髋臼外杯外径D/髋臼外杯内径D1 (单位：mm/mm)：58/46","髋臼外杯；Ⅰ型",null,null,"HCS00005","武汉迈瑞科技有限公司(原武汉德骼拜尔外科植入物有限公司）","武汉迈瑞科技有限公司(原武汉德骼拜尔外科植入物有限公司）"]
["003853959283282","00385395","C03440310701001089210000170","国械注准20143132296","髋关节假体-髋臼外杯","髋臼外杯外径D/髋臼外杯内径D1 (单位：mm/mm)：60/50","髋臼外杯；Ⅰ型",null,null,"HCS00005","武汉迈瑞科技有限公司(原武汉德骼拜尔外科植入物有限公司）","武汉迈瑞科技有限公司(原武汉德骼拜尔外科植入物有限公司）"]
["003853959283284","00385395","C03440310701001089210000173","国械注准20143132296","髋关节假体-髋臼外杯","髋臼外杯外径D/髋臼外杯内径D1 (单位：mm/mm)：48/36","髋臼外杯；Ⅰ型",null,null,"HCS00005","武汉迈瑞科技有限公司(原武汉德骼拜尔外科植入物有限公司）","武汉迈瑞科技有限公司(原武汉德骼拜尔外科植入物有限公司）"]
["003853959283285","00385395","C03440310701001089210000174","国械注准20143132296","髋关节假体-髋臼外杯","髋臼外杯外径D/髋臼外杯内径D1 (单位：mm/mm)：60/48","髋臼外杯；Ⅰ型",null,null,"HCS00005","武汉迈瑞科技有限公司(原武汉德骼拜尔外科植入物有限公司）","武汉迈瑞科技有限公司(原武汉德骼拜尔外科植入物有限公司）"]
["003853959283287","00385395","C03440310701001089210000182","国械注准20143132296","髋关节假体-髋臼外杯","髋臼外杯外径D/髋臼外杯内径D1 (单位：mm/mm)：62/50","髋臼外杯；Ⅰ型",null,null,"HCS00005","武汉迈瑞科技有限公司(原武汉德骼拜尔外科植入物有限公司）","武汉迈瑞科技有限公司(原武汉德骼拜尔外科植入物有限公司）"]
["003853959283290","00385395","C03440310701001089210000190","国械注准20143132296","髋关节假体-髋臼外杯","髋臼外杯外径D/髋臼外杯内径D1 (单位：mm/mm)：52/42","髋臼外杯；Ⅰ型",null,null,"HCS00005","武汉迈瑞科技有限公司(原武汉德骼拜尔外科植入物有限公司）","武汉迈瑞科技有限公司(原武汉德骼拜尔外科植入物有限公司）"]
["003853959283291","00385395","C03440310701001089210000191","国械注准20143132296","髋关节假体-髋臼外杯","髋臼外杯外径D/髋臼外杯内径D1 (单位：mm/mm)：64/54","髋臼外杯；Ⅰ型",null,null,"HCS00005","武汉迈瑞科技有限公司(原武汉德骼拜尔外科植入物有限公司）","武汉迈瑞科技有限公司(原武汉德骼拜尔外科植入物有限公司）"]
["003853959283293","00385395","C03440310701001089210000193","国械注准20143132296","髋关节假体-髋臼外杯","髋臼外杯外径D/髋臼外杯内径D1 (单位：mm/mm)：58/48","髋臼外杯；Ⅰ型",null,null,"HCS00005","武汉迈瑞科技有限公司(原武汉德骼拜尔外科植入物有限公司）","武汉迈瑞科技有限公司(原武汉德骼拜尔外科植入物有限公司）"]
["003853959283294","00385395","C03440310701001089210000194","国械注准20143132296","髋关节假体-髋臼外杯","髋臼外杯外径D/髋臼外杯内径D1 (单位：mm/mm)：44/34","髋臼外杯；Ⅰ型",null,null,"HCS00005","武汉迈瑞科技有限公司(原武汉德骼拜尔外科植入物有限公司）","武汉迈瑞科技有限公司(原武汉德骼拜尔外科植入物有限公司）"]
["003853959283295","00385395","C03440310701001089210000195","国械注准20143132296","髋关节假体-髋臼外杯","髋臼外杯外径D/髋臼外杯内径D1 (单位：mm/mm)：46/36","髋臼外杯；Ⅰ型",null,null,"HCS00005","武汉迈瑞科技有限公司(原武汉德骼拜尔外科植入物有限公司）","武汉迈瑞科技有限公司(原武汉德骼拜尔外科植入物有限公司）"]
["003853959283299","00385395","C03440310701001089210000204","国械注准20143132296","髋关节假体-髋臼外杯","髋臼外杯外径D/髋臼外杯内径D1 (单位：mm/mm)：54/44","髋臼外杯；Ⅰ型",null,null,"HCS00005","武汉迈瑞科技有限公司(原武汉德骼拜尔外科植入物有限公司）","武汉迈瑞科技有限公司(原武汉德骼拜尔外科植入物有限公司）"]
["003853959283300","00385395","C03440310701001089210000206","国械注准20143132296","髋关节假体-髋臼外杯","髋臼外杯外径D/髋臼外杯内径D1 (单位：mm/mm)：48/38","髋臼外杯；Ⅰ型",null,null,"HCS00005","武汉迈瑞科技有限公司(原武汉德骼拜尔外科植入物有限公司）","武汉迈瑞科技有限公司(原武汉德骼拜尔外科植入物有限公司）"]
["003853959283301","00385395","C03440310701001089210000208","国械注准20143132296","髋关节假体-髋臼外杯","髋臼外杯外径D/髋臼外杯内径D1 (单位：mm/mm)：52/40","髋臼外杯；Ⅰ型",null,null,"HCS00005","武汉迈瑞科技有限公司(原武汉德骼拜尔外科植入物有限公司）","武汉迈瑞科技有限公司(原武汉德骼拜尔外科植入物有限公司）"]
["003938419797649","00393841","C02071001500000094790000061","国械注准20143032091","一次性使用无菌导管鞘","桡动脉导管鞘  R1－6Ｆr×10cm","桡动脉导管鞘  R1－6Ｆr×10cm",null,null,"HCS00128","佛山特种医用导管有限责任公司","佛山特种医用导管有限责任公司"]
["003938419797767","00393841","C02071001500000094790000774","国械注准20143032091","一次性使用无菌导管鞘","F1-8Fr×12cmA","F1-8Fr×12cmA",null,null,"HCS00128","佛山特种医用导管有限责任公司","佛山特种医用导管有限责任公司"]
["003938419797652","00393841","C02071001500000094790000068","国械注准20143032091","一次性使用无菌导管鞘","桡动脉导管鞘R-6Frx10cm","桡动脉导管鞘R-6Frx10cm",null,null,"HCS00128","佛山特种医用导管有限责任公司","佛山特种医用导管有限责任公司"]
["003938419797654","00393841","C02071001500000094790000177","国械注准20143032091","一次性使用无菌导管鞘","股动脉导管鞘    Ｆ－8Ｆr×10cm","股动脉导管鞘    Ｆ－8Ｆr×10cm",null,null,"HCS00128","佛山特种医用导管有限责任公司","佛山特种医用导管有限责任公司"]
["003938419797650","00393841","C02071001500000094790000095","国械注准20143032091","一次性使用无菌导管鞘","桡动脉导管鞘  R1－6Ｆr×16cm","桡动脉导管鞘  R1－6Ｆr×16cm",null,null,"HCS00128","佛山特种医用导管有限责任公司","佛山特种医用导管有限责任公司"]
["003938419797692","00393841","C02071001500000094790000771","国械注准20143032091","一次性使用无菌导管鞘","F1-8Fr×11cmA","F1-8Fr×11cmA",null,null,"HCS00128","佛山特种医用导管有限责任公司","佛山特种医用导管有限责任公司"]
["003938419797656","00393841","C02071001500000094790000804","国械注准20143032091","一次性使用无菌导管鞘","F1-6Fr×10cmA","F1-6Fr×10cmA",null,null,"HCS00128","佛山特种医用导管有限责任公司","佛山特种医用导管有限责任公司"]
["003938419797668","00393841","C02071001500000094790000807","国械注准20143032091","一次性使用无菌导管鞘","F1-6Fr×11cmA","F1-6Fr×11cmA",null,null,"HCS00128","佛山特种医用导管有限责任公司","佛山特种医用导管有限责任公司"]
["003938419797768","00393841","C02071001500000094790000150","国械注准20143032091","一次性使用无菌导管鞘","股动脉导管鞘   Ｆ－6Ｆr×11cm","股动脉导管鞘   Ｆ－6Ｆr×11cm",null,null,"HCS00128","佛山特种医用导管有限责任公司","佛山特种医用导管有限责任公司"]
["003938419797784","00393841","C02071001500000094790000112","国械注准20143032091","一次性使用无菌导管鞘","股动脉导管鞘   Ｆ－8Ｆr×11cm","股动脉导管鞘   Ｆ－8Ｆr×11cm",null,null,"HCS00128","佛山特种医用导管有限责任公司","佛山特种医用导管有限责任公司"]
["003938419797673","00393841","C02071001500000094790000815","国械注准20143032091","一次性使用无菌导管鞘","F1-7Fr×11cmA","F1-7Fr×11cmA",null,null,"HCS00128","佛山特种医用导管有限责任公司","佛山特种医用导管有限责任公司"]
["003938419797642","00393841","C02071001500000094790000728","国械注准20143032091","一次性使用无菌导管鞘","R-6Fr×10cmA","R-6Fr×10cmA",null,null,"HCS00128","佛山特种医用导管有限责任公司","佛山特种医用导管有限责任公司"]
["003938419797691","00393841","C02071001500000094790000759","国械注准20143032091","一次性使用无菌导管鞘","F1-8Fr×10cmA","F1-8Fr×10cmA",null,null,"HCS00128","佛山特种医用导管有限责任公司","佛山特种医用导管有限责任公司"]
["003938419797641","00393841","C02071001500000094790000673","国械注准20143032091","一次性使用无菌导管鞘","R1-6Fr×16cmA","R1-6Fr×16cmA",null,null,"HCS00128","佛山特种医用导管有限责任公司","佛山特种医用导管有限责任公司"]
["003938419797643","00393841","C02071001500000094790000725","国械注准20143032091","一次性使用无菌导管鞘","R-6Fr×16cmA","R-6Fr×16cmA",null,null,"HCS00128","佛山特种医用导管有限责任公司","佛山特种医用导管有限责任公司"]
["003938419797672","00393841","C02071001500000094790000775","国械注准20143032091","一次性使用无菌导管鞘","F1-7Fr×10cmA","F1-7Fr×10cmA",null,null,"HCS00128","佛山特种医用导管有限责任公司","佛山特种医用导管有限责任公司"]
["003938419797678","00393841","C02071001500000094790000769","国械注准20143032091","一次性使用无菌导管鞘","F1-7Fr×12cmA","F1-7Fr×12cmA",null,null,"HCS00128","佛山特种医用导管有限责任公司","佛山特种医用导管有限责任公司"]
["003938419797670","00393841","C02071001500000094790000809","国械注准20143032091","一次性使用无菌导管鞘","F1-6Fr×12cmA","F1-6Fr×12cmA",null,null,"HCS00128","佛山特种医用导管有限责任公司","佛山特种医用导管有限责任公司"]
["003938419797640","00393841","C02071001500000094790000678","国械注准20143032091","一次性使用无菌导管鞘","R1-6Fr×10cmA","R1-6Fr×10cmA",null,null,"HCS00128","佛山特种医用导管有限责任公司","佛山特种医用导管有限责任公司"]
["003823859825879","00382385","C16040202600001094790010500","粤械注准20152020576","一次性使用套管穿刺针","T12-0","单支装",null,null,"HCS00128","佛山特种医用导管有限责任公司","佛山特种医用导管有限责任公司"]
["003319499661698","00331949","C08050413500000053820000009","粤械注准20232160500","硅胶环扎带","环扎带120、硅胶条5.2","环扎带120、硅胶条5.2",null,null,"HCS00135","广州卫视博生物科技有限公司"]
["003319499661699","00331949","C08050413500000053820000010","粤械注准20232160500","硅胶环扎带","环扎带120、硅胶条6.0","环扎带120、硅胶条6.0",null,null,"HCS00135","广州卫视博生物科技有限公司"]
["003745129786089","00374512","C14020200000000186950000006","豫械注准20232140503","医用脱脂纱布块","8cm×10cm×8P  5块装","无菌Ⅰ型",null,null,"J9460","中环医疗科技（河南）有限公司","中环医疗科技（河南）有限公司"]
["003745129786115","00374512","C14020200000000186950000283","豫械注准20232140503","医用脱脂纱布块","12cm×12cm×12P","无菌Ⅰ型",null,null,"J9460","中环医疗科技（河南）有限公司","中环医疗科技（河南）有限公司"]
["003745129786116","00374512","C14020200000000186950000276","豫械注准20232140503","医用脱脂纱布块","35cm×40cm×1P  10块装","无菌Ⅱ型",null,null,"J9460","中环医疗科技（河南）有限公司","中环医疗科技（河南）有限公司"]
["003745129786117","00374512","C14020200000000186950000285","豫械注准20232140503","医用脱脂纱布块","8cm×10cm×8P 2块装 气切开口","无菌III型",null,null,"J9460","中环医疗科技（河南）有限公司","中环医疗科技（河南）有限公司"]
["003745129786118","00374512","C14020200000000186950000296","豫械注准20232140503","医用脱脂纱布块","10cm×10cm×16P 2块装","无菌Ⅱ型",null,null,"J9460","中环医疗科技（河南）有限公司","中环医疗科技（河南）有限公司"]
["003745129786119","00374512","C14020200000000186950000292","豫械注准20232140503","医用脱脂纱布块","40cm×50cm×1P  1块装","无菌Ⅰ型",null,null,"J9460","中环医疗科技（河南）有限公司","中环医疗科技（河南）有限公司"]
["003745129786120","00374512","C14020200000000186950000297","豫械注准20232140503","医用脱脂纱布块","10cm×10cm×16P","无菌Ⅰ型",null,null,"J9460","中环医疗科技（河南）有限公司","中环医疗科技（河南）有限公司"]
["003745129786121","00374512","C14020200000000186950000303","豫械注准20232140503","医用脱脂纱布块","6cm×7cm×9P  3块装（抽边 ）","无菌Ⅱ型",null,null,"J9460","中环医疗科技（河南）有限公司","中环医疗科技（河南）有限公司"]
["003745129786123","00374512","C14020200000000186950000315","豫械注准20232140503","医用脱脂纱布块","30cm×40cm×1P  2块装(显影锁边)","无菌Ⅱ型",null,null,"J9460","中环医疗科技（河南）有限公司","中环医疗科技（河南）有限公司"]
["003745129786126","00374512","C14020200000000186950000026","豫械注准20232140503","医用脱脂纱布块","8cm×10cm×8P  5块装","无菌Ⅱ型",null,null,"J9460","中环医疗科技（河南）有限公司","中环医疗科技（河南）有限公司"]
["003745129786128","00374512","C14020200000000186950000268","豫械注准20232140503","医用脱脂纱布块","8cm×10cm×8P 3块装","无菌Ⅱ型",null,null,"J9460","中环医疗科技（河南）有限公司","中环医疗科技（河南）有限公司"]
["003745129786129","00374512","C14020200000000186950000269","豫械注准20232140503","医用脱脂纱布块","8cm×10cm×8P 3块装","无菌Ⅰ型",null,null,"J9460","中环医疗科技（河南）有限公司","中环医疗科技（河南）有限公司"]
["003745129786130","00374512","C14020200000000186950000302","豫械注准20232140503","医用脱脂纱布块","11cm×11cm×16P 5块装（抽边）","无菌Ⅱ型",null,null,"J9460","中环医疗科技（河南）有限公司","中环医疗科技（河南）有限公司"]
["003745129786131","00374512","C14020200000000186950000320","豫械注准20232140503","医用脱脂纱布块","3cm×10cm×4P  5块装(显影锁边)","无菌Ⅱ型",null,null,"J9460","中环医疗科技（河南）有限公司","中环医疗科技（河南）有限公司"]
["003745129786133","00374512","C14020200000000186950000332","豫械注准20232140503","医用脱脂纱布块","5cm×35cm×2P  5块装(显影锁边)","无菌Ⅱ型",null,null,"J9460","中环医疗科技（河南）有限公司","中环医疗科技（河南）有限公司"]
["003745129786134","00374512","C14020200000000186950000430","豫械注准20232140503","医用脱脂纱布块","4cm×16cm×6P   5块装","无菌Ⅰ型",null,null,"J9460","中环医疗科技（河南）有限公司","中环医疗科技（河南）有限公司"]
["003745129786185","00374512","C14020200000000186950000293","豫械注准20232140503","医用脱脂纱布块","40cm×50cm×1P  10块装","无菌Ⅱ型",null,null,"J9460","中环医疗科技（河南）有限公司","中环医疗科技（河南）有限公司"]
["003745129786186","00374512","C14020200000000186950000291","豫械注准20232140503","医用脱脂纱布块","40cm×50cm×1P  2块装","无菌Ⅰ型",null,null,"J9460","中环医疗科技（河南）有限公司","中环医疗科技（河南）有限公司"]
["003745129786187","00374512","C14020200000000186950000329","豫械注准20232140503","医用脱脂纱布块","2cm×20cm×8P  5块装(显影锁边)","无菌Ⅱ型",null,null,"J9460","中环医疗科技（河南）有限公司","中环医疗科技（河南）有限公司"]
["003745129786189","00374512","C14020200000000186950000327","豫械注准20232140503","医用脱脂纱布块","5cm×35cm×4P  5块装(显影锁边)","无菌Ⅱ型",null,null,"J9460","中环医疗科技（河南）有限公司","中环医疗科技（河南）有限公司"]
["003745129786190","00374512","C14020200000000186950000288","豫械注准20232140503","医用脱脂纱布块","40cm×50cm×1P  5块装","无菌Ⅱ型",null,null,"J9460","中环医疗科技（河南）有限公司","中环医疗科技（河南）有限公司"]
["003745129786191","00374512","C14020200000000186950000339","豫械注准20232140503","医用脱脂纱布块","11cm×11cm×16P  1块装","无菌Ⅰ型",null,null,"J9460","中环医疗科技（河南）有限公司","中环医疗科技（河南）有限公司"]
["003745129786090","00374512","C14020200000000186950000337","豫械注准20232140503","医用脱脂纱布块","6cm×7cm×9P  3块装","无菌Ⅰ型",null,null,"J9460","中环医疗科技（河南）有限公司","中环医疗科技（河南）有限公司"]
["003745129786106","00374512","C14020200000000186950000277","豫械注准20232140503","医用脱脂纱布块","35cm×40cm×1P  10块装","无菌Ⅰ型",null,null,"J9460","中环医疗科技（河南）有限公司","中环医疗科技（河南）有限公司"]
["003745129786107","00374512","C14020200000000186950000298","豫械注准20232140503","医用脱脂纱布块","10cm×10cm×16P  2块装","无菌Ⅱ型",null,null,"J9460","中环医疗科技（河南）有限公司","中环医疗科技（河南）有限公司"]
["003745129786108","00374512","C14020200000000186950000328","豫械注准20232140503","医用脱脂纱布块","10cm×30cm×4P  5块装(显影锁边)","无菌Ⅱ型",null,null,"J9460","中环医疗科技（河南）有限公司","中环医疗科技（河南）有限公司"]
["003745129786109","00374512","C14020200000000186950000336","豫械注准20232140503","医用脱脂纱布块","6cm×7cm×9P  10块装","无菌Ⅱ型",null,null,"J9460","中环医疗科技（河南）有限公司","中环医疗科技（河南）有限公司"]
["003745129786111","00374512","C14020200000000186950000345","豫械注准20232140503","医用脱脂纱布块","6cm×7cm×9P 5块装（抽边 ）","无菌Ⅱ型",null,null,"J9460","中环医疗科技（河南）有限公司","中环医疗科技（河南）有限公司"]
["003745129786113","00374512","C14020200000000186950000325","豫械注准20232140503","医用脱脂纱布块","8cm×35cm×4P  5块装(显影锁边)","无菌Ⅱ型",null,null,"J9460","中环医疗科技（河南）有限公司","中环医疗科技（河南）有限公司"]
["003745129786154","00374512","C14020200000000186950000280","豫械注准20232140503","医用脱脂纱布块","35cm×40cm×1P  1块装","无菌Ⅱ型",null,null,"J9460","中环医疗科技（河南）有限公司","中环医疗科技（河南）有限公司"]
["003745129786155","00374512","C14020200000000186950000279","豫械注准20232140503","医用脱脂纱布块","35cm×40cm×1P  2块装","无菌Ⅱ型",null,null,"J9460","中环医疗科技（河南）有限公司","中环医疗科技（河南）有限公司"]
["003745129786156","00374512","C14020200000000186950000284","豫械注准20232140503","医用脱脂纱布块","12cm×12cm×12P  2块装（显影抽边）","无菌Ⅱ型",null,null,"J9460","中环医疗科技（河南）有限公司","中环医疗科技（河南）有限公司"]
["003745129786157","00374512","C14020200000000186950000278","豫械注准20232140503","医用脱脂纱布块","35cm×40cm×1P  1块装","无菌Ⅰ型",null,null,"J9460","中环医疗科技（河南）有限公司","中环医疗科技（河南）有限公司"]
["003745129786158","00374512","C14020200000000186950000295","豫械注准20232140503","医用脱脂纱布块","40cm×50cm×1P  10块装","无菌Ⅰ型",null,null,"J9460","中环医疗科技（河南）有限公司","中环医疗科技（河南）有限公司"]
["003745129786159","00374512","C14020200000000186950000289","豫械注准20232140503","医用脱脂纱布块","40cm×50cm×1P  1块装","无菌Ⅱ型",null,null,"J9460","中环医疗科技（河南）有限公司","中环医疗科技（河南）有限公司"]
["003745129786161","00374512","C14020200000000186950000340","豫械注准20232140503","医用脱脂纱布块","6cm×7cm×9P  10块装","无菌Ⅰ型",null,null,"J9460","中环医疗科技（河南）有限公司","中环医疗科技（河南）有限公司"]
["003745129786164","00374512","C14020200000000186950000334","豫械注准20232140503","医用脱脂纱布块","11cm×11cm×16P  1块装","无菌Ⅱ型",null,null,"J9460","中环医疗科技（河南）有限公司","中环医疗科技（河南）有限公司"]
["003745129786167","00374512","C14020200000000186950000324","豫械注准20232140503","医用脱脂纱布块","2.5cm×15cm×4P  5块装(显影锁边)","无菌Ⅱ型",null,null,"J9460","中环医疗科技（河南）有限公司","中环医疗科技（河南）有限公司"]
["003745129786168","00374512","C14020200000000186950000428","豫械注准20232140503","医用脱脂纱布块","20cm×30cm×1P","无菌Ⅰ型",null,null,"J9460","中环医疗科技（河南）有限公司","中环医疗科技（河南）有限公司"]
["003745129786176","00374512","C14020200000000186950000281","豫械注准20232140503","医用脱脂纱布块","35cm×40cm×1P  2块装","无菌Ⅰ型",null,null,"J9460","中环医疗科技（河南）有限公司","中环医疗科技（河南）有限公司"]
["003745129786178","00374512","C14020200000000186950000294","豫械注准20232140503","医用脱脂纱布块","40cm×50cm×1P  5块装","无菌Ⅰ型",null,null,"J9460","中环医疗科技（河南）有限公司","中环医疗科技（河南）有限公司"]
["003745129786179","00374512","C14020200000000186950000341","豫械注准20232140503","医用脱脂纱布块","11cm×11cm×16P  10块装","无菌Ⅰ型",null,null,"J9460","中环医疗科技（河南）有限公司","中环医疗科技（河南）有限公司"]
["003745129786180","00374512","C14020200000000186950000330","豫械注准20232140503","医用脱脂纱布块","3cm×20cm×4P  5块装(显影锁边)","无菌Ⅱ型",null,null,"J9460","中环医疗科技（河南）有限公司","中环医疗科技（河南）有限公司"]
["003745129786181","00374512","C14020200000000186950000335","豫械注准20232140503","医用脱脂纱布块","6cm×7cm×9P  1块装","无菌Ⅰ型",null,null,"J9460","中环医疗科技（河南）有限公司","中环医疗科技（河南）有限公司"]
["003745129786183","00374512","C14020200000000186950000346","豫械注准20232140503","医用脱脂纱布块","6cm×7cm×9P 10块装（抽边 ）","无菌Ⅱ型",null,null,"J9460","中环医疗科技（河南）有限公司","中环医疗科技（河南）有限公司"]
["003745129786184","00374512","C14020200000000186950000431","豫械注准20232140503","医用脱脂纱布块","25cm×30cm×1P","非无菌Ⅰ型",null,null,"J9460","中环医疗科技（河南）有限公司","中环医疗科技（河南）有限公司"]
["003745129786195","00374512","C14020200000000186950000274","豫械注准20232140503","医用脱脂纱布块","12cm×12cm×12P  5块装（显影抽边）","无菌II型",null,null,"J9460","中环医疗科技（河南）有限公司","中环医疗科技（河南）有限公司"]
["003745129786091","00374512","C14020200000000186950000342","豫械注准20232140503","医用脱脂纱布块","6cm×7cm×9P  1块装","无菌Ⅱ型",null,null,"J9460","中环医疗科技（河南）有限公司","中环医疗科技（河南）有限公司"]
["003745129786093","00374512","C14020200000000186950000275","豫械注准20232140503","医用脱脂纱布块","35cm×40cm×1P  5块装","无菌Ⅱ型",null,null,"J9460","中环医疗科技（河南）有限公司","中环医疗科技（河南）有限公司"]
["003745129786094","00374512","C14020200000000186950000282","豫械注准20232140503","医用脱脂纱布块","35cm×40cm×1P  5块装","无菌Ⅰ型",null,null,"J9460","中环医疗科技（河南）有限公司","中环医疗科技（河南）有限公司"]
["003745129786095","00374512","C14020200000000186950000304","豫械注准20232140503","医用脱脂纱布块","10cm×25cm×1P  5块装（抽边 ）","无菌Ⅱ型",null,null,"J9460","中环医疗科技（河南）有限公司","中环医疗科技（河南）有限公司"]
["003745129786096","00374512","C14020200000000186950000299","豫械注准20232140503","医用脱脂纱布块","7cm×10cm×8P","非无菌Ⅰ型",null,null,"J9460","中环医疗科技（河南）有限公司","中环医疗科技（河南）有限公司"]
["003745129786097","00374512","C14020200000000186950000318","豫械注准20232140503","医用脱脂纱布块","2cm×20cm×4P  5块装(显影锁边)","无菌Ⅱ型",null,null,"J9460","中环医疗科技（河南）有限公司","中环医疗科技（河南）有限公司"]
["003745129786098","00374512","C14020200000000186950000420","豫械注准20232140503","医用脱脂纱布块","20cm×20cm×1P","无菌Ⅰ型",null,null,"J9460","中环医疗科技（河南）有限公司","中环医疗科技（河南）有限公司"]
["003745129786100","00374512","C14020200000000186950000301","豫械注准20232140503","医用脱脂纱布块","7cm×8cm×8P   8块装","无菌Ⅰ型",null,null,"J9460","中环医疗科技（河南）有限公司","中环医疗科技（河南）有限公司"]
["003745129786101","00374512","C14020200000000186950000348","豫械注准20232140503","医用脱脂纱布块","35cm×40cm×1P 100块装","无菌Ⅰ型",null,null,"J9460","中环医疗科技（河南）有限公司","中环医疗科技（河南）有限公司"]
["003745129786102","00374512","C14020200000000186950000338","豫械注准20232140503","医用脱脂纱布块","11cm×11cm×16P  10块装（抽边）","无菌Ⅱ型",null,null,"J9460","中环医疗科技（河南）有限公司","中环医疗科技（河南）有限公司"]
["003745129786103","00374512","C14020200000000186950000300","豫械注准20232140503","医用脱脂纱布块","10cm×10cm×8P 2块装 气切开口","无菌III型",null,null,"J9460","中环医疗科技（河南）有限公司","中环医疗科技（河南）有限公司"]
["003745129786138","00374512","C14020200000000186950000290","豫械注准20232140503","医用脱脂纱布块","40cm×50cm×1P  2块装","无菌Ⅱ型",null,null,"J9460","中环医疗科技（河南）有限公司","中环医疗科技（河南）有限公司"]
["003745129786140","00374512","C14020200000000186950000323","豫械注准20232140503","医用脱脂纱布块","2.5cm×15cm×2P  5块装(显影锁边)","无菌Ⅱ型",null,null,"J9460","中环医疗科技（河南）有限公司","中环医疗科技（河南）有限公司"]
["003745129786141","00374512","C14020200000000186950000333","豫械注准20232140503","医用脱脂纱布块","6cm×7cm×9P  3块装","无菌Ⅱ型",null,null,"J9460","中环医疗科技（河南）有限公司","中环医疗科技（河南）有限公司"]
["003745129786142","00374512","C14020200000000186950000343","豫械注准20232140503","医用脱脂纱布块","11cm×11cm×16P  5块装","无菌Ⅰ型",null,null,"J9460","中环医疗科技（河南）有限公司","中环医疗科技（河南）有限公司"]
["003745129786143","00374512","C14020200000000186950000347","豫械注准20232140503","医用脱脂纱布块","35cm×40cm×1P 100块装","无菌Ⅱ型",null,null,"J9460","中环医疗科技（河南）有限公司","中环医疗科技（河南）有限公司"]
["003745129786144","00374512","C14020200000000186950000331","豫械注准20232140503","医用脱脂纱布块","2.5cm×15cm×6P  5块装(显影锁边)","无菌Ⅱ型",null,null,"J9460","中环医疗科技（河南）有限公司","中环医疗科技（河南）有限公司"]
["003745129786146","00374512","C14020200000000186950000344","豫械注准20232140503","医用脱脂纱布块","6cm×7cm×9P 5块装（抽边 ）","无菌Ⅰ型",null,null,"J9460","中环医疗科技（河南）有限公司","中环医疗科技（河南）有限公司"]
["003745419786266","00374541","C14020226300010186950000430","豫械注准20232140504","医用棉纱垫","18cm×20cm  1块装","Ⅱ型",null,null,"J9460","中环医疗科技（河南）有限公司","中环医疗科技（河南）有限公司"]
["003745419786267","00374541","C14020226300010186950000444","豫械注准20232140504","医用棉纱垫","40cm×40cm×3层  1块装","Ⅲ型",null,null,"J9460","中环医疗科技（河南）有限公司","中环医疗科技（河南）有限公司"]
["003745419786268","00374541","C14020226300010186950000470","豫械注准20232140504","医用棉纱垫","80cm×80cm 1个装(锁边)","Ⅰ型",null,null,"J9460","中环医疗科技（河南）有限公司","中环医疗科技（河南）有限公司"]
["003745419786259","00374541","C14020226300010186950000427","豫械注准20232140504","医用棉纱垫","18cm×20cm","Ⅲ型",null,null,"J9460","中环医疗科技（河南）有限公司","中环医疗科技（河南）有限公司"]
["003745419786260","00374541","C14020226300010186950000441","豫械注准20232140504","医用棉纱垫","25cm×70cm","Ⅰ型",null,null,"J9460","中环医疗科技（河南）有限公司","中环医疗科技（河南）有限公司"]
["003745419786261","00374541","C14020226300010186950000452","豫械注准20232140504","医用棉纱垫","25cm×70cm","Ⅲ型",null,null,"J9460","中环医疗科技（河南）有限公司","中环医疗科技（河南）有限公司"]
["003745419786262","00374541","C14020226300010186950000428","豫械注准20232140504","医用棉纱垫","25cm×70cm  1块装","Ⅰ型",null,null,"J9460","中环医疗科技（河南）有限公司","中环医疗科技（河南）有限公司"]
["003745419786263","00374541","C14020226300010186950000437","豫械注准20232140504","医用棉纱垫","30cm×40cm×1层","Ⅲ型",null,null,"J9460","中环医疗科技（河南）有限公司","中环医疗科技（河南）有限公司"]
["003745419786264","00374541","C14020226300010186950000454","豫械注准20232140504","医用棉纱垫","20cm×28cm×10层","Ⅱ型",null,null,"J9460","中环医疗科技（河南）有限公司","中环医疗科技（河南）有限公司"]
["003745419786265","00374541","C14020226300010186950000440","豫械注准20232140504","医用棉纱垫","40cm×40cm×3层  1块装","Ⅱ型",null,null,"J9460","中环医疗科技（河南）有限公司","中环医疗科技（河南）有限公司"]
["003745419786231","00374541","C14020226300010186950000446","豫械注准20232140504","医用棉纱垫","30cm×40cm×3层","Ⅰ型",null,null,"J9460","中环医疗科技（河南）有限公司","中环医疗科技（河南）有限公司"]
["003745419786232","00374541","C14020226300010186950000451","豫械注准20232140504","医用棉纱垫","40cm×40cm×3层","Ⅲ型",null,null,"J9460","中环医疗科技（河南）有限公司","中环医疗科技（河南）有限公司"]
["003745419786233","00374541","C14020226300010186950000447","豫械注准20232140504","医用棉纱垫","30cm×40cm×3层","Ⅱ型",null,null,"J9460","中环医疗科技（河南）有限公司","中环医疗科技（河南）有限公司"]
["003745419786234","00374541","C14020226300010186950000445","豫械注准20232140504","医用棉纱垫","30cm×40cm×1层 4块装","Ⅱ型",null,null,"J9460","中环医疗科技（河南）有限公司","中环医疗科技（河南）有限公司"]
["003745419786235","00374541","C14020226300010186950000457","豫械注准20232140504","医用棉纱垫","3cm×20cm×8层","Ⅲ型",null,null,"J9460","中环医疗科技（河南）有限公司","中环医疗科技（河南）有限公司"]
["003745419786236","00374541","C14020226300010186950000476","豫械注准20232140504","医用棉纱垫","10cm×25cm×1P","Ⅲ型",null,null,"J9460","中环医疗科技（河南）有限公司","中环医疗科技（河南）有限公司"]
["003745419786237","00374541","C14020226300010186950000472","豫械注准20232140504","医用棉纱垫","2.5cm×20cm×4层","Ⅱ型",null,null,"J9460","中环医疗科技（河南）有限公司","中环医疗科技（河南）有限公司"]
["003745419786238","00374541","C14020226300010186950000467","豫械注准20232140504","医用棉纱垫","25cm×40cm×8层 10个装(含尾带)","Ⅱ型",null,null,"J9460","中环医疗科技（河南）有限公司","中环医疗科技（河南）有限公司"]
["003745419786239","00374541","C14020226300010186950000459","豫械注准20232140504","医用棉纱垫","2cm×30cm×4层","Ⅱ型",null,null,"J9460","中环医疗科技（河南）有限公司","中环医疗科技（河南）有限公司"]
["003745419786240","00374541","C14020226300010186950000535","豫械注准20232140504","医用棉纱垫","15cm×30cm×6层  20块装  （含尾带）","Ⅱ型",null,null,"J9460","中环医疗科技（河南）有限公司","中环医疗科技（河南）有限公司"]
["003745419786269","00374541","C14020226300010186950000449","豫械注准20232140504","医用棉纱垫","18cm×20cm","Ⅰ型",null,null,"J9460","中环医疗科技（河南）有限公司","中环医疗科技（河南）有限公司"]
["003745419786270","00374541","C14020226300010186950000429","豫械注准20232140504","医用棉纱垫","18cm×20cm","Ⅱ型",null,null,"J9460","中环医疗科技（河南）有限公司","中环医疗科技（河南）有限公司"]
["003745419786271","00374541","C14020226300010186950000456","豫械注准20232140504","医用棉纱垫","10cm×22cm  50片装  锁边","Ⅰ型",null,null,"J9460","中环医疗科技（河南）有限公司","中环医疗科技（河南）有限公司"]
["003745419786272","00374541","C14020226300010186950000432","豫械注准20232140504","医用棉纱垫","30cm×40cm×1层  4块装","Ⅲ型",null,null,"J9460","中环医疗科技（河南）有限公司","中环医疗科技（河南）有限公司"]
["003745419786273","00374541","C14020226300010186950000469","豫械注准20232140504","医用棉纱垫","25cm×40cm×8层 10个装(显影含尾带)","Ⅲ型",null,null,"J9460","中环医疗科技（河南）有限公司","中环医疗科技（河南）有限公司"]
["003745419786275","00374541","C14020226300010186950000466","豫械注准20232140504","医用棉纱垫","7cm×8cm×8层 60块装(含尾带)","Ⅱ型",null,null,"J9460","中环医疗科技（河南）有限公司","中环医疗科技（河南）有限公司"]
["003745419786277","00374541","C14020226300010186950000468","豫械注准20232140504","医用棉纱垫","7cm×8cm×8层 20块装(含尾带)","Ⅱ型",null,null,"J9460","中环医疗科技（河南）有限公司","中环医疗科技（河南）有限公司"]
["003745419786281","00374541","C14020226300010186950000435","豫械注准20232140504","医用棉纱垫","30cm×40cm×1层","Ⅱ型",null,null,"J9460","中环医疗科技（河南）有限公司","中环医疗科技（河南）有限公司"]
["003745419786282","00374541","C14020226300010186950000439","豫械注准20232140504","医用棉纱垫","18cm×20cm  1块装","Ⅰ型",null,null,"J9460","中环医疗科技（河南）有限公司","中环医疗科技（河南）有限公司"]
["003745419786283","00374541","C14020226300010186950000438","豫械注准20232140504","医用棉纱垫","30cm×40cm×3层","Ⅲ型",null,null,"J9460","中环医疗科技（河南）有限公司","中环医疗科技（河南）有限公司"]
["003745419786284","00374541","C14020226300010186950000436","豫械注准20232140504","医用棉纱垫","30cm×40cm×1层","Ⅰ型",null,null,"J9460","中环医疗科技（河南）有限公司","中环医疗科技（河南）有限公司"]
["003745419786285","00374541","C14020226300010186950000433","豫械注准20232140504","医用棉纱垫","25cm×70cm","Ⅱ型",null,null,"J9460","中环医疗科技（河南）有限公司","中环医疗科技（河南）有限公司"]
["003745419786286","00374541","C14020226300010186950000460","豫械注准20232140504","医用棉纱垫","2cm×30cm×4层","Ⅲ型",null,null,"J9460","中环医疗科技（河南）有限公司","中环医疗科技（河南）有限公司"]
["003745419786288","00374541","C14020226300010186950000473","豫械注准20232140504","医用棉纱垫","2.5cm×20cm×4层","Ⅲ型",null,null,"J9460","中环医疗科技（河南）有限公司","中环医疗科技（河南）有限公司"]
["003745419786250","00374541","C14020226300010186950000434","豫械注准20232140504","医用棉纱垫","40cm×40cm×3层","Ⅱ型",null,null,"J9460","中环医疗科技（河南）有限公司","中环医疗科技（河南）有限公司"]
["003745419786251","00374541","C14020226300010186950000431","豫械注准20232140504","医用棉纱垫","18cm×20cm  1块装","Ⅲ型",null,null,"J9460","中环医疗科技（河南）有限公司","中环医疗科技（河南）有限公司"]
["003745419786253","00374541","C14020226300010186950000448","豫械注准20232140504","医用棉纱垫","30cm×40cm×1层  4块装","Ⅰ型",null,null,"J9460","中环医疗科技（河南）有限公司","中环医疗科技（河南）有限公司"]
["003745419786254","00374541","C14020226300010186950000458","豫械注准20232140504","医用棉纱垫","2.5cm×15cm×8层","Ⅲ型",null,null,"J9460","中环医疗科技（河南）有限公司","中环医疗科技（河南）有限公司"]
["003745419786255","00374541","C14020226300010186950000455","豫械注准20232140504","医用棉纱垫","10cm×22cm  1片装  锁边","Ⅰ型",null,null,"J9460","中环医疗科技（河南）有限公司","中环医疗科技（河南）有限公司"]
["003666789789518","00366678","C02041306200005054050000010","国械注进20243120149","植入式无导线心脏起搏器输送及回收导管系统-输送导管","LSCD201","LSCD201",null,null,"J1155","雅培医疗用品（上海）有限公司（原圣犹达医疗用品（上海）有限公司）","雅培医疗器械AbbottMedical"]
["003145749804971","00314574","C02063800302003004460000011","国械注准20223031191","导丝","121P045M18Y18N3A","121P045M18Y18N3A",null,null,"HCS00040","湖南埃普特医疗器械有限公司"]
["003233349674178","00323334","C15020321301001053590000001","国械注准20173144735","医用透明质酸钠凝胶","20ml(5mg/ml)","20ml(5mg/ml)",null,null,"HCS00059","杭州协合医疗用品有限公司"]
["003612269812569","00361226","C03110208002002056100000043","国械注准20163130328","胸壁接骨板、螺钉内固定系统-接骨板","（肋骨接骨板）尺寸80mm 厚度1.5mm 8孔","直型接骨板I型(0901)",null,null,"HCS00062","深圳市沃尔德外科医疗器械技术有限公司","深圳市沃尔德外科医疗器械技术有限公司"]
["003493459809652","00349345","C07040114101001034340000062","国械注进20153170032","种植体基台树脂水门汀","套装：HO 0：1*9g＋牙科输送头：20个","套装：HO 0：1*9g＋牙科输送头：20个",null,null,"J1254","义获嘉伟瓦登特（上海）商贸有限公司","义获嘉伟瓦登特公司IvoclarVivadentAG"]
["003408789538576","00340878","C12050111802012024940000013","国械注准20173130899","疝修补片","D10 7*15cm","PASM",null,null,"HCS00327","北京天助畅运医疗技术股份有限公司","北京天助畅运医疗技术股份有限公司"]
["003408789538577","00340878","C12050111802012024940000014","国械注准20173130899","疝修补片","D10 8*15cm","PASM",null,null,"HCS00327","北京天助畅运医疗技术股份有限公司","北京天助畅运医疗技术股份有限公司"]
["003408789538582","00340878","C12050111802012024940000017","国械注准20173130899","疝修补片","2-D10 6*13.5cm","PASM",null,null,"HCS00327","北京天助畅运医疗技术股份有限公司","北京天助畅运医疗技术股份有限公司"]
["003408789538583","00340878","C12050111802012024940000020","国械注准20173130899","疝修补片","3-D10 6*13.5cm","PASM",null,null,"HCS00327","北京天助畅运医疗技术股份有限公司","北京天助畅运医疗技术股份有限公司"]
["003408789538584","00340878","C12050111802012024940000018","国械注准20173130899","疝修补片","D8 7*15cm","PASS",null,null,"HCS00327","北京天助畅运医疗技术股份有限公司","北京天助畅运医疗技术股份有限公司"]
["003408789538585","00340878","C12050111802012024940000019","国械注准20173130899","疝修补片","D8 6*13.5cm","PASS",null,null,"HCS00327","北京天助畅运医疗技术股份有限公司","北京天助畅运医疗技术股份有限公司"]
["003408789538586","00340878","C12050111802012024940000021","国械注准20173130899","疝修补片","D9 6*13.5cm","PASS",null,null,"HCS00327","北京天助畅运医疗技术股份有限公司","北京天助畅运医疗技术股份有限公司"]
["003408789538587","00340878","C12050111802012024940000022","国械注准20173130899","疝修补片","D9 7*15cm","PASS",null,null,"HCS00327","北京天助畅运医疗技术股份有限公司","北京天助畅运医疗技术股份有限公司"]
["003408789817067","00340878","C12050111802012024940000002","国械注准20173130899","疝修补片","D9 5.5*12cm","PASS",null,null,"HCS00327","北京天助畅运医疗技术股份有限公司","北京天助畅运医疗技术股份有限公司"]
["003408789817068","00340878","C12050111802012024940000009","国械注准20173130899","疝修补片","D10.6cm","PASS",null,null,"HCS00327","北京天助畅运医疗技术股份有限公司","北京天助畅运医疗技术股份有限公司"]
["003408789817069","00340878","C12050111802012024940000016","国械注准20173130899","疝修补片","D10.5 8*15cm","PASM",null,null,"HCS00327","北京天助畅运医疗技术股份有限公司","北京天助畅运医疗技术股份有限公司"]
["003408789816643","00340878","C12050111802012024940000015","国械注准20173130899","疝修补片","D10.5 7*15cm","PASM",null,null,"HCS00327","北京天助畅运医疗技术股份有限公司","北京天助畅运医疗技术股份有限公司"]
["003708099538588","00370809","C12050111802007024940000011","国械注准20173130899","疝修补片","7*15cm","PAFC",null,null,"HCS00327","北京天助畅运医疗技术股份有限公司","北京天助畅运医疗技术股份有限公司"]
["003708099538589","00370809","C12050111802007024940000009","国械注准20173130899","疝修补片","8*15cm","PAFC",null,null,"HCS00327","北京天助畅运医疗技术股份有限公司","北京天助畅运医疗技术股份有限公司"]
["003708099538590","00370809","C12050111802007024940000010","国械注准20173130899","疝修补片","6*13.5cm","PAFC",null,null,"HCS00327","北京天助畅运医疗技术股份有限公司","北京天助畅运医疗技术股份有限公司"]
["003283629806194","00328362","C12050512700006024940000026","国械注准20183130443","可吸收钉修补固定器","MFA04S","MFA04S",null,null,"HCS00327","北京天助畅运医疗技术股份有限公司"]
["003283629806195","00328362","C12050512700006024940000033","国械注准20183130443","可吸收钉修补固定器","MFA04L","MFA04L",null,null,"HCS00327","北京天助畅运医疗技术股份有限公司"]
["003283629806196","00328362","C12050512700006024940000027","国械注准20183130443","可吸收钉修补固定器","MFA06S","MFA06S",null,null,"HCS00327","北京天助畅运医疗技术股份有限公司"]
["003283629806197","00328362","C12050512700006024940000034","国械注准20183130443","可吸收钉修补固定器","MFA06L","MFA06L",null,null,"HCS00327","北京天助畅运医疗技术股份有限公司"]
["003283629806181","00328362","C12050512700006024940000032","国械注准20183130443","可吸收钉修补固定器","MFA03L","MFA03L",null,null,"HCS00327","北京天助畅运医疗技术股份有限公司"]
["003283629806182","00328362","C12050512700006024940000025","国械注准20183130443","可吸收钉修补固定器","MFA03S","MFA03S",null,null,"HCS00327","北京天助畅运医疗技术股份有限公司"]
["003508919819027","00350891","C10030201000000008090000013","国械注准20233101131","连续性肾脏替代治疗用管路","DX-DF-03","DX-DF-03",null,null,"HCS00300","健帆生物科技集团股份有限公司（原珠海健帆生物科技股份有限公司）","健帆生物科技集团股份有限公司（原珠海健帆生物科技股份有限公司）"]
["003508909819029","00350890","C10050201000000008090000010","国械注准20233101131","连续性肾脏替代治疗用管路","DX-CH-03","DX-CH-03",null,null,"HCS00300","健帆生物科技集团股份有限公司（原珠海健帆生物科技股份有限公司）","健帆生物科技集团股份有限公司（原珠海健帆生物科技股份有限公司）"]
["001140417842197","00114041","C03440210702008005250000043","国械注准20153130555","髋关节假体—BE型股骨柄","6#","BE",null,null,"HCS00263","北京市春立正达医疗器械股份有限公司","北京市春立正达医疗器械股份有限公司"]
["001140417842198","00114041","C03440210702008005250000044","国械注准20153130555","髋关节假体—BE型股骨柄","7#","BE",null,null,"HCS00263","北京市春立正达医疗器械股份有限公司","北京市春立正达医疗器械股份有限公司"]
["001140417842200","00114041","C03440210702008005250000042","国械注准20153130555","髋关节假体—BE型股骨柄","17#","BE型股骨柄",null,null,"HCS00263","北京市春立正达医疗器械股份有限公司","北京市春立正达医疗器械股份有限公司"]
["003191729791797","00319172","C12040111801001062740000430","国械注准20173134401","胸外科生物补片","1.4×4.9cm","1.4×4.9cm",null,null,"HCS00442","北京佰仁医疗科技股份有限公司（原北京佰仁医疗科技有限公司）"]
["003191729791798","00319172","C12040111801001062740000428","国械注准20173134401","胸外科生物补片","1.3×4.9cm","1.3×4.9cm",null,null,"HCS00442","北京佰仁医疗科技股份有限公司（原北京佰仁医疗科技有限公司）"]
["003191729791799","00319172","C12040111801001062740000431","国械注准20173134401","胸外科生物补片","1.5×4.9cm","1.5×4.9cm",null,null,"HCS00442","北京佰仁医疗科技股份有限公司（原北京佰仁医疗科技有限公司）"]
["003191729791817","00319172","C12040111801001062740000429","国械注准20173134401","胸外科生物补片","1.3×6.1cm","1.3×6.1cm",null,null,"HCS00442","北京佰仁医疗科技股份有限公司（原北京佰仁医疗科技有限公司）"]
["003191729791818","00319172","C12040111801001062740000427","国械注准20173134401","胸外科生物补片","1.4×6.1cm","1.4×6.1cm",null,null,"HCS00442","北京佰仁医疗科技股份有限公司（原北京佰仁医疗科技有限公司）"]
["003191729791819","00319172","C12040111801001062740000426","国械注准20173134401","胸外科生物补片","1.5×6.1cm","1.5×6.1cm",null,null,"HCS00442","北京佰仁医疗科技股份有限公司（原北京佰仁医疗科技有限公司）"]
["003997379810874","00399737","C03410910700000051190042081","国械注准20153130598","膝关节假体—整体式膝关节假体","股骨端宽度42mm~100mm(每隔2mm为一个规格)股骨端长度30mm~80mm(每隔2mm为一个规格)胫骨端宽度42mm~100mm(每隔2mm为一个规格)胫骨端长度30mm~80mm(每隔2mm为一个规格)延长柄长度30mm～300mm(每隔5mm为一个规格)右","XR P07",null,null,"HCS00214","北京力达康科技有限公司","北京力达康科技有限公司"]
["003997379810875","00399737","C03410910700000051190042065","国械注准20153130598","膝关节假体—整体式膝关节假体","股骨端宽度42mm~100mm(每隔2mm为一个规格)股骨端长度30mm~80mm(每隔2mm为一个规格)胫骨端宽度42mm~100mm(每隔2mm为一个规格)胫骨段长度30mm~80mm(每隔2mm为一个规格)延长柄长度30mm~300mm(每隔5mm为一个规格)可分左右","XR P07",null,null,"HCS00214","北京力达康科技有限公司","北京力达康科技有限公司"]
["003997379810876","00399737","C03410910700000051190042078","国械注准20153130598","膝关节假体—整体式膝关节假体","股骨端宽度42mm-100mm(每隔2mm为一个规格) 股骨端长度30mm-80mm(每隔2mm为一个规格)  胫骨端宽度42mm-100mm(每隔2mm为一个规格) 胫骨端长度30mm-80mm(每隔2mm为一个规格)  髓腔柄长度30mm-300mm(每隔5mm为一个规格) 左","XR P07",null,null,"HCS00214","北京力达康科技有限公司","北京力达康科技有限公司"]
["003997379810771","00399737","C03410910700000051190042077","国械注准20153130598","膝关节假体—整体式膝关节假体","股骨端宽度42mm~100mm(每隔2mm为一个规格)胫骨端宽度42mm~100mm(每隔2mm为一个规格)胫骨端长度80mm~300mm(每隔5mm为一个规格)截骨段长度30mm~300mm (每隔5mm为一个规格)髓腔柄长度30mm~300mm(每隔5mm为一个规格)右","XR P05",null,null,"HCS00214","北京力达康科技有限公司","北京力达康科技有限公司"]
["003997379810772","00399737","C03410910700000051190042090","国械注准20153130598","膝关节假体—整体式膝关节假体","股骨端宽度42mm-100mm(每隔2mm为一个规格) 胫骨端宽度42mm-100mm(每隔2mm为一个规格) 胫骨端长度80mm-300mm(每隔5mm为一个规格) 截骨段长度30mm-300mm(每隔5mm为一个规格) 髓腔柄长度30mm-300mm(每隔5mm为一个规格) 左","XR P05",null,null,"HCS00214","北京力达康科技有限公司","北京力达康科技有限公司"]
["003997379810773","00399737","C03410910700000051190042064","国械注准20153130598","膝关节假体—整体式膝关节假体","股骨端宽度42mm~100mm(每隔2mm为一个规格)胫骨端宽度42mm~100mm(每隔2mm为一个规格)胫骨端长度80mm~300mm(每隔5mm为一个规格)截骨段长度30mm~300mm(每隔5mm为一个规格)髓腔柄长度30mm~300mm(每隔5mm为一个规格)可分左右","XR P05",null,null,"HCS00214","北京力达康科技有限公司","北京力达康科技有限公司"]
["003891239795309","00389123","C14020226400011009770000159","闽械注准20222020124","一次性使用牵开固定器(保护套)","155/50/70×20","D",null,null,"HCS00245","施爱德（厦门）医疗器材有限公司","施爱德（厦门）医疗器材有限公司"]
["003891239795308","00389123","C14020226400011009770000158","闽械注准20222020124","一次性使用牵开固定器(保护套)","80/30/50×70","D",null,null,"HCS00245","施爱德（厦门）医疗器材有限公司","施爱德（厦门）医疗器材有限公司"]
["003891239795310","00389123","C14020226400011009770000160","闽械注准20222020124","一次性使用牵开固定器(保护套)","155/55/70×15","D",null,null,"HCS00245","施爱德（厦门）医疗器材有限公司","施爱德（厦门）医疗器材有限公司"]
["002945079795988","00294507","C16040202600003009770000380","闽械注准20222020012","一次性腹腔镜用穿刺器","100-1-5","BNL",null,null,"HCS00245","施爱德（厦门）医疗器材有限公司"]
["002945079795987","00294507","C16040202600003009770000385","闽械注准20222020012","一次性腹腔镜用穿刺器","110-1-15","BN",null,null,"HCS00245","施爱德（厦门）医疗器材有限公司"]
["002945079795940","00294507","C16040202600003009770000381","闽械注准20222020012","一次性腹腔镜用穿刺器","100-1-12","BNL",null,null,"HCS00245","施爱德（厦门）医疗器材有限公司"]
["002945079796005","00294507","C16040202600003009770000387","闽械注准20222020012","一次性腹腔镜用穿刺器","100-3-A","BNL",null,null,"HCS00245","施爱德（厦门）医疗器材有限公司"]
["002945079796023","00294507","C16040202600003009770000398","闽械注准20222020012","一次性腹腔镜用穿刺器","150-1-12","BNL",null,null,"HCS00245","施爱德（厦门）医疗器材有限公司"]
["002945079796024","00294507","C16040202600003009770000396","闽械注准20222020012","一次性腹腔镜用穿刺器","100-4-B","BN",null,null,"HCS00245","施爱德（厦门）医疗器材有限公司"]
["002945079796055","00294507","C16040202600003009770000386","闽械注准20222020012","一次性腹腔镜用穿刺器","150-1-10","BN",null,null,"HCS00245","施爱德（厦门）医疗器材有限公司"]
["002945079796056","00294507","C16040202600003009770000395","闽械注准20222020012","一次性腹腔镜用穿刺器","150-1-12","BN",null,null,"HCS00245","施爱德（厦门）医疗器材有限公司"]
["002945079796000","00294507","C16040202600003009770000389","闽械注准20222020012","一次性腹腔镜用穿刺器","100-4-A","BN",null,null,"HCS00245","施爱德（厦门）医疗器材有限公司"]
["002945079796063","00294507","C16040202600003009770000397","闽械注准20222020012","一次性腹腔镜用穿刺器","150-1-5","BNL",null,null,"HCS00245","施爱德（厦门）医疗器材有限公司"]
["002945079796064","00294507","C16040202600003009770000383","闽械注准20222020012","一次性腹腔镜用穿刺器","100-3-B","BN",null,null,"HCS00245","施爱德（厦门）医疗器材有限公司"]
["002945079796065","00294507","C16040202600003009770000382","闽械注准20222020012","一次性腹腔镜用穿刺器","100-3-A","BN",null,null,"HCS00245","施爱德（厦门）医疗器材有限公司"]
["002945079795976","00294507","C16040202600003009770000394","闽械注准20222020012","一次性腹腔镜用穿刺器","150-1-5","BN",null,null,"HCS00245","施爱德（厦门）医疗器材有限公司"]
["002945079796001","00294507","C16040202600003009770000399","闽械注准20222020012","一次性腹腔镜用穿刺器","100-1-10","BN",null,null,"HCS00245","施爱德（厦门）医疗器材有限公司"]
["002945079796006","00294507","C16040202600003009770000390","闽械注准20222020012","一次性腹腔镜用穿刺器","150-1-10","BNL",null,null,"HCS00245","施爱德（厦门）医疗器材有限公司"]
["002945079796026","00294507","C16040202600003009770000388","闽械注准20222020012","一次性腹腔镜用穿刺器","100-4-B","BNL",null,null,"HCS00245","施爱德（厦门）医疗器材有限公司"]
["002945079796027","00294507","C16040202600003009770000384","闽械注准20222020012","一次性腹腔镜用穿刺器","100-3-B","BNL",null,null,"HCS00245","施爱德（厦门）医疗器材有限公司"]
["002945079796041","00294507","C16040202600003009770000400","闽械注准20222020012","一次性腹腔镜用穿刺器","100-1-5","BN",null,null,"HCS00245","施爱德（厦门）医疗器材有限公司"]
["002945079796042","00294507","C16040202600003009770000392","闽械注准20222020012","一次性腹腔镜用穿刺器","100-1-12","BN",null,null,"HCS00245","施爱德（厦门）医疗器材有限公司"]
["002945079796058","00294507","C16040202600003009770000393","闽械注准20222020012","一次性腹腔镜用穿刺器","100-4-A","BNL",null,null,"HCS00245","施爱德（厦门）医疗器材有限公司"]
["002945079796059","00294507","C16040202600003009770000391","闽械注准20222020012","一次性腹腔镜用穿刺器","100-1-10","BNL",null,null,"HCS00245","施爱德（厦门）医疗器材有限公司"]
["003128009809682","00312800","C03480511500000063280000063","京械注准20212040004","一次性使用刨削刀头","Φ4.5×125/10o","PDJCCB",null,null,"HCS00463","北京杰西慧中科技股份有限公司（原北京杰西慧中科技有限公司）"]
["003128009809683","00312800","C03480511500000063280000080","京械注准20212040004","一次性使用刨削刀头","Φ2.5×80/0o","PDZCCB",null,null,"HCS00463","北京杰西慧中科技股份有限公司（原北京杰西慧中科技有限公司）"]
["003128009809684","00312800","C03480511500000063280000081","京械注准20212040004","一次性使用刨削刀头","Φ5.5×125/0o","PDZCCB",null,null,"HCS00463","北京杰西慧中科技股份有限公司（原北京杰西慧中科技有限公司）"]
["003128009804885","00312800","C03480511500000063280000079","京械注准20212040004","一次性使用刨削刀头","Φ4.0×125/0o","PDZCRB",null,null,"HCS00463","北京杰西慧中科技股份有限公司（原北京杰西慧中科技有限公司）"]
["003128009804886","00312800","C03480511500000063280000073","京械注准20212040004","一次性使用刨削刀头","Φ3.5×80/0o","PDZCRB",null,null,"HCS00463","北京杰西慧中科技股份有限公司（原北京杰西慧中科技有限公司）"]
["003128009804887","00312800","C03480511500000063280000075","京械注准20212040004","一次性使用刨削刀头","Φ4.0×190/0°","PDZCCB",null,null,"HCS00463","北京杰西慧中科技股份有限公司（原北京杰西慧中科技有限公司）"]
["003128009804888","00312800","C03480511500000063280000070","京械注准20212040004","一次性使用刨削刀头","Φ5.5×125/0o","PDZCWB",null,null,"HCS00463","北京杰西慧中科技股份有限公司（原北京杰西慧中科技有限公司）"]
["003128009804889","00312800","C03480511500000063280000054","京械注准20212040004","一次性使用刨削刀头","Φ5.0×125/0o","PDZCCB",null,null,"HCS00463","北京杰西慧中科技股份有限公司（原北京杰西慧中科技有限公司）"]
["003128009804890","00312800","C03480511500000063280000056","京械注准20212040004","一次性使用刨削刀头","Φ3.5×125/0o","PDZCWB",null,null,"HCS00463","北京杰西慧中科技股份有限公司（原北京杰西慧中科技有限公司）"]
["003128009804891","00312800","C03480511500000063280000058","京械注准20212040004","一次性使用刨削刀头","Φ5.5×125/0o","PDZCRB",null,null,"HCS00463","北京杰西慧中科技股份有限公司（原北京杰西慧中科技有限公司）"]
["003128009804892","00312800","C03480511500000063280000052","京械注准20212040004","一次性使用刨削刀头","Φ4.0×125/0o","PDZTRB",null,null,"HCS00463","北京杰西慧中科技股份有限公司（原北京杰西慧中科技有限公司）"]
["003128109792564","00312810","C03480311301003063280000132","京械注准20212040004","一次性使用刨削刀头","Φ5.0×130/0o","MDZKJB",null,null,"HCS00463","北京杰西慧中科技股份有限公司（原北京杰西慧中科技有限公司）"]
["003128109798550","00312810","C03480311301003063280000077","京械注准20212040004","一次性使用刨削刀头","Φ5.0×80/10°","MDJKJB",null,null,"HCS00463","北京杰西慧中科技股份有限公司（原北京杰西慧中科技有限公司）"]
["003128109798551","00312810","C03480311301003063280000130","京械注准20212040004","一次性使用刨削刀头","Φ3.0×80/0°","MDZKJH",null,null,"HCS00463","北京杰西慧中科技股份有限公司（原北京杰西慧中科技有限公司）"]
["003128109800156","00312810","C03480311301003063280000041","京械注准20212040004","一次性使用刨削刀头","Φ2.0×130/0o","MDZKJH",null,null,"HCS00463","北京杰西慧中科技股份有限公司（原北京杰西慧中科技有限公司）"]
["003128109800157","00312810","C03480311301003063280000046","京械注准20212040004","一次性使用刨削刀头","Φ5.0×90/10°","MDJKJH",null,null,"HCS00463","北京杰西慧中科技股份有限公司（原北京杰西慧中科技有限公司）"]
["003128109800158","00312810","C03480311301003063280000136","京械注准20212040004","一次性使用刨削刀头","Φ5.0×130/0o","MDZKJH",null,null,"HCS00463","北京杰西慧中科技股份有限公司（原北京杰西慧中科技有限公司）"]
["003128109800159","00312810","C03480311301003063280000086","京械注准20212040004","一次性使用刨削刀头","Φ4.0×110/10°","MDJKJB",null,null,"HCS00463","北京杰西慧中科技股份有限公司（原北京杰西慧中科技有限公司）"]
["003128109800160","00312810","C03480311301003063280000128","京械注准20212040004","一次性使用刨削刀头","Φ4.0×80/0°","MDZBJB",null,null,"HCS00463","北京杰西慧中科技股份有限公司（原北京杰西慧中科技有限公司）"]
["003128109800161","00312810","C03480311301003063280000056","京械注准20212040004","一次性使用刨削刀头","Φ3.0×350/0°","MDZYJH",null,null,"HCS00463","北京杰西慧中科技股份有限公司（原北京杰西慧中科技有限公司）"]
["003128109800162","00312810","C03480311301003063280000051","京械注准20212040004","一次性使用刨削刀头","Φ4.0×130/10o","MDJKJH",null,null,"HCS00463","北京杰西慧中科技股份有限公司（原北京杰西慧中科技有限公司）"]
["003128109800163","00312810","C03480311301003063280000070","京械注准20212040004","一次性使用刨削刀头","Φ5.5×128/0o","MDZCZB",null,null,"HCS00463","北京杰西慧中科技股份有限公司（原北京杰西慧中科技有限公司）"]
["003128109800050","00312810","C03480311301003063280000076","京械注准20212040004","一次性使用刨削刀头","Φ3.5×290/0°","MDZYJB",null,null,"HCS00463","北京杰西慧中科技股份有限公司（原北京杰西慧中科技有限公司）"]
["003128109800051","00312810","C03480311301003063280000085","京械注准20212040004","一次性使用刨削刀头","Φ4.0×90/0°","MDZKJB",null,null,"HCS00463","北京杰西慧中科技股份有限公司（原北京杰西慧中科技有限公司）"]
["003128109800052","00312810","C03480311301003063280000104","京械注准20212040004","一次性使用刨削刀头","Φ5.0×110/0°","MDZKJH",null,null,"HCS00463","北京杰西慧中科技股份有限公司（原北京杰西慧中科技有限公司）"]
["003128109800053","00312810","C03480311301003063280000112","京械注准20212040004","一次性使用刨削刀头","Φ4.0×80/10°","MDJKJH",null,null,"HCS00463","北京杰西慧中科技股份有限公司（原北京杰西慧中科技有限公司）"]
["003128109800054","00312810","C03480311301003063280000111","京械注准20212040004","一次性使用刨削刀头","Φ5.0×100/10°","MDJKJB",null,null,"HCS00463","北京杰西慧中科技股份有限公司（原北京杰西慧中科技有限公司）"]
["003128109800055","00312810","C03480311301003063280000043","京械注准20212040004","一次性使用刨削刀头","Φ5.0×130/10o","MDJKJH",null,null,"HCS00463","北京杰西慧中科技股份有限公司（原北京杰西慧中科技有限公司）"]
["003128109800056","00312810","C03480311301003063280000060","京械注准20212040004","一次性使用刨削刀头","Φ3.0×130/10o","MDJKJB",null,null,"HCS00463","北京杰西慧中科技股份有限公司（原北京杰西慧中科技有限公司）"]
["003128109800057","00312810","C03480311301003063280000088","京械注准20212040004","一次性使用刨削刀头","Φ4.0×128/0o","MDZTQH",null,null,"HCS00463","北京杰西慧中科技股份有限公司（原北京杰西慧中科技有限公司）"]
["003128109800058","00312810","C03480311301003063280000119","京械注准20212040004","一次性使用刨削刀头","Φ4.0×90/10°","MDJKJB",null,null,"HCS00463","北京杰西慧中科技股份有限公司（原北京杰西慧中科技有限公司）"]
["003128109800059","00312810","C03480311301003063280000036","京械注准20212040004","一次性使用刨削刀头","Φ4.0×128/0o","MDZCQH",null,null,"HCS00463","北京杰西慧中科技股份有限公司（原北京杰西慧中科技有限公司）"]
["003128109800060","00312810","C03480311301003063280000067","京械注准20212040004","一次性使用刨削刀头","Φ5.5×128/0o","MDZTQH",null,null,"HCS00463","北京杰西慧中科技股份有限公司（原北京杰西慧中科技有限公司）"]
["003128109800061","00312810","C03480311301003063280000042","京械注准20212040004","一次性使用刨削刀头","Φ4.0×150/40°","MDJBJT",null,null,"HCS00463","北京杰西慧中科技股份有限公司（原北京杰西慧中科技有限公司）"]
["003128109799356","00312810","C03480311301003063280000050","京械注准20212040004","一次性使用刨削刀头","Φ5.0×110/10°","MDJKJB",null,null,"HCS00463","北京杰西慧中科技股份有限公司（原北京杰西慧中科技有限公司）"]
["003128109799357","00312810","C03480311301003063280000055","京械注准20212040004","一次性使用刨削刀头","Φ4.0×80/10°","MDJKJB",null,null,"HCS00463","北京杰西慧中科技股份有限公司（原北京杰西慧中科技有限公司）"]
["003128109799368","00312810","C03480311301003063280000143","京械注准20212040004","一次性使用刨削刀头","Φ5.5×128/0o","MDZCZH",null,null,"HCS00463","北京杰西慧中科技股份有限公司（原北京杰西慧中科技有限公司）"]
["003128109803592","00312810","C03480311301003063280000118","京械注准20212040004","一次性使用刨削刀头","Φ4.0×80/0°","MDZKJB",null,null,"HCS00463","北京杰西慧中科技股份有限公司（原北京杰西慧中科技有限公司）"]
["003128109803593","00312810","C03480311301003063280000107","京械注准20212040004","一次性使用刨削刀头","Φ5.0×130/0o","MDZKQH",null,null,"HCS00463","北京杰西慧中科技股份有限公司（原北京杰西慧中科技有限公司）"]
["003128109803594","00312810","C03480311301003063280000101","京械注准20212040004","一次性使用刨削刀头","Φ4.0×90/0°","MDZKJH",null,null,"HCS00463","北京杰西慧中科技股份有限公司（原北京杰西慧中科技有限公司）"]
["003128109803595","00312810","C03480311301003063280000058","京械注准20212040004","一次性使用刨削刀头","Φ4.0×130/10o","MDJKJB",null,null,"HCS00463","北京杰西慧中科技股份有限公司（原北京杰西慧中科技有限公司）"]
["003128109803596","00312810","C03480311301003063280000127","京械注准20212040004","一次性使用刨削刀头","Φ3.0×80/10°","MDJKJH",null,null,"HCS00463","北京杰西慧中科技股份有限公司（原北京杰西慧中科技有限公司）"]
["003128109803597","00312810","C03480311301003063280000040","京械注准20212040004","一次性使用刨削刀头","Φ5.0×110/0°","MDZKJB",null,null,"HCS00463","北京杰西慧中科技股份有限公司（原北京杰西慧中科技有限公司）"]
["003128109798537","00312810","C03480311301003063280000100","京械注准20212040004","一次性使用刨削刀头","Φ3.0×110/10°","MDJKJH",null,null,"HCS00463","北京杰西慧中科技股份有限公司（原北京杰西慧中科技有限公司）"]
["003128109798540","00312810","C03480311301003063280000135","京械注准20212040004","一次性使用刨削刀头","Φ2.0×130/10o","MDJKJH",null,null,"HCS00463","北京杰西慧中科技股份有限公司（原北京杰西慧中科技有限公司）"]
["003128109798538","00312810","C03480311301003063280000080","京械注准20212040004","一次性使用刨削刀头","Φ2.0×80/0o","MDZCZH",null,null,"HCS00463","北京杰西慧中科技股份有限公司（原北京杰西慧中科技有限公司）"]
["003128109800168","00312810","C03480311301003063280000120","京械注准20212040004","一次性使用刨削刀头","Φ4.0×100/10°","MDJKJH",null,null,"HCS00463","北京杰西慧中科技股份有限公司（原北京杰西慧中科技有限公司）"]
["003128109800169","00312810","C03480311301003063280000121","京械注准20212040004","一次性使用刨削刀头","Φ3.0×130/10o","MDJKJH",null,null,"HCS00463","北京杰西慧中科技股份有限公司（原北京杰西慧中科技有限公司）"]
["003128109799589","00312810","C03480311301003063280000063","京械注准20212040004","一次性使用刨削刀头","Φ3.0×130/0o","MDZKQB",null,null,"HCS00463","北京杰西慧中科技股份有限公司（原北京杰西慧中科技有限公司）"]
["003128109799590","00312810","C03480311301003063280000123","京械注准20212040004","一次性使用刨削刀头","Φ3.0×110/10°","MDJKJB",null,null,"HCS00463","北京杰西慧中科技股份有限公司（原北京杰西慧中科技有限公司）"]
["003128109799591","00312810","C03480311301003063280000038","京械注准20212040004","一次性使用刨削刀头","Φ2.0×130/0o","MDZKJB",null,null,"HCS00463","北京杰西慧中科技股份有限公司（原北京杰西慧中科技有限公司）"]
["003128109799592","00312810","C03480311301003063280000139","京械注准20212040004","一次性使用刨削刀头","Φ4.0×130/0o","MDZKQH",null,null,"HCS00463","北京杰西慧中科技股份有限公司（原北京杰西慧中科技有限公司）"]
["003128109799593","00312810","C03480311301003063280000134","京械注准20212040004","一次性使用刨削刀头","Φ4.0×130/70°","MDJBJT",null,null,"HCS00463","北京杰西慧中科技股份有限公司（原北京杰西慧中科技有限公司）"]
["003128109799594","00312810","C03480311301003063280000044","京械注准20212040004","一次性使用刨削刀头","Φ3.0×130/10o","MDJKQH",null,null,"HCS00463","北京杰西慧中科技股份有限公司（原北京杰西慧中科技有限公司）"]
["003128109799608","00312810","C03480311301003063280000054","京械注准20212040004","一次性使用刨削刀头","Φ4.0×110/0°","MDZKJB",null,null,"HCS00463","北京杰西慧中科技股份有限公司（原北京杰西慧中科技有限公司）"]
["003128109799609","00312810","C03480311301003063280000071","京械注准20212040004","一次性使用刨削刀头","Φ3.0×80/0o","MDZCZH",null,null,"HCS00463","北京杰西慧中科技股份有限公司（原北京杰西慧中科技有限公司）"]
["003128109799610","00312810","C03480311301003063280000113","京械注准20212040004","一次性使用刨削刀头","Φ2.0×130/0o","MDZKQB",null,null,"HCS00463","北京杰西慧中科技股份有限公司（原北京杰西慧中科技有限公司）"]
["003128109799611","00312810","C03480311301003063280000126","京械注准20212040004","一次性使用刨削刀头","Φ3.0×290/0°","MDZYJB",null,null,"HCS00463","北京杰西慧中科技股份有限公司（原北京杰西慧中科技有限公司）"]
["003128109799612","00312810","C03480311301003063280000093","京械注准20212040004","一次性使用刨削刀头","Φ3.0×130/10o","MDJKQB",null,null,"HCS00463","北京杰西慧中科技股份有限公司（原北京杰西慧中科技有限公司）"]
["003128109799613","00312810","C03480311301003063280000057","京械注准20212040004","一次性使用刨削刀头","Φ4.0×130/0o","MDZKQB",null,null,"HCS00463","北京杰西慧中科技股份有限公司（原北京杰西慧中科技有限公司）"]
["003128109799614","00312810","C03480311301003063280000075","京械注准20212040004","一次性使用刨削刀头","Φ5.0×100/0°","MDZKJH",null,null,"HCS00463","北京杰西慧中科技股份有限公司（原北京杰西慧中科技有限公司）"]
["003128109799615","00312810","C03480311301003063280000124","京械注准20212040004","一次性使用刨削刀头","Φ3.0×90/0°","MDZKJH",null,null,"HCS00463","北京杰西慧中科技股份有限公司（原北京杰西慧中科技有限公司）"]
["003128109799786","00312810","C03480311301003063280000072","京械注准20212040004","一次性使用刨削刀头","Φ5.0×130/0o","MDZKQB",null,null,"HCS00463","北京杰西慧中科技股份有限公司（原北京杰西慧中科技有限公司）"]
["003128109799787","00312810","C03480311301003063280000131","京械注准20212040004","一次性使用刨削刀头","Φ5.5×128/0o","MDZCQB",null,null,"HCS00463","北京杰西慧中科技股份有限公司（原北京杰西慧中科技有限公司）"]
["003128109799788","00312810","C03480311301003063280000110","京械注准20212040004","一次性使用刨削刀头","Φ5.0×128/0o","MDZCZH",null,null,"HCS00463","北京杰西慧中科技股份有限公司（原北京杰西慧中科技有限公司）"]
["003128109799789","00312810","C03480311301003063280000087","京械注准20212040004","一次性使用刨削刀头","Φ5.0×130/10o","MDJKJB",null,null,"HCS00463","北京杰西慧中科技股份有限公司（原北京杰西慧中科技有限公司）"]
["003128109799790","00312810","C03480311301003063280000084","京械注准20212040004","一次性使用刨削刀头","Φ2.0×130/10o","MDJKQH",null,null,"HCS00463","北京杰西慧中科技股份有限公司（原北京杰西慧中科技有限公司）"]
["003128109800383","00312810","C03480311301003063280000066","京械注准20212040004","一次性使用刨削刀头","Φ5.0×90/0°","MDZKJH",null,null,"HCS00463","北京杰西慧中科技股份有限公司（原北京杰西慧中科技有限公司）"]
["003128109800384","00312810","C03480311301003063280000089","京械注准20212040004","一次性使用刨削刀头","Φ2.0×80/0o","MDZCQH",null,null,"HCS00463","北京杰西慧中科技股份有限公司（原北京杰西慧中科技有限公司）"]
["003128109800385","00312810","C03480311301003063280000068","京械注准20212040004","一次性使用刨削刀头","Φ3.0×130/0o","MDZKQH",null,null,"HCS00463","北京杰西慧中科技股份有限公司（原北京杰西慧中科技有限公司）"]
["003128109800386","00312810","C03480311301003063280000097","京械注准20212040004","一次性使用刨削刀头","Φ5.0×110/10°","MDJKJH",null,null,"HCS00463","北京杰西慧中科技股份有限公司（原北京杰西慧中科技有限公司）"]
["003128109800387","00312810","C03480311301003063280000079","京械注准20212040004","一次性使用刨削刀头","Φ4.0×100/10°","MDJKJB",null,null,"HCS00463","北京杰西慧中科技股份有限公司（原北京杰西慧中科技有限公司）"]
["003128109800388","00312810","C03480311301003063280000125","京械注准20212040004","一次性使用刨削刀头","Φ4.0×80/0°","MDZKJH",null,null,"HCS00463","北京杰西慧中科技股份有限公司（原北京杰西慧中科技有限公司）"]
["003128109800389","00312810","C03480311301003063280000069","京械注准20212040004","一次性使用刨削刀头","Φ5.0×80/10°","MDJKJH",null,null,"HCS00463","北京杰西慧中科技股份有限公司（原北京杰西慧中科技有限公司）"]
["003128109800390","00312810","C03480311301003063280000035","京械注准20212040004","一次性使用刨削刀头","Φ3.0×350/0°","MDZYJB",null,null,"HCS00463","北京杰西慧中科技股份有限公司（原北京杰西慧中科技有限公司）"]
["003128109800391","00312810","C03480311301003063280000117","京械注准20212040004","一次性使用刨削刀头","Φ3.0×290/0°","MDZYJH",null,null,"HCS00463","北京杰西慧中科技股份有限公司（原北京杰西慧中科技有限公司）"]
["003128109800392","00312810","C03480311301003063280000053","京械注准20212040004","一次性使用刨削刀头","Φ2.0×130/10o","MDJKJB",null,null,"HCS00463","北京杰西慧中科技股份有限公司（原北京杰西慧中科技有限公司）"]
["003128109802263","00312810","C03480311301003063280000037","京械注准20212040004","一次性使用刨削刀头","Φ3.0×110/0°","MDZKJB",null,null,"HCS00463","北京杰西慧中科技股份有限公司（原北京杰西慧中科技有限公司）"]
["003128109802264","00312810","C03480311301003063280000109","京械注准20212040004","一次性使用刨削刀头","Φ5.0×100/10°","MDJKJH",null,null,"HCS00463","北京杰西慧中科技股份有限公司（原北京杰西慧中科技有限公司）"]
["003128109802265","00312810","C03480311301003063280000102","京械注准20212040004","一次性使用刨削刀头","Φ4.0×190/0°","MDZCQH",null,null,"HCS00463","北京杰西慧中科技股份有限公司（原北京杰西慧中科技有限公司）"]
["003128109802266","00312810","C03480311301003063280000138","京械注准20212040004","一次性使用刨削刀头","Φ4.0×110/0°","MDZKJH",null,null,"HCS00463","北京杰西慧中科技股份有限公司（原北京杰西慧中科技有限公司）"]
["003128109803715","00312810","C03480311301003063280000105","京械注准20212040004","一次性使用刨削刀头","Φ4.0×128/0o","MDZCZH",null,null,"HCS00463","北京杰西慧中科技股份有限公司（原北京杰西慧中科技有限公司）"]
["003128109803716","00312810","C03480311301003063280000096","京械注准20212040004","一次性使用刨削刀头","Φ4.0×80/10°","MDJBJB",null,null,"HCS00463","北京杰西慧中科技股份有限公司（原北京杰西慧中科技有限公司）"]
["003128109803717","00312810","C03480311301003063280000061","京械注准20212040004","一次性使用刨削刀头","Φ5.0×130/10o","MDJKQB",null,null,"HCS00463","北京杰西慧中科技股份有限公司（原北京杰西慧中科技有限公司）"]
["003128109803718","00312810","C03480311301003063280000142","京械注准20212040004","一次性使用刨削刀头","Φ4.0×128/0o","MDZCQB",null,null,"HCS00463","北京杰西慧中科技股份有限公司（原北京杰西慧中科技有限公司）"]
["003128109803719","00312810","C03480311301003063280000108","京械注准20212040004","一次性使用刨削刀头","Φ2.0×130/10o","MDJKQB",null,null,"HCS00463","北京杰西慧中科技股份有限公司（原北京杰西慧中科技有限公司）"]
["003128109803720","00312810","C03480311301003063280000094","京械注准20212040004","一次性使用刨削刀头","Φ5.0×90/0°","MDZKJB",null,null,"HCS00463","北京杰西慧中科技股份有限公司（原北京杰西慧中科技有限公司）"]
["003128109803721","00312810","C03480311301003063280000137","京械注准20212040004","一次性使用刨削刀头","Φ5.0×100/0°","MDZKJB",null,null,"HCS00463","北京杰西慧中科技股份有限公司（原北京杰西慧中科技有限公司）"]
["003128109803722","00312810","C03480311301003063280000078","京械注准20212040004","一次性使用刨削刀头","Φ5.5×128/0o","MDZCQH",null,null,"HCS00463","北京杰西慧中科技股份有限公司（原北京杰西慧中科技有限公司）"]
["003128109800186","00312810","C03480311301003063280000092","京械注准20212040004","一次性使用刨削刀头","Φ4.0×130/10o","MDJKQH",null,null,"HCS00463","北京杰西慧中科技股份有限公司（原北京杰西慧中科技有限公司）"]
["003128109800187","00312810","C03480311301003063280000116","京械注准20212040004","一次性使用刨削刀头","Φ3.0×90/0°","MDZKJB",null,null,"HCS00463","北京杰西慧中科技股份有限公司（原北京杰西慧中科技有限公司）"]
["003128109800188","00312810","C03480311301003063280000122","京械注准20212040004","一次性使用刨削刀头","Φ3.0×100/10°","MDJKJH",null,null,"HCS00463","北京杰西慧中科技股份有限公司（原北京杰西慧中科技有限公司）"]
["003128109800189","00312810","C03480311301003063280000047","京械注准20212040004","一次性使用刨削刀头","Φ3.0×100/0°","MDZKJH",null,null,"HCS00463","北京杰西慧中科技股份有限公司（原北京杰西慧中科技有限公司）"]
["003128109800190","00312810","C03480311301003063280000129","京械注准20212040004","一次性使用刨削刀头","Φ5.0×130/10o","MDJKQH",null,null,"HCS00463","北京杰西慧中科技股份有限公司（原北京杰西慧中科技有限公司）"]
["003128109800191","00312810","C03480311301003063280000065","京械注准20212040004","一次性使用刨削刀头","Φ3.0×80/10°","MDJKJB",null,null,"HCS00463","北京杰西慧中科技股份有限公司（原北京杰西慧中科技有限公司）"]
["003128109800192","00312810","C03480311301003063280000082","京械注准20212040004","一次性使用刨削刀头","Φ3.0×80/0°","MDZKJB",null,null,"HCS00463","北京杰西慧中科技股份有限公司（原北京杰西慧中科技有限公司）"]
["003128109800193","00312810","C03480311301003063280000098","京械注准20212040004","一次性使用刨削刀头","Φ4.0×128/0o","MDZTZH",null,null,"HCS00463","北京杰西慧中科技股份有限公司（原北京杰西慧中科技有限公司）"]
["003128109800314","00312810","C03480311301003063280000039","京械注准20212040004","一次性使用刨削刀头","Φ4.0×110/10°","MDJKJH",null,null,"HCS00463","北京杰西慧中科技股份有限公司（原北京杰西慧中科技有限公司）"]
["003128109800315","00312810","C03480311301003063280000048","京械注准20212040004","一次性使用刨削刀头","Φ4.0×100/0°","MDZKJH",null,null,"HCS00463","北京杰西慧中科技股份有限公司（原北京杰西慧中科技有限公司）"]
["003128109799371","00312810","C03480311301003063280000081","京械注准20212040004","一次性使用刨削刀头","Φ3.5×290/0°","MDZYQB",null,null,"HCS00463","北京杰西慧中科技股份有限公司（原北京杰西慧中科技有限公司）"]
["003128109799780","00312810","C03480311301003063280000099","京械注准20212040004","一次性使用刨削刀头","Φ4.0×90/10°","MDJKJH",null,null,"HCS00463","北京杰西慧中科技股份有限公司（原北京杰西慧中科技有限公司）"]
["003128109799781","00312810","C03480311301003063280000083","京械注准20212040004","一次性使用刨削刀头","Φ4.0×130/0o","MDZKJH",null,null,"HCS00463","北京杰西慧中科技股份有限公司（原北京杰西慧中科技有限公司）"]
["003128109798480","00312810","C03480311301003063280000115","京械注准20212040004","一次性使用刨削刀头","Φ5.5×128/0o","MDZTZH",null,null,"HCS00463","北京杰西慧中科技股份有限公司（原北京杰西慧中科技有限公司）"]
["003128109798481","00312810","C03480311301003063280000095","京械注准20212040004","一次性使用刨削刀头","Φ5.0×90/10°","MDJKJB",null,null,"HCS00463","北京杰西慧中科技股份有限公司（原北京杰西慧中科技有限公司）"]
["003128109798482","00312810","C03480311301003063280000062","京械注准20212040004","一次性使用刨削刀头","Φ5.0×128/0o","MDZCQH",null,null,"HCS00463","北京杰西慧中科技股份有限公司（原北京杰西慧中科技有限公司）"]
["003128109798483","00312810","C03480311301003063280000074","京械注准20212040004","一次性使用刨削刀头","Φ3.0×100/0°","MDZKJB",null,null,"HCS00463","北京杰西慧中科技股份有限公司（原北京杰西慧中科技有限公司）"]
["003128109798484","00312810","C03480311301003063280000141","京械注准20212040004","一次性使用刨削刀头","Φ5.0×80/0°","MDZKJH",null,null,"HCS00463","北京杰西慧中科技股份有限公司（原北京杰西慧中科技有限公司）"]
["003128109798485","00312810","C03480311301003063280000091","京械注准20212040004","一次性使用刨削刀头","Φ4.0×130/10o","MDJKQB",null,null,"HCS00463","北京杰西慧中科技股份有限公司（原北京杰西慧中科技有限公司）"]
["003128109798486","00312810","C03480311301003063280000133","京械注准20212040004","一次性使用刨削刀头","Φ3.0×90/10°","MDJKJB",null,null,"HCS00463","北京杰西慧中科技股份有限公司（原北京杰西慧中科技有限公司）"]
["003128109798487","00312810","C03480311301003063280000073","京械注准20212040004","一次性使用刨削刀头","Φ5.0×80/0°","MDZKJB",null,null,"HCS00463","北京杰西慧中科技股份有限公司（原北京杰西慧中科技有限公司）"]
["003128109798488","00312810","C03480311301003063280000090","京械注准20212040004","一次性使用刨削刀头","Φ3.0×130/0o","MDZKJH",null,null,"HCS00463","北京杰西慧中科技股份有限公司（原北京杰西慧中科技有限公司）"]
["003128109798489","00312810","C03480311301003063280000114","京械注准20212040004","一次性使用刨削刀头","Φ3.0×80/0o","MDZCQH",null,null,"HCS00463","北京杰西慧中科技股份有限公司（原北京杰西慧中科技有限公司）"]
["003128109800136","00312810","C03480311301003063280000052","京械注准20212040004","一次性使用刨削刀头","Φ3.0×90/10°","MDJKJH",null,null,"HCS00463","北京杰西慧中科技股份有限公司（原北京杰西慧中科技有限公司）"]
["003128109800137","00312810","C03480311301003063280000140","京械注准20212040004","一次性使用刨削刀头","Φ4.0×130/0o","MDZKJB",null,null,"HCS00463","北京杰西慧中科技股份有限公司（原北京杰西慧中科技有限公司）"]
["003128109800138","00312810","C03480311301003063280000049","京械注准20212040004","一次性使用刨削刀头","Φ4.0×100/0°","MDZKJB",null,null,"HCS00463","北京杰西慧中科技股份有限公司（原北京杰西慧中科技有限公司）"]
["003128109800139","00312810","C03480311301003063280000059","京械注准20212040004","一次性使用刨削刀头","Φ3.0×130/0o","MDZKJB",null,null,"HCS00463","北京杰西慧中科技股份有限公司（原北京杰西慧中科技有限公司）"]
["003128109800140","00312810","C03480311301003063280000064","京械注准20212040004","一次性使用刨削刀头","Φ3.0×100/10°","MDJKJB",null,null,"HCS00463","北京杰西慧中科技股份有限公司（原北京杰西慧中科技有限公司）"]
["003128109800141","00312810","C03480311301003063280000045","京械注准20212040004","一次性使用刨削刀头","Φ4.0×128/0o","MDZCZB",null,null,"HCS00463","北京杰西慧中科技股份有限公司（原北京杰西慧中科技有限公司）"]
["003128109800142","00312810","C03480311301003063280000103","京械注准20212040004","一次性使用刨削刀头","Φ2.0×130/0o","MDZKQH",null,null,"HCS00463","北京杰西慧中科技股份有限公司（原北京杰西慧中科技有限公司）"]
["003128109800143","00312810","C03480311301003063280000106","京械注准20212040004","一次性使用刨削刀头","Φ3.0×110/0°","MDZKJH",null,null,"HCS00463","北京杰西慧中科技股份有限公司（原北京杰西慧中科技有限公司）"]
["003128009804928","00312800","C03480511500000063280000076","京械注准20212040004","一次性使用刨削刀头","Φ5.0×125/10o","PDJCRB",null,null,"HCS00463","北京杰西慧中科技股份有限公司（原北京杰西慧中科技有限公司）"]
["003128009804929","00312800","C03480511500000063280000077","京械注准20212040004","一次性使用刨削刀头","Φ5.0×125/15o","PDJCCB",null,null,"HCS00463","北京杰西慧中科技股份有限公司（原北京杰西慧中科技有限公司）"]
["003128009804930","00312800","C03480511500000063280000066","京械注准20212040004","一次性使用刨削刀头","Φ4.0×125/0o","PDZCSB",null,null,"HCS00463","北京杰西慧中科技股份有限公司（原北京杰西慧中科技有限公司）"]
["003128009804931","00312800","C03480511500000063280000065","京械注准20212040004","一次性使用刨削刀头","Φ4.0×125/0o","PDZTCB",null,null,"HCS00463","北京杰西慧中科技股份有限公司（原北京杰西慧中科技有限公司）"]
["003128009804932","00312800","C03480511500000063280000057","京械注准20212040004","一次性使用刨削刀头","Φ3.5×125/0o","PDZCRB",null,null,"HCS00463","北京杰西慧中科技股份有限公司（原北京杰西慧中科技有限公司）"]
["003128009804933","00312800","C03480511500000063280000074","京械注准20212040004","一次性使用刨削刀头","Φ5.5×125/0o","PDZCSB",null,null,"HCS00463","北京杰西慧中科技股份有限公司（原北京杰西慧中科技有限公司）"]
["003128009804934","00312800","C03480511500000063280000069","京械注准20212040004","一次性使用刨削刀头","Φ4.0×125/10o","PDJCWB",null,null,"HCS00463","北京杰西慧中科技股份有限公司（原北京杰西慧中科技有限公司）"]
["003128009804935","00312800","C03480511500000063280000050","京械注准20212040004","一次性使用刨削刀头","Φ4.0×125/10o","PDJCCB",null,null,"HCS00463","北京杰西慧中科技股份有限公司（原北京杰西慧中科技有限公司）"]
["003128009804893","00312800","C03480511500000063280000071","京械注准20212040004","一次性使用刨削刀头","Φ5.0×125/10o","PDJCWB",null,null,"HCS00463","北京杰西慧中科技股份有限公司（原北京杰西慧中科技有限公司）"]
["003128009804894","00312800","C03480511500000063280000072","京械注准20212040004","一次性使用刨削刀头","Φ4.5×125/15o","PDJCWB",null,null,"HCS00463","北京杰西慧中科技股份有限公司（原北京杰西慧中科技有限公司）"]
["003128009804895","00312800","C03480511500000063280000068","京械注准20212040004","一次性使用刨削刀头","Φ4.0×125/0o","PDZCCB",null,null,"HCS00463","北京杰西慧中科技股份有限公司（原北京杰西慧中科技有限公司）"]
["003128009804896","00312800","C03480511500000063280000078","京械注准20212040004","一次性使用刨削刀头","Φ5.0×125/0o","PDZCRB",null,null,"HCS00463","北京杰西慧中科技股份有限公司（原北京杰西慧中科技有限公司）"]
["003128009804897","00312800","C03480511500000063280000060","京械注准20212040004","一次性使用刨削刀头","Φ5.0×125/0o","PDZCWB",null,null,"HCS00463","北京杰西慧中科技股份有限公司（原北京杰西慧中科技有限公司）"]
["003128009804898","00312800","C03480511500000063280000061","京械注准20212040004","一次性使用刨削刀头","Φ4.5×125/15o","PDJCSB",null,null,"HCS00463","北京杰西慧中科技股份有限公司（原北京杰西慧中科技有限公司）"]
["003128009804899","00312800","C03480511500000063280000064","京械注准20212040004","一次性使用刨削刀头","Φ4.5×125/15o","PDJCRB",null,null,"HCS00463","北京杰西慧中科技股份有限公司（原北京杰西慧中科技有限公司）"]
["003128009804900","00312800","C03480511500000063280000062","京械注准20212040004","一次性使用刨削刀头","Φ3.5×80/0o","PDZCWB",null,null,"HCS00463","北京杰西慧中科技股份有限公司（原北京杰西慧中科技有限公司）"]
["003128009804936","00312800","C03480511500000063280000053","京械注准20212040004","一次性使用刨削刀头","Φ5.0×125/0o","PDZTWB",null,null,"HCS00463","北京杰西慧中科技股份有限公司（原北京杰西慧中科技有限公司）"]
["003128009804937","00312800","C03480511500000063280000059","京械注准20212040004","一次性使用刨削刀头","Φ2.5×80/0o","PDZCRB",null,null,"HCS00463","北京杰西慧中科技股份有限公司（原北京杰西慧中科技有限公司）"]
["003128009804938","00312800","C03480511500000063280000067","京械注准20212040004","一次性使用刨削刀头","Φ3.5×80/0o","PDZCCB",null,null,"HCS00463","北京杰西慧中科技股份有限公司（原北京杰西慧中科技有限公司）"]
["003128009804939","00312800","C03480511500000063280000049","京械注准20212040004","一次性使用刨削刀头","Φ4.0×125/0o","PDZCWB",null,null,"HCS00463","北京杰西慧中科技股份有限公司（原北京杰西慧中科技有限公司）"]
["003128009809680","00312800","C03480511500000063280000051","京械注准20212040004","一次性使用刨削刀头","Φ2.5×80/0o","PDZCWB",null,null,"HCS00463","北京杰西慧中科技股份有限公司（原北京杰西慧中科技有限公司）"]
["003128009809681","00312800","C03480511500000063280000055","京械注准20212040004","一次性使用刨削刀头","Φ4.0×125/0o","PDZTWB",null,null,"HCS00463","北京杰西慧中科技股份有限公司（原北京杰西慧中科技有限公司）"]
["004086319811317","00408631","C01050602100001033220000128","国械注准20173011299","射频消融电极针","10-131781","10-131781",null,null,"HCS00514","迈德医疗科技（上海）有限公司","迈德医疗科技（上海）有限公司"]
["004086319811324","00408631","C01050602100001033220000129","国械注准20173011299","射频消融电极针","10-141781","10-141781",null,null,"HCS00514","迈德医疗科技（上海）有限公司","迈德医疗科技（上海）有限公司"]
["003649389802523","00364938","C14060100500002081240000051","苏械注准20152010884","高频消融止血电极","ANONG-Ⅳ Z2","ANONG-Ⅳ",null,null,"HCS00490","安能医疗器械(常熟)有限公司（原南京安能医疗器械有限公司）","安能医疗器械(常熟)有限公司（原南京安能医疗器械有限公司）"]
["003649389802524","00364938","C14060100500002081240000052","苏械注准20152010884","高频消融止血电极","ANONG-Ⅳ Z3","ANONG-Ⅳ",null,null,"HCS00490","安能医疗器械(常熟)有限公司（原南京安能医疗器械有限公司）","安能医疗器械(常熟)有限公司（原南京安能医疗器械有限公司）"]
["003649389802525","00364938","C14060100500002081240000047","苏械注准20152010884","高频消融止血电极","ANONG-Ⅲ W4","ANONG-Ⅲ",null,null,"HCS00490","安能医疗器械(常熟)有限公司（原南京安能医疗器械有限公司）","安能医疗器械(常熟)有限公司（原南京安能医疗器械有限公司）"]
["003649389802526","00364938","C14060100500002081240000048","苏械注准20152010884","高频消融止血电极","ANONG-Ⅲ W5","ANONG-Ⅲ",null,null,"HCS00490","安能医疗器械(常熟)有限公司（原南京安能医疗器械有限公司）","安能医疗器械(常熟)有限公司（原南京安能医疗器械有限公司）"]
["003649389802527","00364938","C14060100500002081240000038","苏械注准20152010884","高频消融止血电极","ANONG-Ⅳ Z4","ANONG-Ⅳ",null,null,"HCS00490","安能医疗器械(常熟)有限公司（原南京安能医疗器械有限公司）","安能医疗器械(常熟)有限公司（原南京安能医疗器械有限公司）"]
["003649389802528","00364938","C14060100500002081240000049","苏械注准20152010884","高频消融止血电极","ANONG-Ⅲ W6","ANONG-Ⅲ",null,null,"HCS00490","安能医疗器械(常熟)有限公司（原南京安能医疗器械有限公司）","安能医疗器械(常熟)有限公司（原南京安能医疗器械有限公司）"]
["003649389802529","00364938","C14060100500002081240000050","苏械注准20152010884","高频消融止血电极","ANONG-Ⅳ Z1","ANONG-Ⅳ",null,null,"HCS00490","安能医疗器械(常熟)有限公司（原南京安能医疗器械有限公司）","安能医疗器械(常熟)有限公司（原南京安能医疗器械有限公司）"]
["003649389802530","00364938","C14060100500002081240000045","苏械注准20152010884","高频消融止血电极","ANONG-Ⅲ W2","ANONG-Ⅲ",null,null,"HCS00490","安能医疗器械(常熟)有限公司（原南京安能医疗器械有限公司）","安能医疗器械(常熟)有限公司（原南京安能医疗器械有限公司）"]
["003649389802531","00364938","C14060100500002081240000039","苏械注准20152010884","高频消融止血电极","ANONG-Ⅳ Z5","ANONG-Ⅳ",null,null,"HCS00490","安能医疗器械(常熟)有限公司（原南京安能医疗器械有限公司）","安能医疗器械(常熟)有限公司（原南京安能医疗器械有限公司）"]
["003649389802532","00364938","C14060100500002081240000043","苏械注准20152010884","高频消融止血电极","ANONG-Ⅱ C","ANONG-Ⅱ",null,null,"HCS00490","安能医疗器械(常熟)有限公司（原南京安能医疗器械有限公司）","安能医疗器械(常熟)有限公司（原南京安能医疗器械有限公司）"]
["003649389802533","00364938","C14060100500002081240000046","苏械注准20152010884","高频消融止血电极","ANONG-Ⅲ W3","ANONG-Ⅲ",null,null,"HCS00490","安能医疗器械(常熟)有限公司（原南京安能医疗器械有限公司）","安能医疗器械(常熟)有限公司（原南京安能医疗器械有限公司）"]
["003649389802534","00364938","C14060100500002081240000044","苏械注准20152010884","高频消融止血电极","ANONG-Ⅲ W1","ANONG-Ⅲ",null,null,"HCS00490","安能医疗器械(常熟)有限公司（原南京安能医疗器械有限公司）","安能医疗器械(常熟)有限公司（原南京安能医疗器械有限公司）"]
["003649389802535","00364938","C14060100500002081240000042","苏械注准20152010884","高频消融止血电极","ANONG-Ⅱ D","ANONG-Ⅱ",null,null,"HCS00490","安能医疗器械(常熟)有限公司（原南京安能医疗器械有限公司）","安能医疗器械(常熟)有限公司（原南京安能医疗器械有限公司）"]
["003649389802536","00364938","C14060100500002081240000041","苏械注准20152010884","高频消融止血电极","ANONG-I D","ANONG-I",null,null,"HCS00490","安能医疗器械(常熟)有限公司（原南京安能医疗器械有限公司）","安能医疗器械(常熟)有限公司（原南京安能医疗器械有限公司）"]
["003649389802537","00364938","C14060100500002081240000040","苏械注准20152010884","高频消融止血电极","ANONG-Ⅳ Z6","ANONG-Ⅳ",null,null,"HCS00490","安能医疗器械(常熟)有限公司（原南京安能医疗器械有限公司）","安能医疗器械(常熟)有限公司（原南京安能医疗器械有限公司）"]
["004045889802490","00404588","C14060100500001081240000088","苏械注准20152010884","高频消融止血电极","ANONG-I C","ANONG-I",null,null,"HCS00490","安能医疗器械(常熟)有限公司（原南京安能医疗器械有限公司）","安能医疗器械(常熟)有限公司（原南京安能医疗器械有限公司）"]
["004045889802491","00404588","C14060100500001081240000090","苏械注准20152010884","高频消融止血电极","ANONG-Ⅱ K","ANONG-Ⅱ",null,null,"HCS00490","安能医疗器械(常熟)有限公司（原南京安能医疗器械有限公司）","安能医疗器械(常熟)有限公司（原南京安能医疗器械有限公司）"]
["004045889802492","00404588","C14060100500001081240000089","苏械注准20152010884","高频消融止血电极","ANONG-I K","ANONG-I",null,null,"HCS00490","安能医疗器械(常熟)有限公司（原南京安能医疗器械有限公司）","安能医疗器械(常熟)有限公司（原南京安能医疗器械有限公司）"]
["003755219805788","00375521","C03480511500000077330000132","京械注准20152041131","刨削刀头","L×D1×D2：190×4.1×3.3（mm）","A2",null,null,"HCS00559","北京瑞朗泰科医疗器械有限公司","北京瑞朗泰科医疗器械有限公司"]
["003755219805789","00375521","C03480511500000077330000139","京械注准20152041131","刨削刀头","L×D1×D2：190×4.1×3.3（mm）","A4",null,null,"HCS00559","北京瑞朗泰科医疗器械有限公司","北京瑞朗泰科医疗器械有限公司"]
["003755219805790","00375521","C03480511500000077330000164","京械注准20152041131","刨削刀头","L×D1×D2：190×4.1×3.3（mm）","A1",null,null,"HCS00559","北京瑞朗泰科医疗器械有限公司","北京瑞朗泰科医疗器械有限公司"]
["003755219805813","00375521","C03480511500000077330000107","京械注准20152041131","刨削刀头","L×D1×D2：190×4.1×3.3（mm）","C4",null,null,"HCS00559","北京瑞朗泰科医疗器械有限公司","北京瑞朗泰科医疗器械有限公司"]
["003755219805814","00375521","C03480511500000077330000184","京械注准20152041131","刨削刀头","L×D1×D2：190×4.1×3.3（mm）","C1",null,null,"HCS00559","北京瑞朗泰科医疗器械有限公司","北京瑞朗泰科医疗器械有限公司"]
["003755219805815","00375521","C03480511500000077330000189","京械注准20152041131","刨削刀头","L×D1×D2：190×4.1×3.3（mm）","C2",null,null,"HCS00559","北京瑞朗泰科医疗器械有限公司","北京瑞朗泰科医疗器械有限公司"]
["003755219805893","00375521","C03480511500000077330000097","京械注准20152041131","刨削刀头","L×D1×D2：195×4.1×3.3（mm）","B4",null,null,"HCS00559","北京瑞朗泰科医疗器械有限公司","北京瑞朗泰科医疗器械有限公司"]
["003755219805894","00375521","C03480511500000077330000233","京械注准20152041131","刨削刀头","L×D1×D2：195×4.1×3.3（mm）","B1",null,null,"HCS00559","北京瑞朗泰科医疗器械有限公司","北京瑞朗泰科医疗器械有限公司"]
["003755219805895","00375521","C03480511500000077330000258","京械注准20152041131","刨削刀头","L×D1×D2：195×4.1×3.3（mm）","B2",null,null,"HCS00559","北京瑞朗泰科医疗器械有限公司","北京瑞朗泰科医疗器械有限公司"]
["003524019806671","00352401","C01031903700003078120000051","苏械注准20192020965","微创扩张引流套件","6.7mm(F20)","扩张管、导引鞘",null,null,"HCS00574","苏州新区华盛医疗器械有限公司","苏州新区华盛医疗器械有限公司"]
["004061249642737","00406124",null,"苏械注准20252400133","雌二醇测定试剂盒(均相化学发光法)","20人份/盒","20人份/盒",null,null,"HCS06339","南京浦光生物科技有限公司","南京浦光生物科技有限公司"]
["004061239642735","00406123",null,"苏械注准20252400135","促黄体生成素测定试剂盒(均相化学发光法)","20人份/盒","20人份/盒",null,null,"HCS06339","南京浦光生物科技有限公司","南京浦光生物科技有限公司"]
["004101069791140","00410106","C14020226600013059770000603","豫械注准20222080436","一次性使用加热呼吸回路及附件-高流量加热管路","高流量加热F型（湿化罐Ⅰ型）","高流量加热F型",null,null,"HCS00690","河南驼人医疗器械集团有限公司","河南驼人医疗器械集团有限公司"]
["004101069791141","00410106","C14020226600013059770000604","豫械注准20222080436","一次性使用加热呼吸回路及附件-高流量加热管路","高流量加热M型（吸氧管Ⅰ型）","高流量加热M型",null,null,"HCS00690","河南驼人医疗器械集团有限公司","河南驼人医疗器械集团有限公司"]
["004101069791142","00410106","C14020226600013059770000605","豫械注准20222080436","一次性使用加热呼吸回路及附件-高流量加热管路","高流量加热N型（吸氧管Ⅰ型）","高流量加热N型",null,null,"HCS00690","河南驼人医疗器械集团有限公司","河南驼人医疗器械集团有限公司"]
["004094059807336","00409405","C04010511800000105770000180","国械注准20253130036","颅骨修复系统","YLB 105×105×6×55×3","YLB(非灭菌)",null,null,"HCS00711","天津市塑料研究所有限公司","天津市塑料研究所有限公司"]
["004094059807337","00409405","C04010511800000105770000210","国械注准20253130036","颅骨修复系统","YLB 110×110×6×55×3","YLB(非灭菌)",null,null,"HCS00711","天津市塑料研究所有限公司","天津市塑料研究所有限公司"]
["004094059807330","00409405","C04010511800000105770000154","国械注准20253130036","颅骨修复系统","YLB 45×45×6×39×3","YLB(非灭菌)",null,null,"HCS00711","天津市塑料研究所有限公司","天津市塑料研究所有限公司"]
["004094059807332","00409405","C04010511800000105770000204","国械注准20253130036","颅骨修复系统","YLB 70×70×6×55×3","YLB(非灭菌)",null,null,"HCS00711","天津市塑料研究所有限公司","天津市塑料研究所有限公司"]
["004094059807339","00409405","C04010511800000105770000073","国械注准20253130036","颅骨修复系统","YLB 130×130×6×55×3","YLB(非灭菌)",null,null,"HCS00711","天津市塑料研究所有限公司","天津市塑料研究所有限公司"]
["004094059807334","00409405","C04010511800000105770000109","国械注准20253130036","颅骨修复系统","YLB 90×90×6×55×3","YLB(非灭菌)",null,null,"HCS00711","天津市塑料研究所有限公司","天津市塑料研究所有限公司"]
["004094059807335","00409405","C04010511800000105770000203","国械注准20253130036","颅骨修复系统","YLB 95×95×6×55×3","YLB(非灭菌)",null,null,"HCS00711","天津市塑料研究所有限公司","天津市塑料研究所有限公司"]
["004094059807338","00409405","C04010511800000105770000069","国械注准20253130036","颅骨修复系统","YLB 120×120×6×55×3","YLB(非灭菌)",null,null,"HCS00711","天津市塑料研究所有限公司","天津市塑料研究所有限公司"]
["004094059807331","00409405","C04010511800000105770000062","国械注准20253130036","颅骨修复系统","YLB 60×60×6×55×3","YLB(非灭菌)",null,null,"HCS00711","天津市塑料研究所有限公司","天津市塑料研究所有限公司"]
["004094059807333","00409405","C04010511800000105770000178","国械注准20253130036","颅骨修复系统","YLB 80×80×6×55×3","YLB(非灭菌)",null,null,"HCS00711","天津市塑料研究所有限公司","天津市塑料研究所有限公司"]
["004094059807348","00409405","C04010511800000105770000201","国械注准20253130036","颅骨修复系统","YLB 140×140×6×55×3","YLB(非灭菌)",null,null,"HCS00711","天津市塑料研究所有限公司","天津市塑料研究所有限公司"]
["003583269799596","00358326","C14250900000002028850000539","浙械注准20232082100","多通道喉罩气道导管","1.0","ALM1",null,null,"HCS00677","浙江简成医疗科技有限公司","浙江简成医疗科技有限公司"]
["003583269799597","00358326","C14250900000002028850000579","浙械注准20232082100","多通道喉罩气道导管","2.5","ALM1",null,null,"HCS00677","浙江简成医疗科技有限公司","浙江简成医疗科技有限公司"]
["003583269799598","00358326","C14250900000002028850000535","浙械注准20232082100","多通道喉罩气道导管","1.5","ALM1",null,null,"HCS00677","浙江简成医疗科技有限公司","浙江简成医疗科技有限公司"]
["003583269799599","00358326","C14250900000002028850000564","浙械注准20232082100","多通道喉罩气道导管","2.0","ALM1",null,null,"HCS00677","浙江简成医疗科技有限公司","浙江简成医疗科技有限公司"]
["003583269799600","00358326","C14250900000002028850000533","浙械注准20232082100","多通道喉罩气道导管","5.0","ALM1",null,null,"HCS00677","浙江简成医疗科技有限公司","浙江简成医疗科技有限公司"]
["003583269799601","00358326","C14250900000002028850000571","浙械注准20232082100","多通道喉罩气道导管","4.0","ALM1",null,null,"HCS00677","浙江简成医疗科技有限公司","浙江简成医疗科技有限公司"]
["003583269799602","00358326","C14250900000002028850000554","浙械注准20232082100","多通道喉罩气道导管","3.0","ALM1",null,null,"HCS00677","浙江简成医疗科技有限公司","浙江简成医疗科技有限公司"]
["003583269799877","00358326","C14250900000002028850000582","浙械注准20232082100","多通道喉罩气道导管","1.5","ALM2",null,null,"HCS00677","浙江简成医疗科技有限公司","浙江简成医疗科技有限公司"]
["003583269799878","00358326","C14250900000002028850000575","浙械注准20232082100","多通道喉罩气道导管","1.0","ALM2",null,null,"HCS00677","浙江简成医疗科技有限公司","浙江简成医疗科技有限公司"]
["003583269799879","00358326","C14250900000002028850000562","浙械注准20232082100","多通道喉罩气道导管","2.0","ALM2",null,null,"HCS00677","浙江简成医疗科技有限公司","浙江简成医疗科技有限公司"]
["003583269799880","00358326","C14250900000002028850000578","浙械注准20232082100","多通道喉罩气道导管","5.0","ALM2",null,null,"HCS00677","浙江简成医疗科技有限公司","浙江简成医疗科技有限公司"]
["003583269799881","00358326","C14250900000002028850000557","浙械注准20232082100","多通道喉罩气道导管","4.0","ALM2",null,null,"HCS00677","浙江简成医疗科技有限公司","浙江简成医疗科技有限公司"]
["003583269799882","00358326","C14250900000002028850000550","浙械注准20232082100","多通道喉罩气道导管","3.0","ALM2",null,null,"HCS00677","浙江简成医疗科技有限公司","浙江简成医疗科技有限公司"]
["003583269799883","00358326","C14250900000002028850000547","浙械注准20232082100","多通道喉罩气道导管","2.5","ALM2",null,null,"HCS00677","浙江简成医疗科技有限公司","浙江简成医疗科技有限公司"]
["003583269799894","00358326","C14250900000002028850000560","浙械注准20232082100","多通道喉罩气道导管","5.0","ALM3",null,null,"HCS00677","浙江简成医疗科技有限公司","浙江简成医疗科技有限公司"]
["003583269799895","00358326","C14250900000002028850000532","浙械注准20232082100","多通道喉罩气道导管","1.5","ALM3",null,null,"HCS00677","浙江简成医疗科技有限公司","浙江简成医疗科技有限公司"]
["003583269799896","00358326","C14250900000002028850000577","浙械注准20232082100","多通道喉罩气道导管","1.0","ALM3",null,null,"HCS00677","浙江简成医疗科技有限公司","浙江简成医疗科技有限公司"]
["003583269799897","00358326","C14250900000002028850000548","浙械注准20232082100","多通道喉罩气道导管","3.0","ALM3",null,null,"HCS00677","浙江简成医疗科技有限公司","浙江简成医疗科技有限公司"]
["003583269799898","00358326","C14250900000002028850000567","浙械注准20232082100","多通道喉罩气道导管","2.5","ALM3",null,null,"HCS00677","浙江简成医疗科技有限公司","浙江简成医疗科技有限公司"]
["003583269799899","00358326","C14250900000002028850000546","浙械注准20232082100","多通道喉罩气道导管","2.0","ALM3",null,null,"HCS00677","浙江简成医疗科技有限公司","浙江简成医疗科技有限公司"]
["003583269799900","00358326","C14250900000002028850000572","浙械注准20232082100","多通道喉罩气道导管","4.0","ALM3",null,null,"HCS00677","浙江简成医疗科技有限公司","浙江简成医疗科技有限公司"]
["003583269799984","00358326","C14250900000002028850000537","浙械注准20232082100","多通道喉罩气道导管","5.0","CLM1",null,null,"HCS00677","浙江简成医疗科技有限公司","浙江简成医疗科技有限公司"]
["003583269799985","00358326","C14250900000002028850000580","浙械注准20232082100","多通道喉罩气道导管","3.0","CLM1",null,null,"HCS00677","浙江简成医疗科技有限公司","浙江简成医疗科技有限公司"]
["003583269799986","00358326","C14250900000002028850000552","浙械注准20232082100","多通道喉罩气道导管","4.0","CLM4",null,null,"HCS00677","浙江简成医疗科技有限公司","浙江简成医疗科技有限公司"]
["003583269799987","00358326","C14250900000002028850000563","浙械注准20232082100","多通道喉罩气道导管","5.0","CLM3",null,null,"HCS00677","浙江简成医疗科技有限公司","浙江简成医疗科技有限公司"]
["003583269799988","00358326","C14250900000002028850000565","浙械注准20232082100","多通道喉罩气道导管","5.0","CLM2",null,null,"HCS00677","浙江简成医疗科技有限公司","浙江简成医疗科技有限公司"]
["003583269799989","00358326","C14250900000002028850000540","浙械注准20232082100","多通道喉罩气道导管","4.0","CLM1",null,null,"HCS00677","浙江简成医疗科技有限公司","浙江简成医疗科技有限公司"]
["003583269799990","00358326","C14250900000002028850000551","浙械注准20232082100","多通道喉罩气道导管","5.0","CLM4",null,null,"HCS00677","浙江简成医疗科技有限公司","浙江简成医疗科技有限公司"]
["003583269799991","00358326","C14250900000002028850000544","浙械注准20232082100","多通道喉罩气道导管","3.0","CLM4",null,null,"HCS00677","浙江简成医疗科技有限公司","浙江简成医疗科技有限公司"]
["003583269799992","00358326","C14250900000002028850000555","浙械注准20232082100","多通道喉罩气道导管","4.0","CLM3",null,null,"HCS00677","浙江简成医疗科技有限公司","浙江简成医疗科技有限公司"]
["003583269799993","00358326","C14250900000002028850000545","浙械注准20232082100","多通道喉罩气道导管","3.0","CLM2",null,null,"HCS00677","浙江简成医疗科技有限公司","浙江简成医疗科技有限公司"]
["003583269799994","00358326","C14250900000002028850000569","浙械注准20232082100","多通道喉罩气道导管","3.0","CLM3",null,null,"HCS00677","浙江简成医疗科技有限公司","浙江简成医疗科技有限公司"]
["003583269799995","00358326","C14250900000002028850000542","浙械注准20232082100","多通道喉罩气道导管","4.0","CLM2",null,null,"HCS00677","浙江简成医疗科技有限公司","浙江简成医疗科技有限公司"]
["003583269799952","00358326","C14250900000002028850000543","浙械注准20232082100","多通道喉罩气道导管","4.0","BLM3",null,null,"HCS00677","浙江简成医疗科技有限公司","浙江简成医疗科技有限公司"]
["003583269799953","00358326","C14250900000002028850000556","浙械注准20232082100","多通道喉罩气道导管","3.0","BLM2",null,null,"HCS00677","浙江简成医疗科技有限公司","浙江简成医疗科技有限公司"]
["003583269799954","00358326","C14250900000002028850000573","浙械注准20232082100","多通道喉罩气道导管","3.0","BLM4",null,null,"HCS00677","浙江简成医疗科技有限公司","浙江简成医疗科技有限公司"]
["003583269799955","00358326","C14250900000002028850000549","浙械注准20232082100","多通道喉罩气道导管","3.0","BLM3",null,null,"HCS00677","浙江简成医疗科技有限公司","浙江简成医疗科技有限公司"]
["003583269799956","00358326","C14250900000002028850000581","浙械注准20232082100","多通道喉罩气道导管","5.0","BLM3",null,null,"HCS00677","浙江简成医疗科技有限公司","浙江简成医疗科技有限公司"]
["003583269799957","00358326","C14250900000002028850000570","浙械注准20232082100","多通道喉罩气道导管","5.0","BLM1",null,null,"HCS00677","浙江简成医疗科技有限公司","浙江简成医疗科技有限公司"]
["003583269799958","00358326","C14250900000002028850000568","浙械注准20232082100","多通道喉罩气道导管","5.0","BLM2",null,null,"HCS00677","浙江简成医疗科技有限公司","浙江简成医疗科技有限公司"]
["003583269799959","00358326","C14250900000002028850000531","浙械注准20232082100","多通道喉罩气道导管","4.0","BLM1",null,null,"HCS00677","浙江简成医疗科技有限公司","浙江简成医疗科技有限公司"]
["003583269799960","00358326","C14250900000002028850000559","浙械注准20232082100","多通道喉罩气道导管","4.0","BLM4",null,null,"HCS00677","浙江简成医疗科技有限公司","浙江简成医疗科技有限公司"]
["003583269799961","00358326","C14250900000002028850000558","浙械注准20232082100","多通道喉罩气道导管","3.0","BLM1",null,null,"HCS00677","浙江简成医疗科技有限公司","浙江简成医疗科技有限公司"]
["003583269799962","00358326","C14250900000002028850000538","浙械注准20232082100","多通道喉罩气道导管","5.0","BLM4",null,null,"HCS00677","浙江简成医疗科技有限公司","浙江简成医疗科技有限公司"]
["003583269799963","00358326","C14250900000002028850000536","浙械注准20232082100","多通道喉罩气道导管","4.0","BLM2",null,null,"HCS00677","浙江简成医疗科技有限公司","浙江简成医疗科技有限公司"]
["003583269799915","00358326","C14250900000002028850000576","浙械注准20232082100","多通道喉罩气道导管","1.0","ALM4",null,null,"HCS00677","浙江简成医疗科技有限公司","浙江简成医疗科技有限公司"]
["003583269799916","00358326","C14250900000002028850000566","浙械注准20232082100","多通道喉罩气道导管","3.0","ALM4",null,null,"HCS00677","浙江简成医疗科技有限公司","浙江简成医疗科技有限公司"]
["003583269799917","00358326","C14250900000002028850000561","浙械注准20232082100","多通道喉罩气道导管","5.0","ALM4",null,null,"HCS00677","浙江简成医疗科技有限公司","浙江简成医疗科技有限公司"]
["003583269799918","00358326","C14250900000002028850000541","浙械注准20232082100","多通道喉罩气道导管","2.0","ALM4",null,null,"HCS00677","浙江简成医疗科技有限公司","浙江简成医疗科技有限公司"]
["003583269799919","00358326","C14250900000002028850000553","浙械注准20232082100","多通道喉罩气道导管","2.5","ALM4",null,null,"HCS00677","浙江简成医疗科技有限公司","浙江简成医疗科技有限公司"]
["003583269799920","00358326","C14250900000002028850000574","浙械注准20232082100","多通道喉罩气道导管","1.5","ALM4",null,null,"HCS00677","浙江简成医疗科技有限公司","浙江简成医疗科技有限公司"]
["003583269799921","00358326","C14250900000002028850000534","浙械注准20232082100","多通道喉罩气道导管","4.0","ALM4",null,null,"HCS00677","浙江简成医疗科技有限公司","浙江简成医疗科技有限公司"]
["003238269789403","00323826","C14171603400000051580007399","京械注准20222140487","经鼻肠营养导管","BDEG2-21C01G10/CH8/900mm","BDEG2",null,null,"HCS00636","北京灵泽医药技术开发有限公司","北京灵泽医药技术开发有限公司"]
["003238269789311","00323826","C14171603400000051580007398","京械注准20222140487","经鼻肠营养导管","BDEG2-21C11G10/CH8/900mm","BDEG2",null,null,"HCS00636","北京灵泽医药技术开发有限公司","北京灵泽医药技术开发有限公司"]
["003189389790076","00318938","C10070116903000112800000004","国械注准20223101521","一次性使用血液灌流器","KCM-100","KCM-100",null,null,"HCS00666","广州康盛生物科技股份有限公司","广州康盛生物科技股份有限公司"]
["003189389790077","00318938","C10070116903000112800000005","国械注准20223101521","一次性使用血液灌流器","KCM-130","KCM-130",null,null,"HCS00666","广州康盛生物科技股份有限公司","广州康盛生物科技股份有限公司"]
["003189389790078","00318938","C10070116903000112800000006","国械注准20223101521","一次性使用血液灌流器","KCM-280","KCM-280",null,null,"HCS00666","广州康盛生物科技股份有限公司","广州康盛生物科技股份有限公司"]
["003625239756480","00362523","C01060303501001054000000797","湘械注准20212140399","胆道引流导管及附件","YL-F1035-142","YL-F1035-142",null,null,"HCS00738","湖南依微迪医疗器械有限公司","湖南依微迪医疗器械有限公司"]
["003625239756481","00362523","C01060303501001054000001358","湘械注准20212140399","胆道引流导管及附件","YL-F0830-224","YL-F0830-224",null,null,"HCS00738","湖南依微迪医疗器械有限公司","湖南依微迪医疗器械有限公司"]
["003625239756482","00362523","C01060303501001054000001218","湘械注准20212140399","胆道引流导管及附件","YL-F1430-091","YL-F1430-091",null,null,"HCS00738","湖南依微迪医疗器械有限公司","湖南依微迪医疗器械有限公司"]
["003625239756483","00362523","C01060303501001054000000879","湘械注准20212140399","胆道引流导管及附件","YL-F0840-127","YL-F0840-127",null,null,"HCS00738","湖南依微迪医疗器械有限公司","湖南依微迪医疗器械有限公司"]
["003625239756484","00362523","C01060303501001054000001131","湘械注准20212140399","胆道引流导管及附件","YL-F1435-178","YL-F1435-178",null,null,"HCS00738","湖南依微迪医疗器械有限公司","湖南依微迪医疗器械有限公司"]
["003625239756485","00362523","C01060303501001054000001431","湘械注准20212140399","胆道引流导管及附件","YL-F0820-035","YL-F0820-035",null,null,"HCS00738","湖南依微迪医疗器械有限公司","湖南依微迪医疗器械有限公司"]
["003625239756486","00362523","C01060303501001054000000812","湘械注准20212140399","胆道引流导管及附件","YL-F0620-106","YL-F0620-106",null,null,"HCS00738","湖南依微迪医疗器械有限公司","湖南依微迪医疗器械有限公司"]
["003625239756487","00362523","C01060303501001054000001265","湘械注准20212140399","胆道引流导管及附件","YL-F1230-256","YL-F1230-256",null,null,"HCS00738","湖南依微迪医疗器械有限公司","湖南依微迪医疗器械有限公司"]
["003625239756488","00362523","C01060303501001054000001335","湘械注准20212140399","胆道引流导管及附件","YL-F0630-195","YL-F0630-195",null,null,"HCS00738","湖南依微迪医疗器械有限公司","湖南依微迪医疗器械有限公司"]
["003625239756489","00362523","C01060303501001054000000796","湘械注准20212140399","胆道引流导管及附件","YL-F0820-230","YL-F0820-230",null,null,"HCS00738","湖南依微迪医疗器械有限公司","湖南依微迪医疗器械有限公司"]
["003625239756490","00362523","C01060303501001054000000888","湘械注准20212140399","胆道引流导管及附件","YL-F1420-270","YL-F1420-270",null,null,"HCS00738","湖南依微迪医疗器械有限公司","湖南依微迪医疗器械有限公司"]
["003625239756590","00362523","C01060303501001054000000977","湘械注准20212140399","胆道引流导管及附件","YL-F1025-242","YL-F1025-242",null,null,"HCS00738","湖南依微迪医疗器械有限公司","湖南依微迪医疗器械有限公司"]
["003625239756591","00362523","C01060303501001054000000944","湘械注准20212140399","胆道引流导管及附件","YL-F1235-064","YL-F1235-064",null,null,"HCS00738","湖南依微迪医疗器械有限公司","湖南依微迪医疗器械有限公司"]
["003625239756592","00362523","C01060303501001054000001082","湘械注准20212140399","胆道引流导管及附件","YL-F0730-338","YL-F0730-338",null,null,"HCS00738","湖南依微迪医疗器械有限公司","湖南依微迪医疗器械有限公司"]
["003625239756593","00362523","C01060303501001054000000859","湘械注准20212140399","胆道引流导管及附件","YL-F1020-053","YL-F1020-053",null,null,"HCS00738","湖南依微迪医疗器械有限公司","湖南依微迪医疗器械有限公司"]
["003625239756594","00362523","C01060303501001054000001258","湘械注准20212140399","胆道引流导管及附件","YL-F0840-370","YL-F0840-370",null,null,"HCS00738","湖南依微迪医疗器械有限公司","湖南依微迪医疗器械有限公司"]
["003625239756595","00362523","C01060303501001054000001390","湘械注准20212140399","胆道引流导管及附件","YL-F1430-350","YL-F1430-350",null,null,"HCS00738","湖南依微迪医疗器械有限公司","湖南依微迪医疗器械有限公司"]
["003625239756596","00362523","C01060303501001054000000964","湘械注准20212140399","胆道引流导管及附件","YL-F0720-336","YL-F0720-336",null,null,"HCS00738","湖南依微迪医疗器械有限公司","湖南依微迪医疗器械有限公司"]
["003625239756597","00362523","C01060303501001054000000962","湘械注准20212140399","胆道引流导管及附件","YL-F0820-313","YL-F0820-313",null,null,"HCS00738","湖南依微迪医疗器械有限公司","湖南依微迪医疗器械有限公司"]
["003625239756598","00362523","C01060303501001054000001406","湘械注准20212140399","胆道引流导管及附件","YL-F1220-068","YL-F1220-068",null,null,"HCS00738","湖南依微迪医疗器械有限公司","湖南依微迪医疗器械有限公司"]
["003625239756599","00362523","C01060303501001054000001209","湘械注准20212140399","胆道引流导管及附件","YL-F0630-099","YL-F0630-099",null,null,"HCS00738","湖南依微迪医疗器械有限公司","湖南依微迪医疗器械有限公司"]
["003625239756600","00362523","C01060303501001054000001373","湘械注准20212140399","胆道引流导管及附件","YL-F1435-180","YL-F1435-180",null,null,"HCS00738","湖南依微迪医疗器械有限公司","湖南依微迪医疗器械有限公司"]
["003625239756601","00362523","C01060303501001054000000886","湘械注准20212140399","胆道引流导管及附件","YL-F1025-293","YL-F1025-293",null,null,"HCS00738","湖南依微迪医疗器械有限公司","湖南依微迪医疗器械有限公司"]
["003625239756657","00362523","C01060303501001054000000989","湘械注准20212140399","胆道引流导管及附件","YL-F1030-045","YL-F1030-045",null,null,"HCS00738","湖南依微迪医疗器械有限公司","湖南依微迪医疗器械有限公司"]
["003625239756658","00362523","C01060303501001054000000858","湘械注准20212140399","胆道引流导管及附件","YL-F0625-005","YL-F0625-005",null,null,"HCS00738","湖南依微迪医疗器械有限公司","湖南依微迪医疗器械有限公司"]
["003625239756659","00362523","C01060303501001054000001221","湘械注准20212140399","胆道引流导管及附件","YL-F1230-073","YL-F1230-073",null,null,"HCS00738","湖南依微迪医疗器械有限公司","湖南依微迪医疗器械有限公司"]
["003625239756660","00362523","C01060303501001054000001332","湘械注准20212140399","胆道引流导管及附件","YL-F1040-143","YL-F1040-143",null,null,"HCS00738","湖南依微迪医疗器械有限公司","湖南依微迪医疗器械有限公司"]
["003625239756661","00362523","C01060303501001054000001107","湘械注准20212140399","胆道引流导管及附件","YL-F1040-153","YL-F1040-153",null,null,"HCS00738","湖南依微迪医疗器械有限公司","湖南依微迪医疗器械有限公司"]
["003625239756662","00362523","C01060303501001054000001442","湘械注准20212140399","胆道引流导管及附件","YL-F1420-182","YL-F1420-182",null,null,"HCS00738","湖南依微迪医疗器械有限公司","湖南依微迪医疗器械有限公司"]
["003625239756663","00362523","C01060303501001054000001096","湘械注准20212140399","胆道引流导管及附件","YL-F1440-093","YL-F1440-093",null,null,"HCS00738","湖南依微迪医疗器械有限公司","湖南依微迪医疗器械有限公司"]
["003625239756664","00362523","C01060303501001054000000915","湘械注准20212140399","胆道引流导管及附件","YL-F1020-233","YL-F1020-233",null,null,"HCS00738","湖南依微迪医疗器械有限公司","湖南依微迪医疗器械有限公司"]
["003625239756665","00362523","C01060303501001054000001130","湘械注准20212140399","胆道引流导管及附件","YL-F1235-326","YL-F1235-326",null,null,"HCS00738","湖南依微迪医疗器械有限公司","湖南依微迪医疗器械有限公司"]
["003625239756666","00362523","C01060303501001054000001352","湘械注准20212140399","胆道引流导管及附件","YL-F0625-008","YL-F0625-008",null,null,"HCS00738","湖南依微迪医疗器械有限公司","湖南依微迪医疗器械有限公司"]
["003625239756667","00362523","C01060303501001054000000991","湘械注准20212140399","胆道引流导管及附件","YL-F1430-184","YL-F1430-184",null,null,"HCS00738","湖南依微迪医疗器械有限公司","湖南依微迪医疗器械有限公司"]
["003625239756668","00362523","C01060303501001054000001404","湘械注准20212140399","胆道引流导管及附件","YL-F0835-038","YL-F0835-038",null,null,"HCS00738","湖南依微迪医疗器械有限公司","湖南依微迪医疗器械有限公司"]
["003625239756669","00362523","C01060303501001054000001418","湘械注准20212140399","胆道引流导管及附件","YL-F1420-366","YL-F1420-366",null,null,"HCS00738","湖南依微迪医疗器械有限公司","湖南依微迪医疗器械有限公司"]
["003625239755490","00362523","C01060303501001054000001306","湘械注准20212140399","胆道引流导管及附件","YL-E0620-097","YL-E0620-097",null,null,"HCS00738","湖南依微迪医疗器械有限公司","湖南依微迪医疗器械有限公司"]
["003625239755491","00362523","C01060303501001054000001323","湘械注准20212140399","胆道引流导管及附件","YL-E1040-060","YL-E1040-060",null,null,"HCS00738","湖南依微迪医疗器械有限公司","湖南依微迪医疗器械有限公司"]
["003625239755492","00362523","C01060303501001054000000985","湘械注准20212140399","胆道引流导管及附件","YL-E0625-107","YL-E0625-107",null,null,"HCS00738","湖南依微迪医疗器械有限公司","湖南依微迪医疗器械有限公司"]
["003625239755493","00362523","C01060303501001054000001341","湘械注准20212140399","胆道引流导管及附件","YL-E1025-052","YL-E1025-052",null,null,"HCS00738","湖南依微迪医疗器械有限公司","湖南依微迪医疗器械有限公司"]
["003625239755494","00362523","C01060303501001054000000857","湘械注准20212140399","胆道引流导管及附件","YL-E1225-254","YL-E1225-254",null,null,"HCS00738","湖南依微迪医疗器械有限公司","湖南依微迪医疗器械有限公司"]
["003625239755495","00362523","C01060303501001054000001423","湘械注准20212140399","胆道引流导管及附件","YL-E0625-101","YL-E0625-101",null,null,"HCS00738","湖南依微迪医疗器械有限公司","湖南依微迪医疗器械有限公司"]
["003625239755496","00362523","C01060303501001054000000873","湘械注准20212140399","胆道引流导管及附件","YL-E0830-224","YL-E0830-224",null,null,"HCS00738","湖南依微迪医疗器械有限公司","湖南依微迪医疗器械有限公司"]
["003625239755497","00362523","C01060303501001054000001136","湘械注准20212140399","胆道引流导管及附件","YL-E0825-299","YL-E0825-299",null,null,"HCS00738","湖南依微迪医疗器械有限公司","湖南依微迪医疗器械有限公司"]
["003625239755498","00362523","C01060303501001054000000943","湘械注准20212140399","胆道引流导管及附件","YL-E0725-116","YL-E0725-116",null,null,"HCS00738","湖南依微迪医疗器械有限公司","湖南依微迪医疗器械有限公司"]
["003625239755499","00362523","C01060303501001054000000789","湘械注准20212140399","胆道引流导管及附件","YL-E1440-187","YL-E1440-187",null,null,"HCS00738","湖南依微迪医疗器械有限公司","湖南依微迪医疗器械有限公司"]
["003625239755500","00362523","C01060303501001054000001067","湘械注准20212140399","胆道引流导管及附件","YL-E0840-221","YL-E0840-221",null,null,"HCS00738","湖南依微迪医疗器械有限公司","湖南依微迪医疗器械有限公司"]
["003625239755501","00362523","C01060303501001054000000869","湘械注准20212140399","胆道引流导管及附件","YL-E1230-068","YL-E1230-068",null,null,"HCS00738","湖南依微迪医疗器械有限公司","湖南依微迪医疗器械有限公司"]
["003625239755502","00362523","C01060303501001054000001295","湘械注准20212140399","胆道引流导管及附件","YL-E1020-144","YL-E1020-144",null,null,"HCS00738","湖南依微迪医疗器械有限公司","湖南依微迪医疗器械有限公司"]
["003625239755503","00362523","C01060303501001054000001102","湘械注准20212140399","胆道引流导管及附件","YL-E1240-073","YL-E1240-073",null,null,"HCS00738","湖南依微迪医疗器械有限公司","湖南依微迪医疗器械有限公司"]
["003625239755504","00362523","C01060303501001054000001084","湘械注准20212140399","胆道引流导管及附件","YL-E0825-304","YL-E0825-304",null,null,"HCS00738","湖南依微迪医疗器械有限公司","湖南依微迪医疗器械有限公司"]
["003625239755505","00362523","C01060303501001054000001030","湘械注准20212140399","胆道引流导管及附件","YL-E0825-300","YL-E0825-300",null,null,"HCS00738","湖南依微迪医疗器械有限公司","湖南依微迪医疗器械有限公司"]
["003625239755506","00362523","C01060303501001054000000972","湘械注准20212140399","胆道引流导管及附件","YL-E0830-128","YL-E0830-128",null,null,"HCS00738","湖南依微迪医疗器械有限公司","湖南依微迪医疗器械有限公司"]
["003625239755507","00362523","C01060303501001054000001077","湘械注准20212140399","胆道引流导管及附件","YL-E1220-170","YL-E1220-170",null,null,"HCS00738","湖南依微迪医疗器械有限公司","湖南依微迪医疗器械有限公司"]
["003625239755508","00362523","C01060303501001054000000966","湘械注准20212140399","胆道引流导管及附件","YL-E0825-039","YL-E0825-039",null,null,"HCS00738","湖南依微迪医疗器械有限公司","湖南依微迪医疗器械有限公司"]
["003625239755509","00362523","C01060303501001054000001286","湘械注准20212140399","胆道引流导管及附件","YL-E0830-040","YL-E0830-040",null,null,"HCS00738","湖南依微迪医疗器械有限公司","湖南依微迪医疗器械有限公司"]
["003625239755510","00362523","C01060303501001054000000895","湘械注准20212140399","胆道引流导管及附件","YL-E1035-238","YL-E1035-238",null,null,"HCS00738","湖南依微迪医疗器械有限公司","湖南依微迪医疗器械有限公司"]
["003625239755511","00362523","C01060303501001054000000982","湘械注准20212140399","胆道引流导管及附件","YL-E0830-032","YL-E0830-032",null,null,"HCS00738","湖南依微迪医疗器械有限公司","湖南依微迪医疗器械有限公司"]
["003625239755512","00362523","C01060303501001054000001289","湘械注准20212140399","胆道引流导管及附件","YL-E1220-157","YL-E1220-157",null,null,"HCS00738","湖南依微迪医疗器械有限公司","湖南依微迪医疗器械有限公司"]
["003625239755513","00362523","C01060303501001054000001044","湘械注准20212140399","胆道引流导管及附件","YL-E1025-241","YL-E1025-241",null,null,"HCS00738","湖南依微迪医疗器械有限公司","湖南依微迪医疗器械有限公司"]
["003625239755514","00362523","C01060303501001054000001035","湘械注准20212140399","胆道引流导管及附件","YL-E1220-069","YL-E1220-069",null,null,"HCS00738","湖南依微迪医疗器械有限公司","湖南依微迪医疗器械有限公司"]
["003625239755515","00362523","C01060303501001054000001159","湘械注准20212140399","胆道引流导管及附件","YL-F1240-065","YL-F1240-065",null,null,"HCS00738","湖南依微迪医疗器械有限公司","湖南依微迪医疗器械有限公司"]
["003625239755516","00362523","C01060303501001054000000921","湘械注准20212140399","胆道引流导管及附件","YL-F0725-355","YL-F0725-355",null,null,"HCS00738","湖南依微迪医疗器械有限公司","湖南依微迪医疗器械有限公司"]
["003625239755517","00362523","C01060303501001054000000810","湘械注准20212140399","胆道引流导管及附件","YL-F0720-109","YL-F0720-109",null,null,"HCS00738","湖南依微迪医疗器械有限公司","湖南依微迪医疗器械有限公司"]
["003625239755518","00362523","C01060303501001054000000889","湘械注准20212140399","胆道引流导管及附件","YL-F0840-369","YL-F0840-369",null,null,"HCS00738","湖南依微迪医疗器械有限公司","湖南依微迪医疗器械有限公司"]
["003625239755519","00362523","C01060303501001054000001003","湘械注准20212140399","胆道引流导管及附件","YL-F0820-339","YL-F0820-339",null,null,"HCS00738","湖南依微迪医疗器械有限公司","湖南依微迪医疗器械有限公司"]
["003625239755520","00362523","C01060303501001054000000887","湘械注准20212140399","胆道引流导管及附件","YL-F1420-328","YL-F1420-328",null,null,"HCS00738","湖南依微迪医疗器械有限公司","湖南依微迪医疗器械有限公司"]
["003625239755521","00362523","C01060303501001054000001426","湘械注准20212140399","胆道引流导管及附件","YL-F1020-154","YL-F1020-154",null,null,"HCS00738","湖南依微迪医疗器械有限公司","湖南依微迪医疗器械有限公司"]
["003625239755522","00362523","C01060303501001054000001058","湘械注准20212140399","胆道引流导管及附件","YL-F1220-172","YL-F1220-172",null,null,"HCS00738","湖南依微迪医疗器械有限公司","湖南依微迪医疗器械有限公司"]
["003625239755523","00362523","C01060303501001054000000939","湘械注准20212140399","胆道引流导管及附件","YL-F0630-003","YL-F0630-003",null,null,"HCS00738","湖南依微迪医疗器械有限公司","湖南依微迪医疗器械有限公司"]
["003625239755524","00362523","C01060303501001054000001232","湘械注准20212140399","胆道引流导管及附件","YL-F0625-107","YL-F0625-107",null,null,"HCS00738","湖南依微迪医疗器械有限公司","湖南依微迪医疗器械有限公司"]
["003625239755525","00362523","C01060303501001054000000805","湘械注准20212140399","胆道引流导管及附件","YL-F1035-244","YL-F1035-244",null,null,"HCS00738","湖南依微迪医疗器械有限公司","湖南依微迪医疗器械有限公司"]
["003625239755526","00362523","C01060303501001054000001126","湘械注准20212140399","胆道引流导管及附件","YL-F1435-188","YL-F1435-188",null,null,"HCS00738","湖南依微迪医疗器械有限公司","湖南依微迪医疗器械有限公司"]
["003625239755527","00362523","C01060303501001054000001128","湘械注准20212140399","胆道引流导管及附件","YL-F0830-027","YL-F0830-027",null,null,"HCS00738","湖南依微迪医疗器械有限公司","湖南依微迪医疗器械有限公司"]
["003625239755528","00362523","C01060303501001054000001330","湘械注准20212140399","胆道引流导管及附件","YL-F1230-347","YL-F1230-347",null,null,"HCS00738","湖南依微迪医疗器械有限公司","湖南依微迪医疗器械有限公司"]
["003625239755529","00362523","C01060303501001054000001430","湘械注准20212140399","胆道引流导管及附件","YL-F0720-214","YL-F0720-214",null,null,"HCS00738","湖南依微迪医疗器械有限公司","湖南依微迪医疗器械有限公司"]
["003625239755530","00362523","C01060303501001054000001251","湘械注准20212140399","胆道引流导管及附件","YL-F0625-104","YL-F0625-104",null,null,"HCS00738","湖南依微迪医疗器械有限公司","湖南依微迪医疗器械有限公司"]
["003625239755531","00362523","C01060303501001054000000846","湘械注准20212140399","胆道引流导管及附件","YL-F0620-199","YL-F0620-199",null,null,"HCS00738","湖南依微迪医疗器械有限公司","湖南依微迪医疗器械有限公司"]
["003625239755532","00362523","C01060303501001054000000839","湘械注准20212140399","胆道引流导管及附件","YL-F0620-202","YL-F0620-202",null,null,"HCS00738","湖南依微迪医疗器械有限公司","湖南依微迪医疗器械有限公司"]
["003625239755533","00362523","C01060303501001054000001072","湘械注准20212140399","胆道引流导管及附件","YL-F1420-086","YL-F1420-086",null,null,"HCS00738","湖南依微迪医疗器械有限公司","湖南依微迪医疗器械有限公司"]
["003625239755534","00362523","C01060303501001054000001216","湘械注准20212140399","胆道引流导管及附件","YL-F0620-103","YL-F0620-103",null,null,"HCS00738","湖南依微迪医疗器械有限公司","湖南依微迪医疗器械有限公司"]
["003625239755535","00362523","C01060303501001054000000870","湘械注准20212140399","胆道引流导管及附件","YL-F1020-146","YL-F1020-146",null,null,"HCS00738","湖南依微迪医疗器械有限公司","湖南依微迪医疗器械有限公司"]
["003625239755536","00362523","C01060303501001054000000891","湘械注准20212140399","胆道引流导管及附件","YL-F1420-089","YL-F1420-089",null,null,"HCS00738","湖南依微迪医疗器械有限公司","湖南依微迪医疗器械有限公司"]
["003625239755537","00362523","C01060303501001054000001002","湘械注准20212140399","胆道引流导管及附件","YL-F1430-368","YL-F1430-368",null,null,"HCS00738","湖南依微迪医疗器械有限公司","湖南依微迪医疗器械有限公司"]
["003625239755538","00362523","C01060303501001054000001124","湘械注准20212140399","胆道引流导管及附件","YL-F0825-137","YL-F0825-137",null,null,"HCS00738","湖南依微迪医疗器械有限公司","湖南依微迪医疗器械有限公司"]
["003625239755539","00362523","C01060303501001054000001063","湘械注准20212140399","胆道引流导管及附件","YL-F1225-346","YL-F1225-346",null,null,"HCS00738","湖南依微迪医疗器械有限公司","湖南依微迪医疗器械有限公司"]
["003625239755540","00362523","C01060303501001054000000837","湘械注准20212140399","胆道引流导管及附件","YL-F0835-290","YL-F0835-290",null,null,"HCS00738","湖南依微迪医疗器械有限公司","湖南依微迪医疗器械有限公司"]
["003625239755541","00362523","C01060303501001054000001422","湘械注准20212140399","胆道引流导管及附件","YL-F0725-206","YL-F0725-206",null,null,"HCS00738","湖南依微迪医疗器械有限公司","湖南依微迪医疗器械有限公司"]
["003625239755542","00362523","C01060303501001054000000986","湘械注准20212140399","胆道引流导管及附件","YL-F1220-363","YL-F1220-363",null,null,"HCS00738","湖南依微迪医疗器械有限公司","湖南依微迪医疗器械有限公司"]
["003625239755543","00362523","C01060303501001054000001283","湘械注准20212140399","胆道引流导管及附件","YL-F1230-365","YL-F1230-365",null,null,"HCS00738","湖南依微迪医疗器械有限公司","湖南依微迪医疗器械有限公司"]
["003625239755544","00362523","C01060303501001054000000883","湘械注准20212140399","胆道引流导管及附件","YL-F0720-208","YL-F0720-208",null,null,"HCS00738","湖南依微迪医疗器械有限公司","湖南依微迪医疗器械有限公司"]
["003625239755545","00362523","C01060303501001054000000936","湘械注准20212140399","胆道引流导管及附件","YL-F0730-312","YL-F0730-312",null,null,"HCS00738","湖南依微迪医疗器械有限公司","湖南依微迪医疗器械有限公司"]
["003625239755546","00362523","C01060303501001054000000979","湘械注准20212140399","胆道引流导管及附件","YL-F0725-113","YL-F0725-113",null,null,"HCS00738","湖南依微迪医疗器械有限公司","湖南依微迪医疗器械有限公司"]
["003625239755547","00362523","C01060303501001054000001210","湘械注准20212140399","胆道引流导管及附件","YL-F1225-158","YL-F1225-158",null,null,"HCS00738","湖南依微迪医疗器械有限公司","湖南依微迪医疗器械有限公司"]
["003625239755548","00362523","C01060303501001054000000885","湘械注准20212140399","胆道引流导管及附件","YL-F1220-297","YL-F1220-297",null,null,"HCS00738","湖南依微迪医疗器械有限公司","湖南依微迪医疗器械有限公司"]
["003625239755549","00362523","C01060303501001054000001344","湘械注准20212140399","胆道引流导管及附件","YL-F1225-324","YL-F1225-324",null,null,"HCS00738","湖南依微迪医疗器械有限公司","湖南依微迪医疗器械有限公司"]
["003625239755550","00362523","C01060303501001054000000922","湘械注准20212140399","胆道引流导管及附件","YL-F1020-318","YL-F1020-318",null,null,"HCS00738","湖南依微迪医疗器械有限公司","湖南依微迪医疗器械有限公司"]
["003625239755551","00362523","C01060303501001054000000845","湘械注准20212140399","胆道引流导管及附件","YL-F1030-248","YL-F1030-248",null,null,"HCS00738","湖南依微迪医疗器械有限公司","湖南依微迪医疗器械有限公司"]
["003625239755552","00362523","C01060303501001054000001185","湘械注准20212140399","胆道引流导管及附件","YL-F1230-174","YL-F1230-174",null,null,"HCS00738","湖南依微迪医疗器械有限公司","湖南依微迪医疗器械有限公司"]
["003625239755553","00362523","C01060303501001054000000941","湘械注准20212140399","胆道引流导管及附件","YL-F0625-203","YL-F0625-203",null,null,"HCS00738","湖南依微迪医疗器械有限公司","湖南依微迪医疗器械有限公司"]
["003625239755554","00362523","C01060303501001054000000836","湘械注准20212140399","胆道引流导管及附件","YL-F1430-081","YL-F1430-081",null,null,"HCS00738","湖南依微迪医疗器械有限公司","湖南依微迪医疗器械有限公司"]
["003625239755555","00362523","C01060303501001054000000931","湘械注准20212140399","胆道引流导管及附件","YL-F0620-281","YL-F0620-281",null,null,"HCS00738","湖南依微迪医疗器械有限公司","湖南依微迪医疗器械有限公司"]
["003625239755556","00362523","C01060303501001054000001213","湘械注准20212140399","胆道引流导管及附件","YL-F0730-015","YL-F0730-015",null,null,"HCS00738","湖南依微迪医疗器械有限公司","湖南依微迪医疗器械有限公司"]
["003625239755557","00362523","C01060303501001054000001182","湘械注准20212140399","胆道引流导管及附件","YL-F1240-253","YL-F1240-253",null,null,"HCS00738","湖南依微迪医疗器械有限公司","湖南依微迪医疗器械有限公司"]
["003625239755558","00362523","C01060303501001054000001327","湘械注准20212140399","胆道引流导管及附件","YL-F1240-261","YL-F1240-261",null,null,"HCS00738","湖南依微迪医疗器械有限公司","湖南依微迪医疗器械有限公司"]
["003625239755559","00362523","C01060303501001054000000946","湘械注准20212140399","胆道引流导管及附件","YL-F0625-194","YL-F0625-194",null,null,"HCS00738","湖南依微迪医疗器械有限公司","湖南依微迪医疗器械有限公司"]
["003625239755562","00362523","C01060303501001054000001263","湘械注准20212140399","胆道引流导管及附件","YL-F0620-193","YL-F0620-193",null,null,"HCS00738","湖南依微迪医疗器械有限公司","湖南依微迪医疗器械有限公司"]
["003625239755563","00362523","C01060303501001054000001299","湘械注准20212140399","胆道引流导管及附件","YL-F1025-361","YL-F1025-361",null,null,"HCS00738","湖南依微迪医疗器械有限公司","湖南依微迪医疗器械有限公司"]
["003625239755564","00362523","C01060303501001054000001189","湘械注准20212140399","胆道引流导管及附件","YL-F1220-164","YL-F1220-164",null,null,"HCS00738","湖南依微迪医疗器械有限公司","湖南依微迪医疗器械有限公司"]
["003625239755565","00362523","C01060303501001054000000881","湘械注准20212140399","胆道引流导管及附件","YL-F0620-010","YL-F0620-010",null,null,"HCS00738","湖南依微迪医疗器械有限公司","湖南依微迪医疗器械有限公司"]
["003625239755566","00362523","C01060303501001054000001298","湘械注准20212140399","胆道引流导管及附件","YL-F1030-243","YL-F1030-243",null,null,"HCS00738","湖南依微迪医疗器械有限公司","湖南依微迪医疗器械有限公司"]
["003625239755567","00362523","C01060303501001054000001302","湘械注准20212140399","胆道引流导管及附件","YL-F0720-112","YL-F0720-112",null,null,"HCS00738","湖南依微迪医疗器械有限公司","湖南依微迪医疗器械有限公司"]
["003625239755568","00362523","C01060303501001054000001118","湘械注准20212140399","胆道引流导管及附件","YL-F0620-097","YL-F0620-097",null,null,"HCS00738","湖南依微迪医疗器械有限公司","湖南依微迪医疗器械有限公司"]
["003625239755569","00362523","C01060303501001054000001328","湘械注准20212140399","胆道引流导管及附件","YL-F0725-311","YL-F0725-311",null,null,"HCS00738","湖南依微迪医疗器械有限公司","湖南依微迪医疗器械有限公司"]
["003625239755570","00362523","C01060303501001054000000867","湘械注准20212140399","胆道引流导管及附件","YL-F1030-362","YL-F1030-362",null,null,"HCS00738","湖南依微迪医疗器械有限公司","湖南依微迪医疗器械有限公司"]
["003625239755571","00362523","C01060303501001054000001169","湘械注准20212140399","胆道引流导管及附件","YL-F1430-275","YL-F1430-275",null,null,"HCS00738","湖南依微迪医疗器械有限公司","湖南依微迪医疗器械有限公司"]
["003625239755572","00362523","C01060303501001054000001238","湘械注准20212140399","胆道引流导管及附件","YL-F1235-170","YL-F1235-170",null,null,"HCS00738","湖南依微迪医疗器械有限公司","湖南依微迪医疗器械有限公司"]
["003625239755573","00362523","C01060303501001054000000821","湘械注准20212140399","胆道引流导管及附件","YL-F1220-262","YL-F1220-262",null,null,"HCS00738","湖南依微迪医疗器械有限公司","湖南依微迪医疗器械有限公司"]
["003625239755574","00362523","C01060303501001054000000961","湘械注准20212140399","胆道引流导管及附件","YL-F1430-280","YL-F1430-280",null,null,"HCS00738","湖南依微迪医疗器械有限公司","湖南依微迪医疗器械有限公司"]
["003625239755575","00362523","C01060303501001054000000801","湘械注准20212140399","胆道引流导管及附件","YL-F1025-051","YL-F1025-051",null,null,"HCS00738","湖南依微迪医疗器械有限公司","湖南依微迪医疗器械有限公司"]
["003625239755576","00362523","C01060303501001054000001186","湘械注准20212140399","胆道引流导管及附件","YL-F0725-212","YL-F0725-212",null,null,"HCS00738","湖南依微迪医疗器械有限公司","湖南依微迪医疗器械有限公司"]
["003625239755577","00362523","C01060303501001054000001129","湘械注准20212140399","胆道引流导管及附件","YL-F0630-335","YL-F0630-335",null,null,"HCS00738","湖南依微迪医疗器械有限公司","湖南依微迪医疗器械有限公司"]
["003625239755560","00362523","C01060303501001054000001452","湘械注准20212140399","胆道引流导管及附件","YL-F1235-066","YL-F1235-066",null,null,"HCS00738","湖南依微迪医疗器械有限公司","湖南依微迪医疗器械有限公司"]
["003625239755561","00362523","C01060303501001054000000848","湘械注准20212140399","胆道引流导管及附件","YL-F1025-150","YL-F1025-150",null,null,"HCS00738","湖南依微迪医疗器械有限公司","湖南依微迪医疗器械有限公司"]
["003625239756013","00362523","C01060303501001054000001432","湘械注准20212140399","胆道引流导管及附件","YL-F0835-220","YL-F0835-220",null,null,"HCS00738","湖南依微迪医疗器械有限公司","湖南依微迪医疗器械有限公司"]
["003625239756014","00362523","C01060303501001054000001043","湘械注准20212140399","胆道引流导管及附件","YL-F0820-040","YL-F0820-040",null,null,"HCS00738","湖南依微迪医疗器械有限公司","湖南依微迪医疗器械有限公司"]
["003625239756015","00362523","C01060303501001054000001007","湘械注准20212140399","胆道引流导管及附件","YL-F0820-217","YL-F0820-217",null,null,"HCS00738","湖南依微迪医疗器械有限公司","湖南依微迪医疗器械有限公司"]
["003625239756016","00362523","C01060303501001054000001250","湘械注准20212140399","胆道引流导管及附件","YL-F0825-026","YL-F0825-026",null,null,"HCS00738","湖南依微迪医疗器械有限公司","湖南依微迪医疗器械有限公司"]
["003625239756017","00362523","C01060303501001054000001110","湘械注准20212140399","胆道引流导管及附件","YL-F0630-283","YL-F0630-283",null,null,"HCS00738","湖南依微迪医疗器械有限公司","湖南依微迪医疗器械有限公司"]
["003625239756018","00362523","C01060303501001054000001053","湘械注准20212140399","胆道引流导管及附件","YL-F1040-049","YL-F1040-049",null,null,"HCS00738","湖南依微迪医疗器械有限公司","湖南依微迪医疗器械有限公司"]
["003625239756019","00362523","C01060303501001054000000811","湘械注准20212140399","胆道引流导管及附件","YL-F0830-037","YL-F0830-037",null,null,"HCS00738","湖南依微迪医疗器械有限公司","湖南依微迪医疗器械有限公司"]
["003625239756020","00362523","C01060303501001054000001465","湘械注准20212140399","胆道引流导管及附件","YL-F0720-211","YL-F0720-211",null,null,"HCS00738","湖南依微迪医疗器械有限公司","湖南依微迪医疗器械有限公司"]
["003625239756021","00362523","C01060303501001054000001080","湘械注准20212140399","胆道引流导管及附件","YL-F1230-259","YL-F1230-259",null,null,"HCS00738","湖南依微迪医疗器械有限公司","湖南依微迪医疗器械有限公司"]
["003625239756022","00362523","C01060303501001054000001285","湘械注准20212140399","胆道引流导管及附件","YL-F0720-013","YL-F0720-013",null,null,"HCS00738","湖南依微迪医疗器械有限公司","湖南依微迪医疗器械有限公司"]
["003625239756023","00362523","C01060303501001054000001445","湘械注准20212140399","胆道引流导管及附件","YL-F1040-375","YL-F1040-375",null,null,"HCS00738","湖南依微迪医疗器械有限公司","湖南依微迪医疗器械有限公司"]
["003625239756024","00362523","C01060303501001054000000840","湘械注准20212140399","胆道引流导管及附件","YL-F0620-100","YL-F0620-100",null,null,"HCS00738","湖南依微迪医疗器械有限公司","湖南依微迪医疗器械有限公司"]
["003625239755392","00362523","C01060303501001054000001272","湘械注准20212140399","胆道引流导管及附件","YL-E0825-302","YL-E0825-302",null,null,"HCS00738","湖南依微迪医疗器械有限公司","湖南依微迪医疗器械有限公司"]
["003625239755393","00362523","C01060303501001054000001387","湘械注准20212140399","胆道引流导管及附件","YL-E1240-169","YL-E1240-169",null,null,"HCS00738","湖南依微迪医疗器械有限公司","湖南依微迪医疗器械有限公司"]
["003625239755394","00362523","C01060303501001054000001032","湘械注准20212140399","胆道引流导管及附件","YL-E1020-243","YL-E1020-243",null,null,"HCS00738","湖南依微迪医疗器械有限公司","湖南依微迪医疗器械有限公司"]
["003625239755395","00362523","C01060303501001054000000952","湘械注准20212140399","胆道引流导管及附件","YL-E1030-058","YL-E1030-058",null,null,"HCS00738","湖南依微迪医疗器械有限公司","湖南依微迪医疗器械有限公司"]
["003625239755396","00362523","C01060303501001054000001123","湘械注准20212140399","胆道引流导管及附件","YL-E0820-121","YL-E0820-121",null,null,"HCS00738","湖南依微迪医疗器械有限公司","湖南依微迪医疗器械有限公司"]
["003625239755397","00362523","C01060303501001054000001132","湘械注准20212140399","胆道引流导管及附件","YL-E1430-081","YL-E1430-081",null,null,"HCS00738","湖南依微迪医疗器械有限公司","湖南依微迪医疗器械有限公司"]
["003625239755398","00362523","C01060303501001054000000878","湘械注准20212140399","胆道引流导管及附件","YL-E1030-045","YL-E1030-045",null,null,"HCS00738","湖南依微迪医疗器械有限公司","湖南依微迪医疗器械有限公司"]
["003625239755399","00362523","C01060303501001054000001167","湘械注准20212140399","胆道引流导管及附件","YL-E0625-005","YL-E0625-005",null,null,"HCS00738","湖南依微迪医疗器械有限公司","湖南依微迪医疗器械有限公司"]
["003625239755400","00362523","C01060303501001054000001315","湘械注准20212140399","胆道引流导管及附件","YL-E1435-178","YL-E1435-178",null,null,"HCS00738","湖南依微迪医疗器械有限公司","湖南依微迪医疗器械有限公司"]
["003625239755401","00362523","C01060303501001054000000978","湘械注准20212140399","胆道引流导管及附件","YL-E1240-065","YL-E1240-065",null,null,"HCS00738","湖南依微迪医疗器械有限公司","湖南依微迪医疗器械有限公司"]
["003625239755402","00362523","C01060303501001054000001085","湘械注准20212140399","胆道引流导管及附件","YL-E1430-094","YL-E1430-094",null,null,"HCS00738","湖南依微迪医疗器械有限公司","湖南依微迪医疗器械有限公司"]
["003625239755403","00362523","C01060303501001054000001242","湘械注准20212140399","胆道引流导管及附件","YL-E0835-233","YL-E0835-233",null,null,"HCS00738","湖南依微迪医疗器械有限公司","湖南依微迪医疗器械有限公司"]
["003625239755404","00362523","C01060303501001054000001261","湘械注准20212140399","胆道引流导管及附件","YL-E1440-275","YL-E1440-275",null,null,"HCS00738","湖南依微迪医疗器械有限公司","湖南依微迪医疗器械有限公司"]
["003625239755405","00362523","C01060303501001054000001127","湘械注准20212140399","胆道引流导管及附件","YL-E0725-215","YL-E0725-215",null,null,"HCS00738","湖南依微迪医疗器械有限公司","湖南依微迪医疗器械有限公司"]
["003625239756670","00362523","C01060303501001054000001398","湘械注准20212140399","胆道引流导管及附件","YL-F0725-014","YL-F0725-014",null,null,"HCS00738","湖南依微迪医疗器械有限公司","湖南依微迪医疗器械有限公司"]
["003625239756671","00362523","C01060303501001054000000808","湘械注准20212140399","胆道引流导管及附件","YL-F0820-131","YL-F0820-131",null,null,"HCS00738","湖南依微迪医疗器械有限公司","湖南依微迪医疗器械有限公司"]
["003625239756672","00362523","C01060303501001054000000862","湘械注准20212140399","胆道引流导管及附件","YL-F1240-075","YL-F1240-075",null,null,"HCS00738","湖南依微迪医疗器械有限公司","湖南依微迪医疗器械有限公司"]
["003625239756673","00362523","C01060303501001054000001219","湘械注准20212140399","胆道引流导管及附件","YL-F1040-374","YL-F1040-374",null,null,"HCS00738","湖南依微迪医疗器械有限公司","湖南依微迪医疗器械有限公司"]
["003625239756779","00362523","C01060303501001054000001429","湘械注准20212140399","胆道引流导管及附件","YL-F1040-237","YL-F1040-237",null,null,"HCS00738","湖南依微迪医疗器械有限公司","湖南依微迪医疗器械有限公司"]
["003625239756780","00362523","C01060303501001054000000791","湘械注准20212140399","胆道引流导管及附件","YL-F1440-179","YL-F1440-179",null,null,"HCS00738","湖南依微迪医疗器械有限公司","湖南依微迪医疗器械有限公司"]
["003625239756781","00362523","C01060303501001054000001142","湘械注准20212140399","胆道引流导管及附件","YL-F1235-074","YL-F1235-074",null,null,"HCS00738","湖南依微迪医疗器械有限公司","湖南依微迪医疗器械有限公司"]
["003625239756782","00362523","C01060303501001054000000959","湘械注准20212140399","胆道引流导管及附件","YL-F1420-079","YL-F1420-079",null,null,"HCS00738","湖南依微迪医疗器械有限公司","湖南依微迪医疗器械有限公司"]
["003625239756783","00362523","C01060303501001054000001054","湘械注准20212140399","胆道引流导管及附件","YL-F0720-118","YL-F0720-118",null,null,"HCS00738","湖南依微迪医疗器械有限公司","湖南依微迪医疗器械有限公司"]
["003625239756784","00362523","C01060303501001054000000963","湘械注准20212140399","胆道引流导管及附件","YL-F0625-101","YL-F0625-101",null,null,"HCS00738","湖南依微迪医疗器械有限公司","湖南依微迪医疗器械有限公司"]
["003625239756785","00362523","C01060303501001054000001300","湘械注准20212140399","胆道引流导管及附件","YL-F1035-295","YL-F1035-295",null,null,"HCS00738","湖南依微迪医疗器械有限公司","湖南依微迪医疗器械有限公司"]
["003625239756786","00362523","C01060303501001054000001339","湘械注准20212140399","胆道引流导管及附件","YL-F1435-305","YL-F1435-305",null,null,"HCS00738","湖南依微迪医疗器械有限公司","湖南依微迪医疗器械有限公司"]
["003625239756787","00362523","C01060303501001054000001310","湘械注准20212140399","胆道引流导管及附件","YL-F1030-156","YL-F1030-156",null,null,"HCS00738","湖南依微迪医疗器械有限公司","湖南依微迪医疗器械有限公司"]
["003625239756788","00362523","C01060303501001054000001443","湘械注准20212140399","胆道引流导管及附件","YL-F1025-234","YL-F1025-234",null,null,"HCS00738","湖南依微迪医疗器械有限公司","湖南依微迪医疗器械有限公司"]
["003625239756789","00362523","C01060303501001054000000916","湘械注准20212140399","胆道引流导管及附件","YL-F1425-274","YL-F1425-274",null,null,"HCS00738","湖南依微迪医疗器械有限公司","湖南依微迪医疗器械有限公司"]
["003625239756790","00362523","C01060303501001054000000957","湘械注准20212140399","胆道引流导管及附件","YL-F1020-139","YL-F1020-139",null,null,"HCS00738","湖南依微迪医疗器械有限公司","湖南依微迪医疗器械有限公司"]
["003625239756791","00362523","C01060303501001054000000918","湘械注准20212140399","胆道引流导管及附件","YL-F0720-019","YL-F0720-019",null,null,"HCS00738","湖南依微迪医疗器械有限公司","湖南依微迪医疗器械有限公司"]
["003625239756792","00362523","C01060303501001054000001249","湘械注准20212140399","胆道引流导管及附件","YL-F1225-165","YL-F1225-165",null,null,"HCS00738","湖南依微迪医疗器械有限公司","湖南依微迪医疗器械有限公司"]
["003625239756793","00362523","C01060303501001054000001156","湘械注准20212140399","胆道引流导管及附件","YL-F0830-341","YL-F0830-341",null,null,"HCS00738","湖南依微迪医疗器械有限公司","湖南依微迪医疗器械有限公司"]
["003625239756794","00362523","C01060303501001054000001021","湘械注准20212140399","胆道引流导管及附件","YL-F1020-058","YL-F1020-058",null,null,"HCS00738","湖南依微迪医疗器械有限公司","湖南依微迪医疗器械有限公司"]
["003625239756795","00362523","C01060303501001054000000854","湘械注准20212140399","胆道引流导管及附件","YL-F1035-048","YL-F1035-048",null,null,"HCS00738","湖南依微迪医疗器械有限公司","湖南依微迪医疗器械有限公司"]
["003625239756796","00362523","C01060303501001054000000949","湘械注准20212140399","胆道引流导管及附件","YL-F0730-286","YL-F0730-286",null,null,"HCS00738","湖南依微迪医疗器械有限公司","湖南依微迪医疗器械有限公司"]
["003625239756797","00362523","C01060303501001054000000898","湘械注准20212140399","胆道引流导管及附件","YL-F1220-345","YL-F1220-345",null,null,"HCS00738","湖南依微迪医疗器械有限公司","湖南依微迪医疗器械有限公司"]
["003625239756798","00362523","C01060303501001054000001437","湘械注准20212140399","胆道引流导管及附件","YL-F0835-316","YL-F0835-316",null,null,"HCS00738","湖南依微迪医疗器械有限公司","湖南依微迪医疗器械有限公司"]
["003625239755611","00362523","C01060303501001054000001438","湘械注准20212140399","胆道引流导管及附件","YL-F0730-117","YL-F0730-117",null,null,"HCS00738","湖南依微迪医疗器械有限公司","湖南依微迪医疗器械有限公司"]
["003625239755612","00362523","C01060303501001054000001224","湘械注准20212140399","胆道引流导管及附件","YL-F1425-087","YL-F1425-087",null,null,"HCS00738","湖南依微迪医疗器械有限公司","湖南依微迪医疗器械有限公司"]
["003625239755613","00362523","C01060303501001054000001066","湘械注准20212140399","胆道引流导管及附件","YL-F1240-301","YL-F1240-301",null,null,"HCS00738","湖南依微迪医疗器械有限公司","湖南依微迪医疗器械有限公司"]
["003625239755614","00362523","C01060303501001054000001011","湘械注准20212140399","胆道引流导管及附件","YL-F0630-006","YL-F0630-006",null,null,"HCS00738","湖南依微迪医疗器械有限公司","湖南依微迪医疗器械有限公司"]
["003625239755615","00362523","C01060303501001054000001111","湘械注准20212140399","胆道引流导管及附件","YL-F0830-042","YL-F0830-042",null,null,"HCS00738","湖南依微迪医疗器械有限公司","湖南依微迪医疗器械有限公司"]
["003625239755616","00362523","C01060303501001054000001424","湘械注准20212140399","胆道引流导管及附件","YL-F1240-067","YL-F1240-067",null,null,"HCS00738","湖南依微迪医疗器械有限公司","湖南依微迪医疗器械有限公司"]
["003625239755617","00362523","C01060303501001054000000960","湘械注准20212140399","胆道引流导管及附件","YL-F1225-258","YL-F1225-258",null,null,"HCS00738","湖南依微迪医疗器械有限公司","湖南依微迪医疗器械有限公司"]
["003625239755618","00362523","C01060303501001054000001191","湘械注准20212140399","胆道引流导管及附件","YL-F0820-287","YL-F0820-287",null,null,"HCS00738","湖南依微迪医疗器械有限公司","湖南依微迪医疗器械有限公司"]
["003625239755619","00362523","C01060303501001054000001171","湘械注准20212140399","胆道引流导管及附件","YL-F1225-072","YL-F1225-072",null,null,"HCS00738","湖南依微迪医疗器械有限公司","湖南依微迪医疗器械有限公司"]
["003625239755620","00362523","C01060303501001054000001055","湘械注准20212140399","胆道引流导管及附件","YL-F1020-342","YL-F1020-342",null,null,"HCS00738","湖南依微迪医疗器械有限公司","湖南依微迪医疗器械有限公司"]
["003625239755621","00362523","C01060303501001054000001079","湘械注准20212140399","胆道引流导管及附件","YL-F1425-367","YL-F1425-367",null,null,"HCS00738","湖南依微迪医疗器械有限公司","湖南依微迪医疗器械有限公司"]
["003625239755622","00362523","C01060303501001054000000875","湘械注准20212140399","胆道引流导管及附件","YL-F1440-277","YL-F1440-277",null,null,"HCS00738","湖南依微迪医疗器械有限公司","湖南依微迪医疗器械有限公司"]
["003625239755623","00362523","C01060303501001054000000890","湘械注准20212140399","胆道引流导管及附件","YL-F1225-173","YL-F1225-173",null,null,"HCS00738","湖南依微迪医疗器械有限公司","湖南依微迪医疗器械有限公司"]
["003625239755624","00362523","C01060303501001054000001374","湘械注准20212140399","胆道引流导管及附件","YL-F0835-124","YL-F0835-124",null,null,"HCS00738","湖南依微迪医疗器械有限公司","湖南依微迪医疗器械有限公司"]
["003625239755625","00362523","C01060303501001054000001376","湘械注准20212140399","胆道引流导管及附件","YL-F1430-330","YL-F1430-330",null,null,"HCS00738","湖南依微迪医疗器械有限公司","湖南依微迪医疗器械有限公司"]
["003625239755626","00362523","C01060303501001054000001314","湘械注准20212140399","胆道引流导管及附件","YL-F0620-351","YL-F0620-351",null,null,"HCS00738","湖南依微迪医疗器械有限公司","湖南依微迪医疗器械有限公司"]
["003625239755627","00362523","C01060303501001054000000788","湘械注准20212140399","胆道引流导管及附件","YL-F0830-130","YL-F0830-130",null,null,"HCS00738","湖南依微迪医疗器械有限公司","湖南依微迪医疗器械有限公司"]
["003625239755628","00362523","C01060303501001054000001380","湘械注准20212140399","胆道引流导管及附件","YL-F0825-036","YL-F0825-036",null,null,"HCS00738","湖南依微迪医疗器械有限公司","湖南依微迪医疗器械有限公司"]
["003625239755629","00362523","C01060303501001054000001018","湘械注准20212140399","胆道引流导管及附件","YL-F1230-169","YL-F1230-169",null,null,"HCS00738","湖南依微迪医疗器械有限公司","湖南依微迪医疗器械有限公司"]
["003625239756602","00362523","C01060303501001054000000923","湘械注准20212140399","胆道引流导管及附件","YL-F0840-291","YL-F0840-291",null,null,"HCS00738","湖南依微迪医疗器械有限公司","湖南依微迪医疗器械有限公司"]
["003625239756603","00362523","C01060303501001054000001215","湘械注准20212140399","胆道引流导管及附件","YL-F1025-239","YL-F1025-239",null,null,"HCS00738","湖南依微迪医疗器械有限公司","湖南依微迪医疗器械有限公司"]
["003625239756604","00362523","C01060303501001054000001287","湘械注准20212140399","胆道引流导管及附件","YL-F1020-238","YL-F1020-238",null,null,"HCS00738","湖南依微迪医疗器械有限公司","湖南依微迪医疗器械有限公司"]
["003625239756605","00362523","C01060303501001054000001104","湘械注准20212140399","胆道引流导管及附件","YL-F0840-029","YL-F0840-029",null,null,"HCS00738","湖南依微迪医疗器械有限公司","湖南依微迪医疗器械有限公司"]
["003625239756606","00362523","C01060303501001054000001022","湘械注准20212140399","胆道引流导管及附件","YL-F0630-204","YL-F0630-204",null,null,"HCS00738","湖南依微迪医疗器械有限公司","湖南依微迪医疗器械有限公司"]
["003625239756607","00362523","C01060303501001054000000800","湘械注准20212140399","胆道引流导管及附件","YL-F1040-245","YL-F1040-245",null,null,"HCS00738","湖南依微迪医疗器械有限公司","湖南依微迪医疗器械有限公司"]
["003625239756608","00362523","C01060303501001054000000818","湘械注准20212140399","胆道引流导管及附件","YL-F0825-129","YL-F0825-129",null,null,"HCS00738","湖南依微迪医疗器械有限公司","湖南依微迪医疗器械有限公司"]
["003625239756609","00362523","C01060303501001054000000934","湘械注准20212140399","胆道引流导管及附件","YL-F1440-083","YL-F1440-083",null,null,"HCS00738","湖南依微迪医疗器械有限公司","湖南依微迪医疗器械有限公司"]
["003625239756610","00362523","C01060303501001054000001075","湘械注准20212140399","胆道引流导管及附件","YL-F1220-071","YL-F1220-071",null,null,"HCS00738","湖南依微迪医疗器械有限公司","湖南依微迪医疗器械有限公司"]
["003625239756611","00362523","C01060303501001054000001097","湘械注准20212140399","胆道引流导管及附件","YL-F0825-340","YL-F0825-340",null,null,"HCS00738","湖南依微迪医疗器械有限公司","湖南依微迪医疗器械有限公司"]
["003625239756612","00362523","C01060303501001054000000894","湘械注准20212140399","胆道引流导管及附件","YL-F1025-059","YL-F1025-059",null,null,"HCS00738","湖南依微迪医疗器械有限公司","湖南依微迪医疗器械有限公司"]
["003625239756613","00362523","C01060303501001054000001151","湘械注准20212140399","胆道引流导管及附件","YL-F0825-231","YL-F0825-231",null,null,"HCS00738","湖南依微迪医疗器械有限公司","湖南依微迪医疗器械有限公司"]
["003625239756614","00362523","C01060303501001054000001176","湘械注准20212140399","胆道引流导管及附件","YL-F1235-260","YL-F1235-260",null,null,"HCS00738","湖南依微迪医疗器械有限公司","湖南依微迪医疗器械有限公司"]
["003625239756615","00362523","C01060303501001054000001190","湘械注准20212140399","胆道引流导管及附件","YL-F0625-334","YL-F0625-334",null,null,"HCS00738","湖南依微迪医疗器械有限公司","湖南依微迪医疗器械有限公司"]
["003625239756616","00362523","C01060303501001054000000806","湘械注准20212140399","胆道引流导管及附件","YL-F1030-141","YL-F1030-141",null,null,"HCS00738","湖南依微迪医疗器械有限公司","湖南依微迪医疗器械有限公司"]
["003625239756617","00362523","C01060303501001054000001168","湘械注准20212140399","胆道引流导管及附件","YL-F1040-322","YL-F1040-322",null,null,"HCS00738","湖南依微迪医疗器械有限公司","湖南依微迪医疗器械有限公司"]
["003625239755630","00362523","C01060303501001054000001448","湘械注准20212140399","胆道引流导管及附件","YL-F0835-030","YL-F0835-030",null,null,"HCS00738","湖南依微迪医疗器械有限公司","湖南依微迪医疗器械有限公司"]
["003625239755775","00362523","C01060303501001054000000988","湘械注准20212140399","胆道引流导管及附件","YL-F0725-017","YL-F0725-017",null,null,"HCS00738","湖南依微迪医疗器械有限公司","湖南依微迪医疗器械有限公司"]
["003625239755776","00362523","C01060303501001054000001268","湘械注准20212140399","胆道引流导管及附件","YL-F1435-092","YL-F1435-092",null,null,"HCS00738","湖南依微迪医疗器械有限公司","湖南依微迪医疗器械有限公司"]
["003625239755777","00362523","C01060303501001054000001081","湘械注准20212140399","胆道引流导管及附件","YL-F1235-252","YL-F1235-252",null,null,"HCS00738","湖南依微迪医疗器械有限公司","湖南依微迪医疗器械有限公司"]
["003625239755778","00362523","C01060303501001054000001073","湘械注准20212140399","胆道引流导管及附件","YL-F1435-276","YL-F1435-276",null,null,"HCS00738","湖南依微迪医疗器械有限公司","湖南依微迪医疗器械有限公司"]
["003625239755779","00362523","C01060303501001054000001230","湘械注准20212140399","胆道引流导管及附件","YL-F1220-167","YL-F1220-167",null,null,"HCS00738","湖南依微迪医疗器械有限公司","湖南依微迪医疗器械有限公司"]
["003625239755780","00362523","C01060303501001054000000940","湘械注准20212140399","胆道引流导管及附件","YL-F0825-314","YL-F0825-314",null,null,"HCS00738","湖南依微迪医疗器械有限公司","湖南依微迪医疗器械有限公司"]
["003625239755781","00362523","C01060303501001054000001170","湘械注准20212140399","胆道引流导管及附件","YL-F1020-043","YL-F1020-043",null,null,"HCS00738","湖南依微迪医疗器械有限公司","湖南依微迪医疗器械有限公司"]
["003625239755782","00362523","C01060303501001054000001038","湘械注准20212140399","胆道引流导管及附件","YL-F1240-163","YL-F1240-163",null,null,"HCS00738","湖南依微迪医疗器械有限公司","湖南依微迪医疗器械有限公司"]
["003625239755783","00362523","C01060303501001054000000872","湘械注准20212140399","胆道引流导管及附件","YL-F0825-358","YL-F0825-358",null,null,"HCS00738","湖南依微迪医疗器械有限公司","湖南依微迪医疗器械有限公司"]
["003625239755784","00362523","C01060303501001054000001259","湘械注准20212140399","胆道引流导管及附件","YL-F1035-236","YL-F1035-236",null,null,"HCS00738","湖南依微迪医疗器械有限公司","湖南依微迪医疗器械有限公司"]
["003625239755785","00362523","C01060303501001054000000919","湘械注准20212140399","胆道引流导管及附件","YL-F0725-285","YL-F0725-285",null,null,"HCS00738","湖南依微迪医疗器械有限公司","湖南依微迪医疗器械有限公司"]
["003625239755786","00362523","C01060303501001054000001194","湘械注准20212140399","胆道引流导管及附件","YL-F0730-216","YL-F0730-216",null,null,"HCS00738","湖南依微迪医疗器械有限公司","湖南依微迪医疗器械有限公司"]
["003625239755762","00362523","C01060303501001054000001368","湘械注准20212140399","胆道引流导管及附件","YL-F0725-209","YL-F0725-209",null,null,"HCS00738","湖南依微迪医疗器械有限公司","湖南依微迪医疗器械有限公司"]
["003625239755763","00362523","C01060303501001054000000948","湘械注准20212140399","胆道引流导管及附件","YL-F1440-332","YL-F1440-332",null,null,"HCS00738","湖南依微迪医疗器械有限公司","湖南依微迪医疗器械有限公司"]
["003625239755764","00362523","C01060303501001054000000917","湘械注准20212140399","胆道引流导管及附件","YL-F1035-046","YL-F1035-046",null,null,"HCS00738","湖南依微迪医疗器械有限公司","湖南依微迪医疗器械有限公司"]
["003625239755765","00362523","C01060303501001054000001017","湘械注准20212140399","胆道引流导管及附件","YL-F1225-069","YL-F1225-069",null,null,"HCS00738","湖南依微迪医疗器械有限公司","湖南依微迪医疗器械有限公司"]
["003625239755766","00362523","C01060303501001054000001231","湘械注准20212140399","胆道引流导管及附件","YL-F0630-009","YL-F0630-009",null,null,"HCS00738","湖南依微迪医疗器械有限公司","湖南依微迪医疗器械有限公司"]
["003625239755767","00362523","C01060303501001054000001157","湘械注准20212140399","胆道引流导管及附件","YL-F0720-022","YL-F0720-022",null,null,"HCS00738","湖南依微迪医疗器械有限公司","湖南依微迪医疗器械有限公司"]
["003625239755768","00362523","C01060303501001054000001042","湘械注准20212140399","胆道引流导管及附件","YL-F0840-135","YL-F0840-135",null,null,"HCS00738","湖南依微迪医疗器械有限公司","湖南依微迪医疗器械有限公司"]
["003625239755769","00362523","C01060303501001054000001414","湘械注准20212140399","胆道引流导管及附件","YL-F0720-310","YL-F0720-310",null,null,"HCS00738","湖南依微迪医疗器械有限公司","湖南依微迪医疗器械有限公司"]
["003625239755770","00362523","C01060303501001054000000907","湘械注准20212140399","胆道引流导管及附件","YL-F1040-145","YL-F1040-145",null,null,"HCS00738","湖南依微迪医疗器械有限公司","湖南依微迪医疗器械有限公司"]
["003625239755771","00362523","C01060303501001054000001359","湘械注准20212140399","胆道引流导管及附件","YL-F0620-001","YL-F0620-001",null,null,"HCS00738","湖南依微迪医疗器械有限公司","湖南依微迪医疗器械有限公司"]
["003625239755772","00362523","C01060303501001054000001033","湘械注准20212140399","胆道引流导管及附件","YL-F0835-228","YL-F0835-228",null,null,"HCS00738","湖南依微迪医疗器械有限公司","湖南依微迪医疗器械有限公司"]
["003625239755773","00362523","C01060303501001054000001225","湘械注准20212140399","胆道引流导管及附件","YL-F1030-148","YL-F1030-148",null,null,"HCS00738","湖南依微迪医疗器械有限公司","湖南依微迪医疗器械有限公司"]
["003625239755455","00362523","C01060303501001054000000830","湘械注准20212140399","胆道引流导管及附件","YL-E1235-064","YL-E1235-064",null,null,"HCS00738","湖南依微迪医疗器械有限公司","湖南依微迪医疗器械有限公司"]
["003625239755456","00362523","C01060303501001054000001109","湘械注准20212140399","胆道引流导管及附件","YL-E0720-118","YL-E0720-118",null,null,"HCS00738","湖南依微迪医疗器械有限公司","湖南依微迪医疗器械有限公司"]
["003625239755457","00362523","C01060303501001054000000838","湘械注准20212140399","胆道引流导管及附件","YL-E0825-231","YL-E0825-231",null,null,"HCS00738","湖南依微迪医疗器械有限公司","湖南依微迪医疗器械有限公司"]
["003625239755458","00362523","C01060303501001054000000942","湘械注准20212140399","胆道引流导管及附件","YL-E0720-022","YL-E0720-022",null,null,"HCS00738","湖南依微迪医疗器械有限公司","湖南依微迪医疗器械有限公司"]
["003625239755459","00362523","C01060303501001054000000798","湘械注准20212140399","胆道引流导管及附件","YL-E0630-006","YL-E0630-006",null,null,"HCS00738","湖南依微迪医疗器械有限公司","湖南依微迪医疗器械有限公司"]
["003625239755460","00362523","C01060303501001054000001031","湘械注准20212140399","胆道引流导管及附件","YL-E0820-025","YL-E0820-025",null,null,"HCS00738","湖南依微迪医疗器械有限公司","湖南依微迪医疗器械有限公司"]
["003625239755461","00362523","C01060303501001054000001006","湘械注准20212140399","胆道引流导管及附件","YL-E0730-213","YL-E0730-213",null,null,"HCS00738","湖南依微迪医疗器械有限公司","湖南依微迪医疗器械有限公司"]
["003625239755462","00362523","C01060303501001054000001371","湘械注准20212140399","胆道引流导管及附件","YL-E1225-171","YL-E1225-171",null,null,"HCS00738","湖南依微迪医疗器械有限公司","湖南依微迪医疗器械有限公司"]
["003625239755463","00362523","C01060303501001054000000968","湘械注准20212140399","胆道引流导管及附件","YL-E1425-277","YL-E1425-277",null,null,"HCS00738","湖南依微迪医疗器械有限公司","湖南依微迪医疗器械有限公司"]
["004139229822803","00413922","C01021300400002054000000246","湘械注准20252140361","经皮介入导管","CS1125A301","CS1125A301",null,null,"HCS00738","湖南依微迪医疗器械有限公司","湖南依微迪医疗器械有限公司"]
["004139229822804","00413922","C01021300400002054000000313","湘械注准20252140361","经皮介入导管","CS1125A293","CS1125A293",null,null,"HCS00738","湖南依微迪医疗器械有限公司","湖南依微迪医疗器械有限公司"]
["004139229822808","00413922","C01021300400002054000000334","湘械注准20252140361","经皮介入导管","CS1125B158","CS1125B158",null,null,"HCS00738","湖南依微迪医疗器械有限公司","湖南依微迪医疗器械有限公司"]
["004139229822809","00413922","C01021300400002054000000294","湘械注准20252140361","经皮介入导管","CS1150A165","CS1150A165",null,null,"HCS00738","湖南依微迪医疗器械有限公司","湖南依微迪医疗器械有限公司"]
["004139229822810","00413922","C01021300400002054000000236","湘械注准20252140361","经皮介入导管","CS1040A159","CS1040A159",null,null,"HCS00738","湖南依微迪医疗器械有限公司","湖南依微迪医疗器械有限公司"]
["004139229822811","00413922","C01021300400002054000000312","湘械注准20252140361","经皮介入导管","CS1225B160","CS1225B160",null,null,"HCS00738","湖南依微迪医疗器械有限公司","湖南依微迪医疗器械有限公司"]
["004139229822812","00413922","C01021300400002054000000311","湘械注准20252140361","经皮介入导管","CS1015B155","CS1015B155",null,null,"HCS00738","湖南依微迪医疗器械有限公司","湖南依微迪医疗器械有限公司"]
["004139229822813","00413922","C01021300400002054000000336","湘械注准20252140361","经皮介入导管","CS1015B063","CS1015B063",null,null,"HCS00738","湖南依微迪医疗器械有限公司","湖南依微迪医疗器械有限公司"]
["004139229822814","00413922","C01021300400002054000000299","湘械注准20252140361","经皮介入导管","CS1115A131","CS1115A131",null,null,"HCS00738","湖南依微迪医疗器械有限公司","湖南依微迪医疗器械有限公司"]
["004139229822815","00413922","C01021300400002054000000245","湘械注准20252140361","经皮介入导管","CS1115B065","CS1115B065",null,null,"HCS00738","湖南依微迪医疗器械有限公司","湖南依微迪医疗器械有限公司"]
["004139229822816","00413922","C01021300400002054000000332","湘械注准20252140361","经皮介入导管","CS1235A168","CS1235A168",null,null,"HCS00738","湖南依微迪医疗器械有限公司","湖南依微迪医疗器械有限公司"]
["004139229822817","00413922","C01021300400002054000000320","湘械注准20252140361","经皮介入导管","CS1015A156","CS1015A156",null,null,"HCS00738","湖南依微迪医疗器械有限公司","湖南依微迪医疗器械有限公司"]
["004139229822818","00413922","C01021300400002054000000261","湘械注准20252140361","经皮介入导管","CS0925B050","CS0925B050",null,null,"HCS00738","湖南依微迪医疗器械有限公司","湖南依微迪医疗器械有限公司"]
["004139229822819","00413922","C01021300400002054000000226","湘械注准20252140361","经皮介入导管","CS1315A141","CS1315A141",null,null,"HCS00738","湖南依微迪医疗器械有限公司","湖南依微迪医疗器械有限公司"]
["004139229822843","00413922","C01021300400002054000000321","湘械注准20252140361","经皮介入导管","CS1350A145","CS1350A145",null,null,"HCS00738","湖南依微迪医疗器械有限公司","湖南依微迪医疗器械有限公司"]
["004139229822844","00413922","C01021300400002054000000227","湘械注准20252140361","经皮介入导管","CS1135A133","CS1135A133",null,null,"HCS00738","湖南依微迪医疗器械有限公司","湖南依微迪医疗器械有限公司"]
["004139229822845","00413922","C01021300400002054000000327","湘械注准20252140361","经皮介入导管","CS0925B154","CS0925B154",null,null,"HCS00738","湖南依微迪医疗器械有限公司","湖南依微迪医疗器械有限公司"]
["004139229822846","00413922","C01021300400002054000000333","湘械注准20252140361","经皮介入导管","CS0950A125","CS0950A125",null,null,"HCS00738","湖南依微迪医疗器械有限公司","湖南依微迪医疗器械有限公司"]
["004139229822847","00413922","C01021300400002054000000302","湘械注准20252140361","经皮介入导管","CS1315A171","CS1315A171",null,null,"HCS00738","湖南依微迪医疗器械有限公司","湖南依微迪医疗器械有限公司"]
["004139229822848","00413922","C01021300400002054000000331","湘械注准20252140361","经皮介入导管","CS1325B070","CS1325B070",null,null,"HCS00738","湖南依微迪医疗器械有限公司","湖南依微迪医疗器械有限公司"]
["004139229822849","00413922","C01021300400002054000000322","湘械注准20252140361","经皮介入导管","CS1225A303","CS1225A303",null,null,"HCS00738","湖南依微迪医疗器械有限公司","湖南依微迪医疗器械有限公司"]
["004139229822850","00413922","C01021300400002054000000284","湘械注准20252140361","经皮介入导管","CS1025A157","CS1025A157",null,null,"HCS00738","湖南依微迪医疗器械有限公司","湖南依微迪医疗器械有限公司"]
["004139229822851","00413922","C01021300400002054000000288","湘械注准20252140361","经皮介入导管","CS0915B153","CS0915B153",null,null,"HCS00738","湖南依微迪医疗器械有限公司","湖南依微迪医疗器械有限公司"]
["004139229822852","00413922","C01021300400002054000000329","湘械注准20252140361","经皮介入导管","CS1450A180","CS1450A180",null,null,"HCS00738","湖南依微迪医疗器械有限公司","湖南依微迪医疗器械有限公司"]
["004139229822853","00413922","C01021300400002054000000257","湘械注准20252140361","经皮介入导管","CS1035A128","CS1035A128",null,null,"HCS00738","湖南依微迪医疗器械有限公司","湖南依微迪医疗器械有限公司"]
["004139229822854","00413922","C01021300400002054000000225","湘械注准20252140361","经皮介入导管","CS1415A176","CS1415A176",null,null,"HCS00738","湖南依微迪医疗器械有限公司","湖南依微迪医疗器械有限公司"]
["004139229822878","00413922","C01021300400002054000000318","湘械注准20252140361","经皮介入导管","CS1340A174","CS1340A174",null,null,"HCS00738","湖南依微迪医疗器械有限公司","湖南依微迪医疗器械有限公司"]
["004139229822879","00413922","C01021300400002054000000306","湘械注准20252140361","经皮介入导管","CS1240A169","CS1240A169",null,null,"HCS00738","湖南依微迪医疗器械有限公司","湖南依微迪医疗器械有限公司"]
["004139229822880","00413922","C01021300400002054000000324","湘械注准20252140361","经皮介入导管","CS0915A151","CS0915A151",null,null,"HCS00738","湖南依微迪医疗器械有限公司","湖南依微迪医疗器械有限公司"]
["004139229822881","00413922","C01021300400002054000000335","湘械注准20252140361","经皮介入导管","CS1325B058","CS1325B058",null,null,"HCS00738","湖南依微迪医疗器械有限公司","湖南依微迪医疗器械有限公司"]
["004139229822883","00413922","C01021300400002054000000291","湘械注准20252140361","经皮介入导管","CS0915B049","CS0915B049",null,null,"HCS00738","湖南依微迪医疗器械有限公司","湖南依微迪医疗器械有限公司"]
["004139229822884","00413922","C01021300400002054000000250","湘械注准20252140361","经皮介入导管","CS0940A124","CS0940A124",null,null,"HCS00738","湖南依微迪医疗器械有限公司","湖南依微迪医疗器械有限公司"]
["004139229822885","00413922","C01021300400002054000000304","湘械注准20252140361","经皮介入导管","CS1235A138","CS1235A138",null,null,"HCS00738","湖南依微迪医疗器械有限公司","湖南依微迪医疗器械有限公司"]
["004139229822886","00413922","C01021300400002054000000241","湘械注准20252140361","经皮介入导管","CS1115B157","CS1115B157",null,null,"HCS00738","湖南依微迪医疗器械有限公司","湖南依微迪医疗器械有限公司"]
["004139229822887","00413922","C01021300400002054000000279","湘械注准20252140361","经皮介入导管","CS1035A158","CS1035A158",null,null,"HCS00738","湖南依微迪医疗器械有限公司","湖南依微迪医疗器械有限公司"]
["004139229822888","00413922","C01021300400002054000000308","湘械注准20252140361","经皮介入导管","CS1215A166","CS1215A166",null,null,"HCS00738","湖南依微迪医疗器械有限公司","湖南依微迪医疗器械有限公司"]
["004139229822889","00413922","C01021300400002054000000253","湘械注准20252140361","经皮介入导管","CS0950A155","CS0950A155",null,null,"HCS00738","湖南依微迪医疗器械有限公司","湖南依微迪医疗器械有限公司"]
["004139229822882","00413922","C01021300400002054000000233","湘械注准20252140361","经皮介入导管","CS1450A150","CS1450A150",null,null,"HCS00738","湖南依微迪医疗器械有限公司","湖南依微迪医疗器械有限公司"]
["004139229822725","00413922","C01021300400002054000000297","湘械注准20252140361","经皮介入导管","CS1315B161","CS1315B161",null,null,"HCS00738","湖南依微迪医疗器械有限公司","湖南依微迪医疗器械有限公司"]
["004139229822726","00413922","C01021300400002054000000244","湘械注准20252140361","经皮介入导管","CS1350A175","CS1350A175",null,null,"HCS00738","湖南依微迪医疗器械有限公司","湖南依微迪医疗器械有限公司"]
["004139229822727","00413922","C01021300400002054000000230","湘械注准20252140361","经皮介入导管","CS1025B118","CS1025B118",null,null,"HCS00738","湖南依微迪医疗器械有限公司","湖南依微迪医疗器械有限公司"]
["004139229822728","00413922","C01021300400002054000000287","湘械注准20252140361","经皮介入导管","CS1115B053","CS1115B053",null,null,"HCS00738","湖南依微迪医疗器械有限公司","湖南依微迪医疗器械有限公司"]
["004139229822729","00413922","C01021300400002054000000285","湘械注准20252140361","经皮介入导管","CS1025B156","CS1025B156",null,null,"HCS00738","湖南依微迪医疗器械有限公司","湖南依微迪医疗器械有限公司"]
["004139229822730","00413922","C01021300400002054000000303","湘械注准20252140361","经皮介入导管","CS1225A137","CS1225A137",null,null,"HCS00738","湖南依微迪医疗器械有限公司","湖南依微迪医疗器械有限公司"]
["004139229822731","00413922","C01021300400002054000000337","湘械注准20252140361","经皮介入导管","CS1435A148","CS1435A148",null,null,"HCS00738","湖南依微迪医疗器械有限公司","湖南依微迪医疗器械有限公司"]
["004139229822732","00413922","C01021300400002054000000266","湘械注准20252140361","经皮介入导管","CS1315B057","CS1315B057",null,null,"HCS00738","湖南依微迪医疗器械有限公司","湖南依微迪医疗器械有限公司"]
["004139229822733","00413922","C01021300400002054000000231","湘械注准20252140361","经皮介入导管","CS0925A297","CS0925A297",null,null,"HCS00738","湖南依微迪医疗器械有限公司","湖南依微迪医疗器械有限公司"]
["004139229822734","00413922","C01021300400002054000000254","湘械注准20252140361","经皮介入导管","CS1215A136","CS1215A136",null,null,"HCS00738","湖南依微迪医疗器械有限公司","湖南依微迪医疗器械有限公司"]
["004139229822738","00413922","C01021300400002054000000255","湘械注准20252140361","经皮介入导管","CS1250A140","CS1250A140",null,null,"HCS00738","湖南依微迪医疗器械有限公司","湖南依微迪医疗器械有限公司"]
["004139229822739","00413922","C01021300400002054000000247","湘械注准20252140361","经皮介入导管","CS1440A179","CS1440A179",null,null,"HCS00738","湖南依微迪医疗器械有限公司","湖南依微迪医疗器械有限公司"]
["004139229822740","00413922","C01021300400002054000000272","湘械注准20252140361","经皮介入导管","CS0925A122","CS0925A122",null,null,"HCS00738","湖南依微迪医疗器械有限公司","湖南依微迪医疗器械有限公司"]
["004139229822741","00413922","C01021300400002054000000330","湘械注准20252140361","经皮介入导管","CS1240A139","CS1240A139",null,null,"HCS00738","湖南依微迪医疗器械有限公司","湖南依微迪医疗器械有限公司"]
["004139229822742","00413922","C01021300400002054000000315","湘械注准20252140361","经皮介入导管","CS1025A291","CS1025A291",null,null,"HCS00738","湖南依微迪医疗器械有限公司","湖南依微迪医疗器械有限公司"]
["004139229822743","00413922","C01021300400002054000000273","湘械注准20252140361","经皮介入导管","CS0925A152","CS0925A152",null,null,"HCS00738","湖南依微迪医疗器械有限公司","湖南依微迪医疗器械有限公司"]
["004139229822744","00413922","C01021300400002054000000251","湘械注准20252140361","经皮介入导管","CS1135A163","CS1135A163",null,null,"HCS00738","湖南依微迪医疗器械有限公司","湖南依微迪医疗器械有限公司"]
["004139229822745","00413922","C01021300400002054000000341","湘械注准20252140361","经皮介入导管","CS1015A126","CS1015A126",null,null,"HCS00738","湖南依微迪医疗器械有限公司","湖南依微迪医疗器械有限公司"]
["004139229822746","00413922","C01021300400002054000000301","湘械注准20252140361","经皮介入导管","CS1025A127","CS1025A127",null,null,"HCS00738","湖南依微迪医疗器械有限公司","湖南依微迪医疗器械有限公司"]
["004139229822747","00413922","C01021300400002054000000339","湘械注准20252140361","经皮介入导管","CS1140A134","CS1140A134",null,null,"HCS00738","湖南依微迪医疗器械有限公司","湖南依微迪医疗器械有限公司"]
["004139229822748","00413922","C01021300400002054000000256","湘械注准20252140361","经皮介入导管","CS1335A143","CS1335A143",null,null,"HCS00738","湖南依微迪医疗器械有限公司","湖南依微迪医疗器械有限公司"]
["004139229822749","00413922","C01021300400002054000000323","湘械注准20252140361","经皮介入导管","CS0925B117","CS0925B117",null,null,"HCS00738","湖南依微迪医疗器械有限公司","湖南依微迪医疗器械有限公司"]
["004139229822750","00413922","C01021300400002054000000307","湘械注准20252140361","经皮介入导管","CS0940A154","CS0940A154",null,null,"HCS00738","湖南依微迪医疗器械有限公司","湖南依微迪医疗器械有限公司"]
["004139229822751","00413922","C01021300400002054000000271","湘械注准20252140361","经皮介入导管","CS0940A298","CS0940A298",null,null,"HCS00738","湖南依微迪医疗器械有限公司","湖南依微迪医疗器械有限公司"]
["004139229822752","00413922","C01021300400002054000000298","湘械注准20252140361","经皮介入导管","CS1040A129","CS1040A129",null,null,"HCS00738","湖南依微迪医疗器械有限公司","湖南依微迪医疗器械有限公司"]
["004139229822753","00413922","C01021300400002054000000259","湘械注准20252140361","经皮介入导管","CS1425B164","CS1425B164",null,null,"HCS00738","湖南依微迪医疗器械有限公司","湖南依微迪医疗器械有限公司"]
["003625239755464","00362523","C01060303501001054000001462","湘械注准20212140399","胆道引流导管及附件","YL-E0835-041","YL-E0835-041",null,null,"HCS00738","湖南依微迪医疗器械有限公司","湖南依微迪医疗器械有限公司"]
["003625239755465","00362523","C01060303501001054000000851","湘械注准20212140399","胆道引流导管及附件","YL-E0730-024","YL-E0730-024",null,null,"HCS00738","湖南依微迪医疗器械有限公司","湖南依微迪医疗器械有限公司"]
["003625239755466","00362523","C01060303501001054000001068","湘械注准20212140399","胆道引流导管及附件","YL-E1435-095","YL-E1435-095",null,null,"HCS00738","湖南依微迪医疗器械有限公司","湖南依微迪医疗器械有限公司"]
["003625239755467","00362523","C01060303501001054000001392","湘械注准20212140399","胆道引流导管及附件","YL-E0620-103","YL-E0620-103",null,null,"HCS00738","湖南依微迪医疗器械有限公司","湖南依微迪医疗器械有限公司"]
["003625239755468","00362523","C01060303501001054000001292","湘械注准20212140399","胆道引流导管及附件","YL-E0625-008","YL-E0625-008",null,null,"HCS00738","湖南依微迪医疗器械有限公司","湖南依微迪医疗器械有限公司"]
["003625239755469","00362523","C01060303501001054000001115","湘械注准20212140399","胆道引流导管及附件","YL-E1225-166","YL-E1225-166",null,null,"HCS00738","湖南依微迪医疗器械有限公司","湖南依微迪医疗器械有限公司"]
["003625239755470","00362523","C01060303501001054000001158","湘械注准20212140399","胆道引流导管及附件","YL-E1220-066","YL-E1220-066",null,null,"HCS00738","湖南依微迪医疗器械有限公司","湖南依微迪医疗器械有限公司"]
["003625239755471","00362523","C01060303501001054000001450","湘械注准20212140399","胆道引流导管及附件","YL-E1230-071","YL-E1230-071",null,null,"HCS00738","湖南依微迪医疗器械有限公司","湖南依微迪医疗器械有限公司"]
["003625239755472","00362523","C01060303501001054000001199","湘械注准20212140399","胆道引流导管及附件","YL-E1235-264","YL-E1235-264",null,null,"HCS00738","湖南依微迪医疗器械有限公司","湖南依微迪医疗器械有限公司"]
["003625239755473","00362523","C01060303501001054000001178","湘械注准20212140399","胆道引流导管及附件","YL-E0620-202","YL-E0620-202",null,null,"HCS00738","湖南依微迪医疗器械有限公司","湖南依微迪医疗器械有限公司"]
["003625239755474","00362523","C01060303501001054000000935","湘械注准20212140399","胆道引流导管及附件","YL-E1040-143","YL-E1040-143",null,null,"HCS00738","湖南依微迪医疗器械有限公司","湖南依微迪医疗器械有限公司"]
["003625239755475","00362523","C01060303501001054000000902","湘械注准20212140399","胆道引流导管及附件","YL-E1020-248","YL-E1020-248",null,null,"HCS00738","湖南依微迪医疗器械有限公司","湖南依微迪医疗器械有限公司"]
["003625239755476","00362523","C01060303501001054000001394","湘械注准20212140399","胆道引流导管及附件","YL-E1030-237","YL-E1030-237",null,null,"HCS00738","湖南依微迪医疗器械有限公司","湖南依微迪医疗器械有限公司"]
["003625239755477","00362523","C01060303501001054000001338","湘械注准20212140399","胆道引流导管及附件","YL-E0825-130","YL-E0825-130",null,null,"HCS00738","湖南依微迪医疗器械有限公司","湖南依微迪医疗器械有限公司"]
["003625239755478","00362523","C01060303501001054000001175","湘械注准20212140399","胆道引流导管及附件","YL-E0625-104","YL-E0625-104",null,null,"HCS00738","湖南依微迪医疗器械有限公司","湖南依微迪医疗器械有限公司"]
["003625239755479","00362523","C01060303501001054000001000","湘械注准20212140399","胆道引流导管及附件","YL-E1420-087","YL-E1420-087",null,null,"HCS00738","湖南依微迪医疗器械有限公司","湖南依微迪医疗器械有限公司"]
["003625239755480","00362523","C01060303501001054000000828","湘械注准20212140399","胆道引流导管及附件","YL-E1430-086","YL-E1430-086",null,null,"HCS00738","湖南依微迪医疗器械有限公司","湖南依微迪医疗器械有限公司"]
["003625239755481","00362523","C01060303501001054000001233","湘械注准20212140399","胆道引流导管及附件","YL-E0720-112","YL-E0720-112",null,null,"HCS00738","湖南依微迪医疗器械有限公司","湖南依微迪医疗器械有限公司"]
["003625239755482","00362523","C01060303501001054000001064","湘械注准20212140399","胆道引流导管及附件","YL-E1220-061","YL-E1220-061",null,null,"HCS00738","湖南依微迪医疗器械有限公司","湖南依微迪医疗器械有限公司"]
["003625239755483","00362523","C01060303501001054000001336","湘械注准20212140399","胆道引流导管及附件","YL-E1225-070","YL-E1225-070",null,null,"HCS00738","湖南依微迪医疗器械有限公司","湖南依微迪医疗器械有限公司"]
["003625239755484","00362523","C01060303501001054000000855","湘械注准20212140399","胆道引流导管及附件","YL-E1030-245","YL-E1030-245",null,null,"HCS00738","湖南依微迪医疗器械有限公司","湖南依微迪医疗器械有限公司"]
["003625239755485","00362523","C01060303501001054000001195","湘械注准20212140399","胆道引流导管及附件","YL-E1025-244","YL-E1025-244",null,null,"HCS00738","湖南依微迪医疗器械有限公司","湖南依微迪医疗器械有限公司"]
["003625239755486","00362523","C01060303501001054000001408","湘械注准20212140399","胆道引流导管及附件","YL-E1430-182","YL-E1430-182",null,null,"HCS00738","湖南依微迪医疗器械有限公司","湖南依微迪医疗器械有限公司"]
["003625239755487","00362523","C01060303501001054000000853","湘械注准20212140399","胆道引流导管及附件","YL-E0820-038","YL-E0820-038",null,null,"HCS00738","湖南依微迪医疗器械有限公司","湖南依微迪医疗器械有限公司"]
["003625239755488","00362523","C01060303501001054000001410","湘械注准20212140399","胆道引流导管及附件","YL-E1430-273","YL-E1430-273",null,null,"HCS00738","湖南依微迪医疗器械有限公司","湖南依微迪医疗器械有限公司"]
["003625239755489","00362523","C01060303501001054000001145","湘械注准20212140399","胆道引流导管及附件","YL-E0630-099","YL-E0630-099",null,null,"HCS00738","湖南依微迪医疗器械有限公司","湖南依微迪医疗器械有限公司"]
["004139229822761","00413922","C01021300400002054000000239","湘械注准20252140361","经皮介入导管","CS1050A160","CS1050A160",null,null,"HCS00738","湖南依微迪医疗器械有限公司","湖南依微迪医疗器械有限公司"]
["004139229822762","00413922","C01021300400002054000000232","湘械注准20252140361","经皮介入导管","CS1150A135","CS1150A135",null,null,"HCS00738","湖南依微迪医疗器械有限公司","湖南依微迪医疗器械有限公司"]
["004139229822763","00413922","C01021300400002054000000292","湘械注准20252140361","经皮介入导管","CS1140A294","CS1140A294",null,null,"HCS00738","湖南依微迪医疗器械有限公司","湖南依微迪医疗器械有限公司"]
["004139229822764","00413922","C01021300400002054000000263","湘械注准20252140361","经皮介入导管","CS1025B064","CS1025B064",null,null,"HCS00738","湖南依微迪医疗器械有限公司","湖南依微迪医疗器械有限公司"]
["004139229822765","00413922","C01021300400002054000000338","湘械注准20252140361","经皮介入导管","CS0935A123","CS0935A123",null,null,"HCS00738","湖南依微迪医疗器械有限公司","湖南依微迪医疗器械有限公司"]
["004139229822766","00413922","C01021300400002054000000237","湘械注准20252140361","经皮介入导管","CS1415B071","CS1415B071",null,null,"HCS00738","湖南依微迪医疗器械有限公司","湖南依微迪医疗器械有限公司"]
["004139229822767","00413922","C01021300400002054000000300","湘械注准20252140361","经皮介入导管","CS1215B159","CS1215B159",null,null,"HCS00738","湖南依微迪医疗器械有限公司","湖南依微迪医疗器械有限公司"]
["004139229822768","00413922","C01021300400002054000000326","湘械注准20252140361","经皮介入导管","CS1440A149","CS1440A149",null,null,"HCS00738","湖南依微迪医疗器械有限公司","湖南依微迪医疗器械有限公司"]
["004139229822769","00413922","C01021300400002054000000240","湘械注准20252140361","经皮介入导管","CS1415A146","CS1415A146",null,null,"HCS00738","湖南依微迪医疗器械有限公司","湖南依微迪医疗器械有限公司"]
["004139229822770","00413922","C01021300400002054000000309","湘械注准20252140361","经皮介入导管","CS0935A153","CS0935A153",null,null,"HCS00738","湖南依微迪医疗器械有限公司","湖南依微迪医疗器械有限公司"]
["004139229822771","00413922","C01021300400002054000000270","湘械注准20252140361","经皮介入导管","CS1415B059","CS1415B059",null,null,"HCS00738","湖南依微迪医疗器械有限公司","湖南依微迪医疗器械有限公司"]
["004139229822776","00413922","C01021300400002054000000342","湘械注准20252140361","经皮介入导管","CS1240A296","CS1240A296",null,null,"HCS00738","湖南依微迪医疗器械有限公司","湖南依微迪医疗器械有限公司"]
["004139229822777","00413922","C01021300400002054000000343","湘械注准20252140361","经皮介入导管","CS1215B067","CS1215B067",null,null,"HCS00738","湖南依微迪医疗器械有限公司","湖南依微迪医疗器械有限公司"]
["003625239755406","00362523","C01060303501001054000000833","湘械注准20212140399","胆道引流导管及附件","YL-E0625-011","YL-E0625-011",null,null,"HCS00738","湖南依微迪医疗器械有限公司","湖南依微迪医疗器械有限公司"]
["003625239755407","00362523","C01060303501001054000001319","湘械注准20212140399","胆道引流导管及附件","YL-E1430-190","YL-E1430-190",null,null,"HCS00738","湖南依微迪医疗器械有限公司","湖南依微迪医疗器械有限公司"]
["003625239755408","00362523","C01060303501001054000000913","湘械注准20212140399","胆道引流导管及附件","YL-E0620-106","YL-E0620-106",null,null,"HCS00738","湖南依微迪医疗器械有限公司","湖南依微迪医疗器械有限公司"]
["003625239755409","00362523","C01060303501001054000000880","湘械注准20212140399","胆道引流导管及附件","YL-E1040-055","YL-E1040-055",null,null,"HCS00738","湖南依微迪医疗器械有限公司","湖南依微迪医疗器械有限公司"]
["003625239755410","00362523","C01060303501001054000000974","湘械注准20212140399","胆道引流导管及附件","YL-E1240-078","YL-E1240-078",null,null,"HCS00738","湖南依微迪医疗器械有限公司","湖南依微迪医疗器械有限公司"]
["003625239755411","00362523","C01060303501001054000000794","湘械注准20212140399","胆道引流导管及附件","YL-E1440-192","YL-E1440-192",null,null,"HCS00738","湖南依微迪医疗器械有限公司","湖南依微迪医疗器械有限公司"]
["003625239755412","00362523","C01060303501001054000001322","湘械注准20212140399","胆道引流导管及附件","YL-E1035-059","YL-E1035-059",null,null,"HCS00738","湖南依微迪医疗器械有限公司","湖南依微迪医疗器械有限公司"]
["003625239755413","00362523","C01060303501001054000000790","湘械注准20212140399","胆道引流导管及附件","YL-E0835-028","YL-E0835-028",null,null,"HCS00738","湖南依微迪医疗器械有限公司","湖南依微迪医疗器械有限公司"]
["003625239755414","00362523","C01060303501001054000001166","湘械注准20212140399","胆道引流导管及附件","YL-E1240-161","YL-E1240-161",null,null,"HCS00738","湖南依微迪医疗器械有限公司","湖南依微迪医疗器械有限公司"]
["003625239755415","00362523","C01060303501001054000001304","湘械注准20212140399","胆道引流导管及附件","YL-E0830-232","YL-E0830-232",null,null,"HCS00738","湖南依微迪医疗器械有限公司","湖南依微迪医疗器械有限公司"]
["003625239755416","00362523","C01060303501001054000001386","湘械注准20212140399","胆道引流导管及附件","YL-E0820-225","YL-E0820-225",null,null,"HCS00738","湖南依微迪医疗器械有限公司","湖南依微迪医疗器械有限公司"]
["003625239755417","00362523","C01060303501001054000001369","湘械注准20212140399","胆道引流导管及附件","YL-E1035-155","YL-E1035-155",null,null,"HCS00738","湖南依微迪医疗器械有限公司","湖南依微迪医疗器械有限公司"]
["003625239755418","00362523","C01060303501001054000001135","湘械注准20212140399","胆道引流导管及附件","YL-E1035-246","YL-E1035-246",null,null,"HCS00738","湖南依微迪医疗器械有限公司","湖南依微迪医疗器械有限公司"]
["003625239755419","00362523","C01060303501001054000001354","湘械注准20212140399","胆道引流导管及附件","YL-E1040-156","YL-E1040-156",null,null,"HCS00738","湖南依微迪医疗器械有限公司","湖南依微迪医疗器械有限公司"]
["003625239755420","00362523","C01060303501001054000000816","湘械注准20212140399","胆道引流导管及附件","YL-E0620-010","YL-E0620-010",null,null,"HCS00738","湖南依微迪医疗器械有限公司","湖南依微迪医疗器械有限公司"]
["003625239755421","00362523","C01060303501001054000000906","湘械注准20212140399","胆道引流导管及附件","YL-E1420-284","YL-E1420-284",null,null,"HCS00738","湖南依微迪医疗器械有限公司","湖南依微迪医疗器械有限公司"]
["003625239755422","00362523","C01060303501001054000001435","湘械注准20212140399","胆道引流导管及附件","YL-E0825-298","YL-E0825-298",null,null,"HCS00738","湖南依微迪医疗器械有限公司","湖南依微迪医疗器械有限公司"]
["003625239755423","00362523","C01060303501001054000000908","湘械注准20212140399","胆道引流导管及附件","YL-E1040-151","YL-E1040-151",null,null,"HCS00738","湖南依微迪医疗器械有限公司","湖南依微迪医疗器械有限公司"]
["003625239755424","00362523","C01060303501001054000001045","湘械注准20212140399","胆道引流导管及附件","YL-E0725-296","YL-E0725-296",null,null,"HCS00738","湖南依微迪医疗器械有限公司","湖南依微迪医疗器械有限公司"]
["003625239755425","00362523","C01060303501001054000001464","湘械注准20212140399","胆道引流导管及附件","YL-E1025-145","YL-E1025-145",null,null,"HCS00738","湖南依微迪医疗器械有限公司","湖南依微迪医疗器械有限公司"]
["003625239755426","00362523","C01060303501001054000000958","湘械注准20212140399","胆道引流导管及附件","YL-E1240-265","YL-E1240-265",null,null,"HCS00738","湖南依微迪医疗器械有限公司","湖南依微迪医疗器械有限公司"]
["003625239755427","00362523","C01060303501001054000001378","湘械注准20212140399","胆道引流导管及附件","YL-E1035-046","YL-E1035-046",null,null,"HCS00738","湖南依微迪医疗器械有限公司","湖南依微迪医疗器械有限公司"]
["003625239755428","00362523","C01060303501001054000000803","湘械注准20212140399","胆道引流导管及附件","YL-E1240-257","YL-E1240-257",null,null,"HCS00738","湖南依微迪医疗器械有限公司","湖南依微迪医疗器械有限公司"]
["003625239755429","00362523","C01060303501001054000000817","湘械注准20212140399","胆道引流导管及附件","YL-E1030-146","YL-E1030-146",null,null,"HCS00738","湖南依微迪医疗器械有限公司","湖南依微迪医疗器械有限公司"]
["003625239755430","00362523","C01060303501001054000001125","湘械注准20212140399","胆道引流导管及附件","YL-E0820-129","YL-E0820-129",null,null,"HCS00738","湖南依微迪医疗器械有限公司","湖南依微迪医疗器械有限公司"]
["003625239755431","00362523","C01060303501001054000001360","湘械注准20212140399","胆道引流导管及附件","YL-E0730-207","YL-E0730-207",null,null,"HCS00738","湖南依微迪医疗器械有限公司","湖南依微迪医疗器械有限公司"]
["003625239755432","00362523","C01060303501001054000001267","湘械注准20212140399","胆道引流导管及附件","YL-E1020-147","YL-E1020-147",null,null,"HCS00738","湖南依微迪医疗器械有限公司","湖南依微迪医疗器械有限公司"]
["003625239755433","00362523","C01060303501001054000000938","湘械注准20212140399","胆道引流导管及附件","YL-E1440-283","YL-E1440-283",null,null,"HCS00738","湖南依微迪医疗器械有限公司","湖南依微迪医疗器械有限公司"]
["003625239755434","00362523","C01060303501001054000001411","湘械注准20212140399","胆道引流导管及附件","YL-E0630-198","YL-E0630-198",null,null,"HCS00738","湖南依微迪医疗器械有限公司","湖南依微迪医疗器械有限公司"]
["003625239755435","00362523","C01060303501001054000001237","湘械注准20212140399","胆道引流导管及附件","YL-E0725-206","YL-E0725-206",null,null,"HCS00738","湖南依微迪医疗器械有限公司","湖南依微迪医疗器械有限公司"]
["003625239755436","00362523","C01060303501001054000001243","湘械注准20212140399","胆道引流导管及附件","YL-E0725-110","YL-E0725-110",null,null,"HCS00738","湖南依微迪医疗器械有限公司","湖南依微迪医疗器械有限公司"]
["003625239755437","00362523","C01060303501001054000000951","湘械注准20212140399","胆道引流导管及附件","YL-E1425-272","YL-E1425-272",null,null,"HCS00738","湖南依微迪医疗器械有限公司","湖南依微迪医疗器械有限公司"]
["003625239755438","00362523","C01060303501001054000001174","湘械注准20212140399","胆道引流导管及附件","YL-E1025-044","YL-E1025-044",null,null,"HCS00738","湖南依微迪医疗器械有限公司","湖南依微迪医疗器械有限公司"]
["003625239755439","00362523","C01060303501001054000001388","湘械注准20212140399","胆道引流导管及附件","YL-E1035-142","YL-E1035-142",null,null,"HCS00738","湖南依微迪医疗器械有限公司","湖南依微迪医疗器械有限公司"]
["003625239755440","00362523","C01060303501001054000000832","湘械注准20212140399","胆道引流导管及附件","YL-E1020-043","YL-E1020-043",null,null,"HCS00738","湖南依微迪医疗器械有限公司","湖南依微迪医疗器械有限公司"]
["003625239755441","00362523","C01060303501001054000001420","湘械注准20212140399","胆道引流导管及附件","YL-E1435-274","YL-E1435-274",null,null,"HCS00738","湖南依微迪医疗器械有限公司","湖南依微迪医疗器械有限公司"]
["003625239755442","00362523","C01060303501001054000000983","湘械注准20212140399","胆道引流导管及附件","YL-E1240-270","YL-E1240-270",null,null,"HCS00738","湖南依微迪医疗器械有限公司","湖南依微迪医疗器械有限公司"]
["003625239755443","00362523","C01060303501001054000001150","湘械注准20212140399","胆道引流导管及附件","YL-E1425-088","YL-E1425-088",null,null,"HCS00738","湖南依微迪医疗器械有限公司","湖南依微迪医疗器械有限公司"]
["003625239755444","00362523","C01060303501001054000001262","湘械注准20212140399","胆道引流导管及附件","YL-E0840-037","YL-E0840-037",null,null,"HCS00738","湖南依微迪医疗器械有限公司","湖南依微迪医疗器械有限公司"]
["003625239755445","00362523","C01060303501001054000000990","湘械注准20212140399","胆道引流导管及附件","YL-E0720-205","YL-E0720-205",null,null,"HCS00738","湖南依微迪医疗器械有限公司","湖南依微迪医疗器械有限公司"]
["003625239755446","00362523","C01060303501001054000001056","湘械注准20212140399","胆道引流导管及附件","YL-E0830-027","YL-E0830-027",null,null,"HCS00738","湖南依微迪医疗器械有限公司","湖南依微迪医疗器械有限公司"]
["003625239755447","00362523","C01060303501001054000000861","湘械注准20212140399","胆道引流导管及附件","YL-E1225-262","YL-E1225-262",null,null,"HCS00738","湖南依微迪医疗器械有限公司","湖南依微迪医疗器械有限公司"]
["003625239755448","00362523","C01060303501001054000001204","湘械注准20212140399","胆道引流导管及附件","YL-E1025-236","YL-E1025-236",null,null,"HCS00738","湖南依微迪医疗器械有限公司","湖南依微迪医疗器械有限公司"]
["003625239755449","00362523","C01060303501001054000000901","湘械注准20212140399","胆道引流导管及附件","YL-E1420-175","YL-E1420-175",null,null,"HCS00738","湖南依微迪医疗器械有限公司","湖南依微迪医疗器械有限公司"]
["003625239755450","00362523","C01060303501001054000000860","湘械注准20212140399","胆道引流导管及附件","YL-E1030-242","YL-E1030-242",null,null,"HCS00738","湖南依微迪医疗器械有限公司","湖南依微迪医疗器械有限公司"]
["003625239755451","00362523","C01060303501001054000001047","湘械注准20212140399","胆道引流导管及附件","YL-E1425-080","YL-E1425-080",null,null,"HCS00738","湖南依微迪医疗器械有限公司","湖南依微迪医疗器械有限公司"]
["003625239755452","00362523","C01060303501001054000000981","湘械注准20212140399","胆道引流导管及附件","YL-E1420-079","YL-E1420-079",null,null,"HCS00738","湖南依微迪医疗器械有限公司","湖南依微迪医疗器械有限公司"]
["003625239755453","00362523","C01060303501001054000001270","湘械注准20212140399","胆道引流导管及附件","YL-E0825-026","YL-E0825-026",null,null,"HCS00738","湖南依微迪医疗器械有限公司","湖南依微迪医疗器械有限公司"]
["004139229822778","00413922","C01021300400002054000000344","湘械注准20252140361","经皮介入导管","CS1040A292","CS1040A292",null,null,"HCS00738","湖南依微迪医疗器械有限公司","湖南依微迪医疗器械有限公司"]
["004139229822779","00413922","C01021300400002054000000234","湘械注准20252140361","经皮介入导管","CS1050A130","CS1050A130",null,null,"HCS00738","湖南依微迪医疗器械有限公司","湖南依微迪医疗器械有限公司"]
["004139229822780","00413922","C01021300400002054000000269","湘械注准20252140361","经皮介入导管","CS1125B054","CS1125B054",null,null,"HCS00738","湖南依微迪医疗器械有限公司","湖南依微迪医疗器械有限公司"]
["004139229822781","00413922","C01021300400002054000000286","湘械注准20252140361","经皮介入导管","CS1340A144","CS1340A144",null,null,"HCS00738","湖南依微迪医疗器械有限公司","湖南依微迪医疗器械有限公司"]
["004139229822782","00413922","C01021300400002054000000274","湘械注准20252140361","经皮介入导管","CS1040A300","CS1040A300",null,null,"HCS00738","湖南依微迪医疗器械有限公司","湖南依微迪医疗器械有限公司"]
["004139229822783","00413922","C01021300400002054000000229","湘械注准20252140361","经皮介入导管","CS1215B055","CS1215B055",null,null,"HCS00738","湖南依微迪医疗器械有限公司","湖南依微迪医疗器械有限公司"]
["004139229822784","00413922","C01021300400002054000000268","湘械注准20252140361","经皮介入导管","CS0925A289","CS0925A289",null,null,"HCS00738","湖南依微迪医疗器械有限公司","湖南依微迪医疗器械有限公司"]
["004139229822785","00413922","C01021300400002054000000295","湘械注准20252140361","经皮介入导管","CS1125B119","CS1125B119",null,null,"HCS00738","湖南依微迪医疗器械有限公司","湖南依微迪医疗器械有限公司"]
["004139229822786","00413922","C01021300400002054000000340","湘械注准20252140361","经皮介入导管","CS1335A173","CS1335A173",null,null,"HCS00738","湖南依微迪医疗器械有限公司","湖南依微迪医疗器械有限公司"]
["004139229822787","00413922","C01021300400002054000000267","湘械注准20252140361","经皮介入导管","CS1225B116","CS1225B116",null,null,"HCS00738","湖南依微迪医疗器械有限公司","湖南依微迪医疗器械有限公司"]
["004139229822828","00413922","C01021300400002054000000243","湘械注准20252140361","经皮介入导管","CS1125B066","CS1125B066",null,null,"HCS00738","湖南依微迪医疗器械有限公司","湖南依微迪医疗器械有限公司"]
["004139229822829","00413922","C01021300400002054000000310","湘械注准20252140361","经皮介入导管","CS1325B162","CS1325B162",null,null,"HCS00738","湖南依微迪医疗器械有限公司","湖南依微迪医疗器械有限公司"]
["004139229822830","00413922","C01021300400002054000000260","湘械注准20252140361","经皮介入导管","CS1250A170","CS1250A170",null,null,"HCS00738","湖南依微迪医疗器械有限公司","湖南依微迪医疗器械有限公司"]
["004139229822831","00413922","C01021300400002054000000280","湘械注准20252140361","经皮介入导管","CS1025B052","CS1025B052",null,null,"HCS00738","湖南依微迪医疗器械有限公司","湖南依微迪医疗器械有限公司"]
["004139229822832","00413922","C01021300400002054000000328","湘械注准20252140361","经皮介入导管","CS1025B114","CS1025B114",null,null,"HCS00738","湖南依微迪医疗器械有限公司","湖南依微迪医疗器械有限公司"]
["004139229822833","00413922","C01021300400002054000000293","湘械注准20252140361","经皮介入导管","CS1425A147","CS1425A147",null,null,"HCS00738","湖南依微迪医疗器械有限公司","湖南依微迪医疗器械有限公司"]
["004139229822834","00413922","C01021300400002054000000242","湘械注准20252140361","经皮介入导管","CS0915B061","CS0915B061",null,null,"HCS00738","湖南依微迪医疗器械有限公司","湖南依微迪医疗器械有限公司"]
["004139229822835","00413922","C01021300400002054000000276","湘械注准20252140361","经皮介入导管","CS1325A172","CS1325A172",null,null,"HCS00738","湖南依微迪医疗器械有限公司","湖南依微迪医疗器械有限公司"]
["004139229822836","00413922","C01021300400002054000000262","湘械注准20252140361","经皮介入导管","CS1425A177","CS1425A177",null,null,"HCS00738","湖南依微迪医疗器械有限公司","湖南依微迪医疗器械有限公司"]
["004139229822837","00413922","C01021300400002054000000258","湘械注准20252140361","经皮介入导管","CS1140A302","CS1140A302",null,null,"HCS00738","湖南依微迪医疗器械有限公司","湖南依微迪医疗器械有限公司"]
["004139229822838","00413922","C01021300400002054000000289","湘械注准20252140361","经皮介入导管","CS1125A132","CS1125A132",null,null,"HCS00738","湖南依微迪医疗器械有限公司","湖南依微迪医疗器械有限公司"]
["004139229822839","00413922","C01021300400002054000000325","湘械注准20252140361","经皮介入导管","CS1225A295","CS1225A295",null,null,"HCS00738","湖南依微迪医疗器械有限公司","湖南依微迪医疗器械有限公司"]
["004139229822789","00413922","C01021300400002054000000228","湘械注准20252140361","经皮介入导管","CS1425B060","CS1425B060",null,null,"HCS00738","湖南依微迪医疗器械有限公司","湖南依微迪医疗器械有限公司"]
["004139229822790","00413922","C01021300400002054000000277","湘械注准20252140361","经皮介入导管","CS1225B068","CS1225B068",null,null,"HCS00738","湖南依微迪医疗器械有限公司","湖南依微迪医疗器械有限公司"]
["004139229822791","00413922","C01021300400002054000000316","湘械注准20252140361","经皮介入导管","CS1225A167","CS1225A167",null,null,"HCS00738","湖南依微迪医疗器械有限公司","湖南依微迪医疗器械有限公司"]
["004139229822792","00413922","C01021300400002054000000314","湘械注准20252140361","经皮介入导管","CS1325A142","CS1325A142",null,null,"HCS00738","湖南依微迪医疗器械有限公司","湖南依微迪医疗器械有限公司"]
["004139229822793","00413922","C01021300400002054000000305","湘械注准20252140361","经皮介入导管","CS1425B072","CS1425B072",null,null,"HCS00738","湖南依微迪医疗器械有限公司","湖南依微迪医疗器械有限公司"]
["004139229822794","00413922","C01021300400002054000000282","湘械注准20252140361","经皮介入导管","CS0925B113","CS0925B113",null,null,"HCS00738","湖南依微迪医疗器械有限公司","湖南依微迪医疗器械有限公司"]
["004139229822795","00413922","C01021300400002054000000264","湘械注准20252140361","经皮介入导管","CS1435A178","CS1435A178",null,null,"HCS00738","湖南依微迪医疗器械有限公司","湖南依微迪医疗器械有限公司"]
["004139229822796","00413922","C01021300400002054000000319","湘械注准20252140361","经皮介入导管","CS1240A304","CS1240A304",null,null,"HCS00738","湖南依微迪医疗器械有限公司","湖南依微迪医疗器械有限公司"]
["004139229822797","00413922","C01021300400002054000000265","湘械注准20252140361","经皮介入导管","CS1115A161","CS1115A161",null,null,"HCS00738","湖南依微迪医疗器械有限公司","湖南依微迪医疗器械有限公司"]
["004139229822798","00413922","C01021300400002054000000278","湘械注准20252140361","经皮介入导管","CS0915A121","CS0915A121",null,null,"HCS00738","湖南依微迪医疗器械有限公司","湖南依微迪医疗器械有限公司"]
["004139229822799","00413922","C01021300400002054000000238","湘械注准20252140361","经皮介入导管","CS1025A299","CS1025A299",null,null,"HCS00738","湖南依微迪医疗器械有限公司","湖南依微迪医疗器械有限公司"]
["004139229822800","00413922","C01021300400002054000000283","湘械注准20252140361","经皮介入导管","CS0925B062","CS0925B062",null,null,"HCS00738","湖南依微迪医疗器械有限公司","湖南依微迪医疗器械有限公司"]
["004139229822801","00413922","C01021300400002054000000281","湘械注准20252140361","经皮介入导管","CS1140A164","CS1140A164",null,null,"HCS00738","湖南依微迪医疗器械有限公司","湖南依微迪医疗器械有限公司"]
["004139229822802","00413922","C01021300400002054000000252","湘械注准20252140361","经皮介入导管","CS1315B069","CS1315B069",null,null,"HCS00738","湖南依微迪医疗器械有限公司","湖南依微迪医疗器械有限公司"]
["003625239755454","00362523","C01060303501001054000001051","湘械注准20212140399","胆道引流导管及附件","YL-E0820-217","YL-E0820-217",null,null,"HCS00738","湖南依微迪医疗器械有限公司","湖南依微迪医疗器械有限公司"]
["003625239755295","00362523","C01060303501001054000001361","湘械注准20212140399","胆道引流导管及附件","YL-E1235-072","YL-E1235-072",null,null,"HCS00738","湖南依微迪医疗器械有限公司","湖南依微迪医疗器械有限公司"]
["003625239755296","00362523","C01060303501001054000001012","湘械注准20212140399","胆道引流导管及附件","YL-E1020-056","YL-E1020-056",null,null,"HCS00738","湖南依微迪医疗器械有限公司","湖南依微迪医疗器械有限公司"]
["003625239755297","00362523","C01060303501001054000001228","湘械注准20212140399","胆道引流导管及附件","YL-E1425-184","YL-E1425-184",null,null,"HCS00738","湖南依微迪医疗器械有限公司","湖南依微迪医疗器械有限公司"]
["003625239755298","00362523","C01060303501001054000001004","湘械注准20212140399","胆道引流导管及附件","YL-E0825-303","YL-E0825-303",null,null,"HCS00738","湖南依微迪医疗器械有限公司","湖南依微迪医疗器械有限公司"]
["003625239755299","00362523","C01060303501001054000001070","湘械注准20212140399","胆道引流导管及附件","YL-E1230-260","YL-E1230-260",null,null,"HCS00738","湖南依微迪医疗器械有限公司","湖南依微迪医疗器械有限公司"]
["003625239755300","00362523","C01060303501001054000001466","湘械注准20212140399","胆道引流导管及附件","YL-E0730-018","YL-E0730-018",null,null,"HCS00738","湖南依微迪医疗器械有限公司","湖南依微迪医疗器械有限公司"]
["003625239755301","00362523","C01060303501001054000001222","湘械注准20212140399","胆道引流导管及附件","YL-E0725-014","YL-E0725-014",null,null,"HCS00738","湖南依微迪医疗器械有限公司","湖南依微迪医疗器械有限公司"]
["003625239755302","00362523","C01060303501001054000001337","湘械注准20212140399","胆道引流导管及附件","YL-E0620-193","YL-E0620-193",null,null,"HCS00738","湖南依微迪医疗器械有限公司","湖南依微迪医疗器械有限公司"]
["003625239755303","00362523","C01060303501001054000001351","湘械注准20212140399","胆道引流导管及附件","YL-E0720-109","YL-E0720-109",null,null,"HCS00738","湖南依微迪医疗器械有限公司","湖南依微迪医疗器械有限公司"]
["003625239755304","00362523","C01060303501001054000001108","湘械注准20212140399","胆道引流导管及附件","YL-E0620-199","YL-E0620-199",null,null,"HCS00738","湖南依微迪医疗器械有限公司","湖南依微迪医疗器械有限公司"]
["003625239755305","00362523","C01060303501001054000000804","湘械注准20212140399","胆道引流导管及附件","YL-E1220-261","YL-E1220-261",null,null,"HCS00738","湖南依微迪医疗器械有限公司","湖南依微迪医疗器械有限公司"]
["003625239755306","00362523","C01060303501001054000001208","湘械注准20212140399","胆道引流导管及附件","YL-E0820-222","YL-E0820-222",null,null,"HCS00738","湖南依微迪医疗器械有限公司","湖南依微迪医疗器械有限公司"]
["003625239755307","00362523","C01060303501001054000001342","湘械注准20212140399","胆道引流导管及附件","YL-E1235-077","YL-E1235-077",null,null,"HCS00738","湖南依微迪医疗器械有限公司","湖南依微迪医疗器械有限公司"]
["003625239755308","00362523","C01060303501001054000001069","湘械注准20212140399","胆道引流导管及附件","YL-E0825-031","YL-E0825-031",null,null,"HCS00738","湖南依微迪医疗器械有限公司","湖南依微迪医疗器械有限公司"]
["003625239755309","00362523","C01060303501001054000000865","湘械注准20212140399","胆道引流导管及附件","YL-E1420-084","YL-E1420-084",null,null,"HCS00738","湖南依微迪医疗器械有限公司","湖南依微迪医疗器械有限公司"]
["003625239755310","00362523","C01060303501001054000001334","湘械注准20212140399","胆道引流导管及附件","YL-E0825-297","YL-E0825-297",null,null,"HCS00738","湖南依微迪医疗器械有限公司","湖南依微迪医疗器械有限公司"]
["003625239755311","00362523","C01060303501001054000000976","湘械注准20212140399","胆道引流导管及附件","YL-E0720-013","YL-E0720-013",null,null,"HCS00738","湖南依微迪医疗器械有限公司","湖南依微迪医疗器械有限公司"]
["003625239755312","00362523","C01060303501001054000000927","湘械注准20212140399","胆道引流导管及附件","YL-E0630-108","YL-E0630-108",null,null,"HCS00738","湖南依微迪医疗器械有限公司","湖南依微迪医疗器械有限公司"]
["003625239755313","00362523","C01060303501001054000001276","湘械注准20212140399","胆道引流导管及附件","YL-E1425-176","YL-E1425-176",null,null,"HCS00738","湖南依微迪医疗器械有限公司","湖南依微迪医疗器械有限公司"]
["003625239755314","00362523","C01060303501001054000001103","湘械注准20212140399","胆道引流导管及附件","YL-E1040-047","YL-E1040-047",null,null,"HCS00738","湖南依微迪医疗器械有限公司","湖南依微迪医疗器械有限公司"]
["003625239755315","00362523","C01060303501001054000000933","湘械注准20212140399","胆道引流导管及附件","YL-E0730-111","YL-E0730-111",null,null,"HCS00738","湖南依微迪医疗器械有限公司","湖南依微迪医疗器械有限公司"]
["003625239755316","00362523","C01060303501001054000000905","湘械注准20212140399","胆道引流导管及附件","YL-E1030-141","YL-E1030-141",null,null,"HCS00738","湖南依微迪医疗器械有限公司","湖南依微迪医疗器械有限公司"]
["003625239755317","00362523","C01060303501001054000001266","湘械注准20212140399","胆道引流导管及附件","YL-E0825-034","YL-E0825-034",null,null,"HCS00738","湖南依微迪医疗器械有限公司","湖南依微迪医疗器械有限公司"]
["003625239755318","00362523","C01060303501001054000001316","湘械注准20212140399","胆道引流导管及附件","YL-E0725-290","YL-E0725-290",null,null,"HCS00738","湖南依微迪医疗器械有限公司","湖南依微迪医疗器械有限公司"]
["003625239755319","00362523","C01060303501001054000000897","湘械注准20212140399","胆道引流导管及附件","YL-E0730-015","YL-E0730-015",null,null,"HCS00738","湖南依微迪医疗器械有限公司","湖南依微迪医疗器械有限公司"]
["003625239755320","00362523","C01060303501001054000001120","湘械注准20212140399","胆道引流导管及附件","YL-E1220-266","YL-E1220-266",null,null,"HCS00738","湖南依微迪医疗器械有限公司","湖南依微迪医疗器械有限公司"]
["003625239755321","00362523","C01060303501001054000001041","湘械注准20212140399","胆道引流导管及附件","YL-E1225-067","YL-E1225-067",null,null,"HCS00738","湖南依微迪医疗器械有限公司","湖南依微迪医疗器械有限公司"]
["003625239755322","00362523","C01060303501001054000001149","湘械注准20212140399","胆道引流导管及附件","YL-E0630-012","YL-E0630-012",null,null,"HCS00738","湖南依微迪医疗器械有限公司","湖南依微迪医疗器械有限公司"]
["003625239755323","00362523","C01060303501001054000001290","湘械注准20212140399","胆道引流导管及附件","YL-E1230-076","YL-E1230-076",null,null,"HCS00738","湖南依微迪医疗器械有限公司","湖南依微迪医疗器械有限公司"]
["003625239755324","00362523","C01060303501001054000001146","湘械注准20212140399","胆道引流导管及附件","YL-E1025-249","YL-E1025-249",null,null,"HCS00738","湖南依微迪医疗器械有限公司","湖南依微迪医疗器械有限公司"]
["003625239755325","00362523","C01060303501001054000001288","湘械注准20212140399","胆道引流导管及附件","YL-E0825-223","YL-E0825-223",null,null,"HCS00738","湖南依微迪医疗器械有限公司","湖南依微迪医疗器械有限公司"]
["003625239755326","00362523","C01060303501001054000001252","湘械注准20212140399","胆道引流导管及附件","YL-E0840-138","YL-E0840-138",null,null,"HCS00738","湖南依微迪医疗器械有限公司","湖南依微迪医疗器械有限公司"]
["003625239755327","00362523","C01060303501001054000000819","湘械注准20212140399","胆道引流导管及附件","YL-E1430-185","YL-E1430-185",null,null,"HCS00738","湖南依微迪医疗器械有限公司","湖南依微迪医疗器械有限公司"]
["003625239755328","00362523","C01060303501001054000001247","湘械注准20212140399","胆道引流导管及附件","YL-E0620-007","YL-E0620-007",null,null,"HCS00738","湖南依微迪医疗器械有限公司","湖南依微迪医疗器械有限公司"]
["003625239755329","00362523","C01060303501001054000001296","湘械注准20212140399","胆道引流导管及附件","YL-E1220-074","YL-E1220-074",null,null,"HCS00738","湖南依微迪医疗器械有限公司","湖南依微迪医疗器械有限公司"]
["003625239755330","00362523","C01060303501001054000001363","湘械注准20212140399","胆道引流导管及附件","YL-E0725-020","YL-E0725-020",null,null,"HCS00738","湖南依微迪医疗器械有限公司","湖南依微迪医疗器械有限公司"]
["003625239755331","00362523","C01060303501001054000001427","湘械注准20212140399","胆道引流导管及附件","YL-E0820-033","YL-E0820-033",null,null,"HCS00738","湖南依微迪医疗器械有限公司","湖南依微迪医疗器械有限公司"]
["003625239755332","00362523","C01060303501001054000001094","湘械注准20212140399","胆道引流导管及附件","YL-E1040-247","YL-E1040-247",null,null,"HCS00738","湖南依微迪医疗器械有限公司","湖南依微迪医疗器械有限公司"]
["003625239755333","00362523","C01060303501001054000001447","湘械注准20212140399","胆道引流导管及附件","YL-E1435-282","YL-E1435-282",null,null,"HCS00738","湖南依微迪医疗器械有限公司","湖南依微迪医疗器械有限公司"]
["003625239755334","00362523","C01060303501001054000001356","湘械注准20212140399","胆道引流导管及附件","YL-E1425-181","YL-E1425-181",null,null,"HCS00738","湖南依微迪医疗器械有限公司","湖南依微迪医疗器械有限公司"]
["003625239755335","00362523","C01060303501001054000001141","湘械注准20212140399","胆道引流导管及附件","YL-E0840-125","YL-E0840-125",null,null,"HCS00738","湖南依微迪医疗器械有限公司","湖南依微迪医疗器械有限公司"]
["003625239755336","00362523","C01060303501001054000000847","湘械注准20212140399","胆道引流导管及附件","YL-E1230-255","YL-E1230-255",null,null,"HCS00738","湖南依微迪医疗器械有限公司","湖南依微迪医疗器械有限公司"]
["003625239755337","00362523","C01060303501001054000001177","湘械注准20212140399","胆道引流导管及附件","YL-E1440-091","YL-E1440-091",null,null,"HCS00738","湖南依微迪医疗器械有限公司","湖南依微迪医疗器械有限公司"]
["003625239756437","00362523","C01060303501001054000001399","湘械注准20212140399","胆道引流导管及附件","YL-F1035-321","YL-F1035-321",null,null,"HCS00738","湖南依微迪医疗器械有限公司","湖南依微迪医疗器械有限公司"]
["003625239756438","00362523","C01060303501001054000001451","湘械注准20212140399","胆道引流导管及附件","YL-F0840-317","YL-F0840-317",null,null,"HCS00738","湖南依微迪医疗器械有限公司","湖南依微迪医疗器械有限公司"]
["003625239756439","00362523","C01060303501001054000001379","湘械注准20212140399","胆道引流导管及附件","YL-F0720-354","YL-F0720-354",null,null,"HCS00738","湖南依微迪医疗器械有限公司","湖南依微迪医疗器械有限公司"]
["003625239756440","00362523","C01060303501001054000001365","湘械注准20212140399","胆道引流导管及附件","YL-F1420-185","YL-F1420-185",null,null,"HCS00738","湖南依微迪医疗器械有限公司","湖南依微迪医疗器械有限公司"]
["003625239756441","00362523","C01060303501001054000000956","湘械注准20212140399","胆道引流导管及附件","YL-F1420-278","YL-F1420-278",null,null,"HCS00738","湖南依微迪医疗器械有限公司","湖南依微迪医疗器械有限公司"]
["003625239756442","00362523","C01060303501001054000001010","湘械注准20212140399","胆道引流导管及附件","YL-F1020-246","YL-F1020-246",null,null,"HCS00738","湖南依微迪医疗器械有限公司","湖南依微迪医疗器械有限公司"]
["003625239756443","00362523","C01060303501001054000001034","湘械注准20212140399","胆道引流导管及附件","YL-F1030-060","YL-F1030-060",null,null,"HCS00738","湖南依微迪医疗器械有限公司","湖南依微迪医疗器械有限公司"]
["003625239756444","00362523","C01060303501001054000001456","湘械注准20212140399","胆道引流导管及附件","YL-F1025-155","YL-F1025-155",null,null,"HCS00738","湖南依微迪医疗器械有限公司","湖南依微迪医疗器械有限公司"]
["003625239756445","00362523","C01060303501001054000000914","湘械注准20212140399","胆道引流导管及附件","YL-F1225-077","YL-F1225-077",null,null,"HCS00738","湖南依微迪医疗器械有限公司","湖南依微迪医疗器械有限公司"]
["003625239756446","00362523","C01060303501001054000000843","湘械注准20212140399","胆道引流导管及附件","YL-F1435-082","YL-F1435-082",null,null,"HCS00738","湖南依微迪医疗器械有限公司","湖南依微迪医疗器械有限公司"]
["003625239756447","00362523","C01060303501001054000001205","湘械注准20212140399","胆道引流导管及附件","YL-F1225-062","YL-F1225-062",null,null,"HCS00738","湖南依微迪医疗器械有限公司","湖南依微迪医疗器械有限公司"]
["003625239756448","00362523","C01060303501001054000001459","湘械注准20212140399","胆道引流导管及附件","YL-F0730-021","YL-F0730-021",null,null,"HCS00738","湖南依微迪医疗器械有限公司","湖南依微迪医疗器械有限公司"]
["003625239756449","00362523","C01060303501001054000001039","湘械注准20212140399","胆道引流导管及附件","YL-F1425-266","YL-F1425-266",null,null,"HCS00738","湖南依微迪医疗器械有限公司","湖南依微迪医疗器械有限公司"]
["003625239756450","00362523","C01060303501001054000000792","湘械注准20212140399","胆道引流导管及附件","YL-F0830-227","YL-F0830-227",null,null,"HCS00738","湖南依微迪医疗器械有限公司","湖南依微迪医疗器械有限公司"]
["003625239756453","00362523","C01060303501001054000001241","湘械注准20212140399","胆道引流导管及附件","YL-F1440-181","YL-F1440-181",null,null,"HCS00738","湖南依微迪医疗器械有限公司","湖南依微迪医疗器械有限公司"]
["003625239756454","00362523","C01060303501001054000001366","湘械注准20212140399","胆道引流导管及附件","YL-F0720-115","YL-F0720-115",null,null,"HCS00738","湖南依微迪医疗器械有限公司","湖南依微迪医疗器械有限公司"]
["003625239756455","00362523","C01060303501001054000000863","湘械注准20212140399","胆道引流导管及附件","YL-F0830-219","YL-F0830-219",null,null,"HCS00738","湖南依微迪医疗器械有限公司","湖南依微迪医疗器械有限公司"]
["003625239756456","00362523","C01060303501001054000001148","湘械注准20212140399","胆道引流导管及附件","YL-F1025-140","YL-F1025-140",null,null,"HCS00738","湖南依微迪医疗器械有限公司","湖南依微迪医疗器械有限公司"]
["003625239756457","00362523","C01060303501001054000001029","湘械注准20212140399","胆道引流导管及附件","YL-F1220-076","YL-F1220-076",null,null,"HCS00738","湖南依微迪医疗器械有限公司","湖南依微迪医疗器械有限公司"]
["003625239756458","00362523","C01060303501001054000001389","湘械注准20212140399","胆道引流导管及附件","YL-F1425-186","YL-F1425-186",null,null,"HCS00738","湖南依微迪医疗器械有限公司","湖南依微迪医疗器械有限公司"]
["003625239756459","00362523","C01060303501001054000001428","湘械注准20212140399","胆道引流导管及附件","YL-F0725-020","YL-F0725-020",null,null,"HCS00738","湖南依微迪医疗器械有限公司","湖南依微迪医疗器械有限公司"]
["003625239756460","00362523","C01060303501001054000001117","湘械注准20212140399","胆道引流导管及附件","YL-F1240-161","YL-F1240-161",null,null,"HCS00738","湖南依微迪医疗器械有限公司","湖南依微迪医疗器械有限公司"]
["003625239756461","00362523","C01060303501001054000000795","湘械注准20212140399","胆道引流导管及附件","YL-F1030-151","YL-F1030-151",null,null,"HCS00738","湖南依微迪医疗器械有限公司","湖南依微迪医疗器械有限公司"]
["003625239756462","00362523","C01060303501001054000001076","湘械注准20212140399","胆道引流导管及附件","YL-F0825-033","YL-F0825-033",null,null,"HCS00738","湖南依微迪医疗器械有限公司","湖南依微迪医疗器械有限公司"]
["003625239756463","00362523","C01060303501001054000001385","湘械注准20212140399","胆道引流导管及附件","YL-F0620-004","YL-F0620-004",null,null,"HCS00738","湖南依微迪医疗器械有限公司","湖南依微迪医疗器械有限公司"]
["003625239756464","00362523","C01060303501001054000001065","湘械注准20212140399","胆道引流导管及附件","YL-F0725-215","YL-F0725-215",null,null,"HCS00738","湖南依微迪医疗器械有限公司","湖南依微迪医疗器械有限公司"]
["003625239756465","00362523","C01060303501001054000001139","湘械注准20212140399","胆道引流导管及附件","YL-F1030-240","YL-F1030-240",null,null,"HCS00738","湖南依微迪医疗器械有限公司","湖南依微迪医疗器械有限公司"]
["003625239756466","00362523","C01060303501001054000001313","湘械注准20212140399","胆道引流导管及附件","YL-F0630-105","YL-F0630-105",null,null,"HCS00738","湖南依微迪医疗器械有限公司","湖南依微迪医疗器械有限公司"]
["003625239756467","00362523","C01060303501001054000001467","湘械注准20212140399","胆道引流导管及附件","YL-F0630-198","YL-F0630-198",null,null,"HCS00738","湖南依微迪医疗器械有限公司","湖南依微迪医疗器械有限公司"]
["003625239756468","00362523","C01060303501001054000000813","湘械注准20212140399","胆道引流导管及附件","YL-F1225-298","YL-F1225-298",null,null,"HCS00738","湖南依微迪医疗器械有限公司","湖南依微迪医疗器械有限公司"]
["003625239756469","00362523","C01060303501001054000001025","湘械注准20212140399","胆道引流导管及附件","YL-F1240-171","YL-F1240-171",null,null,"HCS00738","湖南依微迪医疗器械有限公司","湖南依微迪医疗器械有限公司"]
["003625239756470","00362523","C01060303501001054000001037","湘械注准20212140399","胆道引流导管及附件","YL-F0820-357","YL-F0820-357",null,null,"HCS00738","湖南依微迪医疗器械有限公司","湖南依微迪医疗器械有限公司"]
["003625239756536","00362523","C01060303501001054000001119","湘械注准20212140399","胆道引流导管及附件","YL-F1225-263","YL-F1225-263",null,null,"HCS00738","湖南依微迪医疗器械有限公司","湖南依微迪医疗器械有限公司"]
["003625239756537","00362523","C01060303501001054000001284","湘械注准20212140399","胆道引流导管及附件","YL-F0625-282","YL-F0625-282",null,null,"HCS00738","湖南依微迪医疗器械有限公司","湖南依微迪医疗器械有限公司"]
["003625239756538","00362523","C01060303501001054000001413","湘械注准20212140399","胆道引流导管及附件","YL-F0730-024","YL-F0730-024",null,null,"HCS00738","湖南依微迪医疗器械有限公司","湖南依微迪医疗器械有限公司"]
["003625239756539","00362523","C01060303501001054000001274","湘械注准20212140399","胆道引流导管及附件","YL-F1425-279","YL-F1425-279",null,null,"HCS00738","湖南依微迪医疗器械有限公司","湖南依微迪医疗器械有限公司"]
["003625239756540","00362523","C01060303501001054000000995","湘械注准20212140399","胆道引流导管及附件","YL-F0725-116","YL-F0725-116",null,null,"HCS00738","湖南依微迪医疗器械有限公司","湖南依微迪医疗器械有限公司"]
["003625239756541","00362523","C01060303501001054000001106","湘械注准20212140399","胆道引流导管及附件","YL-F1435-268","YL-F1435-268",null,null,"HCS00738","湖南依微迪医疗器械有限公司","湖南依微迪医疗器械有限公司"]
["003625239756542","00362523","C01060303501001054000000899","湘械注准20212140399","胆道引流导管及附件","YL-F1420-094","YL-F1420-094",null,null,"HCS00738","湖南依微迪医疗器械有限公司","湖南依微迪医疗器械有限公司"]
["003625239756543","00362523","C01060303501001054000001396","湘械注准20212140399","胆道引流导管及附件","YL-F1230-264","YL-F1230-264",null,null,"HCS00738","湖南依微迪医疗器械有限公司","湖南依微迪医疗器械有限公司"]
["003625239756544","00362523","C01060303501001054000000955","湘械注准20212140399","胆道引流导管及附件","YL-F0730-207","YL-F0730-207",null,null,"HCS00738","湖南依微迪医疗器械有限公司","湖南依微迪医疗器械有限公司"]
["003625239756545","00362523","C01060303501001054000001401","湘械注准20212140399","胆道引流导管及附件","YL-F0825-226","YL-F0825-226",null,null,"HCS00738","湖南依微迪医疗器械有限公司","湖南依微迪医疗器械有限公司"]
["003625239756546","00362523","C01060303501001054000000823","湘械注准20212140399","胆道引流导管及附件","YL-F0825-132","YL-F0825-132",null,null,"HCS00738","湖南依微迪医疗器械有限公司","湖南依微迪医疗器械有限公司"]
["003625239756547","00362523","C01060303501001054000000998","湘械注准20212140399","胆道引流导管及附件","YL-F1435-084","YL-F1435-084",null,null,"HCS00738","湖南依微迪医疗器械有限公司","湖南依微迪医疗器械有限公司"]
["003625239756548","00362523","C01060303501001054000000993","湘械注准20212140399","胆道引流导管及附件","YL-F1025-044","YL-F1025-044",null,null,"HCS00738","湖南依微迪医疗器械有限公司","湖南依微迪医疗器械有限公司"]
["003625239756549","00362523","C01060303501001054000001180","湘械注准20212140399","胆道引流导管及附件","YL-F1030-294","YL-F1030-294",null,null,"HCS00738","湖南依微迪医疗器械有限公司","湖南依微迪医疗器械有限公司"]
["003625239756550","00362523","C01060303501001054000001348","湘械注准20212140399","胆道引流导管及附件","YL-F1235-162","YL-F1235-162",null,null,"HCS00738","湖南依微迪医疗器械有限公司","湖南依微迪医疗器械有限公司"]
["003625239756551","00362523","C01060303501001054000001212","湘械注准20212140399","胆道引流导管及附件","YL-F1235-160","YL-F1235-160",null,null,"HCS00738","湖南依微迪医疗器械有限公司","湖南依微迪医疗器械有限公司"]
["003625239756552","00362523","C01060303501001054000001402","湘械注准20212140399","胆道引流导管及附件","YL-F0840-229","YL-F0840-229",null,null,"HCS00738","湖南依微迪医疗器械有限公司","湖南依微迪医疗器械有限公司"]
["003625239756553","00362523","C01060303501001054000001239","湘械注准20212140399","胆道引流导管及附件","YL-F1030-320","YL-F1030-320",null,null,"HCS00738","湖南依微迪医疗器械有限公司","湖南依微迪医疗器械有限公司"]
["003625259823228","00362525","C01060702000000054000000603","湘械注准20212140399","胆道引流导管及附件","YL-G0721-065","YL-G0721-065",null,null,"HCS00738","湖南依微迪医疗器械有限公司","湖南依微迪医疗器械有限公司"]
["003625259823229","00362525","C01060702000000054000000531","湘械注准20212140399","胆道引流导管及附件","YL-G0821-011","YL-G0821-011",null,null,"HCS00738","湖南依微迪医疗器械有限公司","湖南依微迪医疗器械有限公司"]
["003625259823227","00362525","C01060702000000054000000639","湘械注准20212140399","胆道引流导管及附件","YL-G0821-023","YL-G0821-023",null,null,"HCS00738","湖南依微迪医疗器械有限公司","湖南依微迪医疗器械有限公司"]
["003625259823230","00362525","C01060702000000054000000637","湘械注准20212140399","胆道引流导管及附件","YL-G0721-139","YL-G0721-139",null,null,"HCS00738","湖南依微迪医疗器械有限公司","湖南依微迪医疗器械有限公司"]
["003625259823231","00362525","C01060702000000054000000659","湘械注准20212140399","胆道引流导管及附件","YL-G0721-031","YL-G0721-031",null,null,"HCS00738","湖南依微迪医疗器械有限公司","湖南依微迪医疗器械有限公司"]
["003625259823232","00362525","C01060702000000054000000619","湘械注准20212140399","胆道引流导管及附件","YL-G0821-071","YL-G0821-071",null,null,"HCS00738","湖南依微迪医疗器械有限公司","湖南依微迪医疗器械有限公司"]
["003625259823233","00362525","C01060702000000054000000606","湘械注准20212140399","胆道引流导管及附件","YL-G0621-027","YL-G0621-027",null,null,"HCS00738","湖南依微迪医疗器械有限公司","湖南依微迪医疗器械有限公司"]
["003625259823234","00362525","C01060702000000054000000495","湘械注准20212140399","胆道引流导管及附件","YL-G0822-180","YL-G0822-180",null,null,"HCS00738","湖南依微迪医疗器械有限公司","湖南依微迪医疗器械有限公司"]
["003625259823235","00362525","C01060702000000054000000623","湘械注准20212140399","胆道引流导管及附件","YL-G0822-144","YL-G0822-144",null,null,"HCS00738","湖南依微迪医疗器械有限公司","湖南依微迪医疗器械有限公司"]
["003625259823236","00362525","C01060702000000054000000622","湘械注准20212140399","胆道引流导管及附件","YL-G0822-142","YL-G0822-142",null,null,"HCS00738","湖南依微迪医疗器械有限公司","湖南依微迪医疗器械有限公司"]
["003625259823237","00362525","C01060702000000054000000662","湘械注准20212140399","胆道引流导管及附件","YL-G0721-103","YL-G0721-103",null,null,"HCS00738","湖南依微迪医疗器械有限公司","湖南依微迪医疗器械有限公司"]
["003625259823238","00362525","C01060702000000054000000586","湘械注准20212140399","胆道引流导管及附件","YL-G0722-090","YL-G0722-090",null,null,"HCS00738","湖南依微迪医疗器械有限公司","湖南依微迪医疗器械有限公司"]
["003625259823239","00362525","C01060702000000054000000492","湘械注准20212140399","胆道引流导管及附件","YL-G0822-072","YL-G0822-072",null,null,"HCS00738","湖南依微迪医疗器械有限公司","湖南依微迪医疗器械有限公司"]
["003625259823240","00362525","C01060702000000054000000494","湘械注准20212140399","胆道引流导管及附件","YL-G0622-028","YL-G0622-028",null,null,"HCS00738","湖南依微迪医疗器械有限公司","湖南依微迪医疗器械有限公司"]
["003625259823241","00362525","C01060702000000054000000635","湘械注准20212140399","胆道引流导管及附件","YL-G0722-006","YL-G0722-006",null,null,"HCS00738","湖南依微迪医疗器械有限公司","湖南依微迪医疗器械有限公司"]
["003625259823242","00362525","C01060702000000054000000500","湘械注准20212140399","胆道引流导管及附件","YL-G0821-057","YL-G0821-057",null,null,"HCS00738","湖南依微迪医疗器械有限公司","湖南依微迪医疗器械有限公司"]
["003625259823143","00362525","C01060702000000054000000663","湘械注准20212140399","胆道引流导管及附件","YL-G0622-146","YL-G0622-146",null,null,"HCS00738","湖南依微迪医疗器械有限公司","湖南依微迪医疗器械有限公司"]
["003625259823144","00362525","C01060702000000054000000567","湘械注准20212140399","胆道引流导管及附件","YL-G0622-160","YL-G0622-160",null,null,"HCS00738","湖南依微迪医疗器械有限公司","湖南依微迪医疗器械有限公司"]
["003625259823145","00362525","C01060702000000054000000552","湘械注准20212140399","胆道引流导管及附件","YL-G0621-003","YL-G0621-003",null,null,"HCS00738","湖南依微迪医疗器械有限公司","湖南依微迪医疗器械有限公司"]
["003625259823146","00362525","C01060702000000054000000536","湘械注准20212140399","胆道引流导管及附件","YL-G0622-112","YL-G0622-112",null,null,"HCS00738","湖南依微迪医疗器械有限公司","湖南依微迪医疗器械有限公司"]
["003625259823147","00362525","C01060702000000054000000605","湘械注准20212140399","胆道引流导管及附件","YL-G0822-132","YL-G0822-132",null,null,"HCS00738","湖南依微迪医疗器械有限公司","湖南依微迪医疗器械有限公司"]
["003625259823148","00362525","C01060702000000054000000521","湘械注准20212140399","胆道引流导管及附件","YL-G0722-068","YL-G0722-068",null,null,"HCS00738","湖南依微迪医疗器械有限公司","湖南依微迪医疗器械有限公司"]
["003625259823149","00362525","C01060702000000054000000627","湘械注准20212140399","胆道引流导管及附件","YL-G0721-115","YL-G0721-115",null,null,"HCS00738","湖南依微迪医疗器械有限公司","湖南依微迪医疗器械有限公司"]
["003625259823150","00362525","C01060702000000054000000579","湘械注准20212140399","胆道引流导管及附件","YL-G0821-165","YL-G0821-165",null,null,"HCS00738","湖南依微迪医疗器械有限公司","湖南依微迪医疗器械有限公司"]
["003625259823151","00362525","C01060702000000054000000512","湘械注准20212140399","胆道引流导管及附件","YL-G0721-043","YL-G0721-043",null,null,"HCS00738","湖南依微迪医疗器械有限公司","湖南依微迪医疗器械有限公司"]
["003625259823152","00362525","C01060702000000054000000594","湘械注准20212140399","胆道引流导管及附件","YL-G0821-143","YL-G0821-143",null,null,"HCS00738","湖南依微迪医疗器械有限公司","湖南依微迪医疗器械有限公司"]
["003625259823153","00362525","C01060702000000054000000611","湘械注准20212140399","胆道引流导管及附件","YL-G0722-116","YL-G0722-116",null,null,"HCS00738","湖南依微迪医疗器械有限公司","湖南依微迪医疗器械有限公司"]
["003625259823154","00362525","C01060702000000054000000625","湘械注准20212140399","胆道引流导管及附件","YL-G0721-127","YL-G0721-127",null,null,"HCS00738","湖南依微迪医疗器械有限公司","湖南依微迪医疗器械有限公司"]
["003625259823155","00362525","C01060702000000054000000537","湘械注准20212140399","胆道引流导管及附件","YL-G0621-073","YL-G0621-073",null,null,"HCS00738","湖南依微迪医疗器械有限公司","湖南依微迪医疗器械有限公司"]
["003625259823156","00362525","C01060702000000054000000647","湘械注准20212140399","胆道引流导管及附件","YL-G0722-008","YL-G0722-008",null,null,"HCS00738","湖南依微迪医疗器械有限公司","湖南依微迪医疗器械有限公司"]
["003625259823157","00362525","C01060702000000054000000595","湘械注准20212140399","胆道引流导管及附件","YL-G0822-046","YL-G0822-046",null,null,"HCS00738","湖南依微迪医疗器械有限公司","湖南依微迪医疗器械有限公司"]
["003625259823158","00362525","C01060702000000054000000604","湘械注准20212140399","胆道引流导管及附件","YL-G0722-138","YL-G0722-138",null,null,"HCS00738","湖南依微迪医疗器械有限公司","湖南依微迪医疗器械有限公司"]
["003625259823159","00362525","C01060702000000054000000548","湘械注准20212140399","胆道引流导管及附件","YL-G0622-002","YL-G0622-002",null,null,"HCS00738","湖南依微迪医疗器械有限公司","湖南依微迪医疗器械有限公司"]
["003625259823160","00362525","C01060702000000054000000496","湘械注准20212140399","胆道引流导管及附件","YL-G0821-021","YL-G0821-021",null,null,"HCS00738","湖南依微迪医疗器械有限公司","湖南依微迪医疗器械有限公司"]
["003625259823161","00362525","C01060702000000054000000514","湘械注准20212140399","胆道引流导管及附件","YL-G0821-105","YL-G0821-105",null,null,"HCS00738","湖南依微迪医疗器械有限公司","湖南依微迪医疗器械有限公司"]
["003625259823162","00362525","C01060702000000054000000525","湘械注准20212140399","胆道引流导管及附件","YL-G0722-174","YL-G0722-174",null,null,"HCS00738","湖南依微迪医疗器械有限公司","湖南依微迪医疗器械有限公司"]
["003625259823246","00362525","C01060702000000054000000645","湘械注准20212140399","胆道引流导管及附件","YL-G0822-034","YL-G0822-034",null,null,"HCS00738","湖南依微迪医疗器械有限公司","湖南依微迪医疗器械有限公司"]
["003625259823247","00362525","C01060702000000054000000539","湘械注准20212140399","胆道引流导管及附件","YL-G0621-015","YL-G0621-015",null,null,"HCS00738","湖南依微迪医疗器械有限公司","湖南依微迪医疗器械有限公司"]
["003625259823248","00362525","C01060702000000054000000638","湘械注准20212140399","胆道引流导管及附件","YL-G0821-167","YL-G0821-167",null,null,"HCS00738","湖南依微迪医疗器械有限公司","湖南依微迪医疗器械有限公司"]
["003625259823249","00362525","C01060702000000054000000524","湘械注准20212140399","胆道引流导管及附件","YL-G0722-140","YL-G0722-140",null,null,"HCS00738","湖南依微迪医疗器械有限公司","湖南依微迪医疗器械有限公司"]
["003625259823250","00362525","C01060702000000054000000618","湘械注准20212140399","胆道引流导管及附件","YL-G0821-047","YL-G0821-047",null,null,"HCS00738","湖南依微迪医疗器械有限公司","湖南依微迪医疗器械有限公司"]
["003625259823251","00362525","C01060702000000054000000540","湘械注准20212140399","胆道引流导管及附件","YL-G0721-101","YL-G0721-101",null,null,"HCS00738","湖南依微迪医疗器械有限公司","湖南依微迪医疗器械有限公司"]
["003625259823252","00362525","C01060702000000054000000505","湘械注准20212140399","胆道引流导管及附件","YL-G0821-119","YL-G0821-119",null,null,"HCS00738","湖南依微迪医疗器械有限公司","湖南依微迪医疗器械有限公司"]
["003625259823253","00362525","C01060702000000054000000661","湘械注准20212140399","胆道引流导管及附件","YL-G0622-088","YL-G0622-088",null,null,"HCS00738","湖南依微迪医疗器械有限公司","湖南依微迪医疗器械有限公司"]
["003625259823254","00362525","C01060702000000054000000624","湘械注准20212140399","胆道引流导管及附件","YL-G0622-016","YL-G0622-016",null,null,"HCS00738","湖南依微迪医疗器械有限公司","湖南依微迪医疗器械有限公司"]
["003625259823255","00362525","C01060702000000054000000530","湘械注准20212140399","胆道引流导管及附件","YL-G0721-089","YL-G0721-089",null,null,"HCS00738","湖南依微迪医疗器械有限公司","湖南依微迪医疗器械有限公司"]
["003625259823256","00362525","C01060702000000054000000574","湘械注准20212140399","胆道引流导管及附件","YL-G0622-026","YL-G0622-026",null,null,"HCS00738","湖南依微迪医疗器械有限公司","湖南依微迪医疗器械有限公司"]
["003625259823257","00362525","C01060702000000054000000643","湘械注准20212140399","胆道引流导管及附件","YL-G0721-055","YL-G0721-055",null,null,"HCS00738","湖南依微迪医疗器械有限公司","湖南依微迪医疗器械有限公司"]
["003625259823258","00362525","C01060702000000054000000655","湘械注准20212140399","胆道引流导管及附件","YL-G0722-102","YL-G0722-102",null,null,"HCS00738","湖南依微迪医疗器械有限公司","湖南依微迪医疗器械有限公司"]
["003625259823259","00362525","C01060702000000054000000561","湘械注准20212140399","胆道引流导管及附件","YL-G0721-067","YL-G0721-067",null,null,"HCS00738","湖南依微迪医疗器械有限公司","湖南依微迪医疗器械有限公司"]
["003625259823260","00362525","C01060702000000054000000509","湘械注准20212140399","胆道引流导管及附件","YL-G0821-009","YL-G0821-009",null,null,"HCS00738","湖南依微迪医疗器械有限公司","湖南依微迪医疗器械有限公司"]
["003625259823261","00362525","C01060702000000054000000559","湘械注准20212140399","胆道引流导管及附件","YL-G0821-093","YL-G0821-093",null,null,"HCS00738","湖南依微迪医疗器械有限公司","湖南依微迪医疗器械有限公司"]
["003625259823094","00362525","C01060702000000054000000646","湘械注准20212140399","胆道引流导管及附件","YL-G0722-018","YL-G0722-018",null,null,"HCS00738","湖南依微迪医疗器械有限公司","湖南依微迪医疗器械有限公司"]
["003625259823095","00362525","C01060702000000054000000562","湘械注准20212140399","胆道引流导管及附件","YL-G0721-041","YL-G0721-041",null,null,"HCS00738","湖南依微迪医疗器械有限公司","湖南依微迪医疗器械有限公司"]
["003625259823096","00362525","C01060702000000054000000572","湘械注准20212140399","胆道引流导管及附件","YL-G0722-078","YL-G0722-078",null,null,"HCS00738","湖南依微迪医疗器械有限公司","湖南依微迪医疗器械有限公司"]
["003625259823097","00362525","C01060702000000054000000598","湘械注准20212140399","胆道引流导管及附件","YL-G0722-044","YL-G0722-044",null,null,"HCS00738","湖南依微迪医疗器械有限公司","湖南依微迪医疗器械有限公司"]
["003625259823098","00362525","C01060702000000054000000609","湘械注准20212140399","胆道引流导管及附件","YL-G0822-036","YL-G0822-036",null,null,"HCS00738","湖南依微迪医疗器械有限公司","湖南依微迪医疗器械有限公司"]
["003625259823099","00362525","C01060702000000054000000591","湘械注准20212140399","胆道引流导管及附件","YL-G0622-014","YL-G0622-014",null,null,"HCS00738","湖南依微迪医疗器械有限公司","湖南依微迪医疗器械有限公司"]
["003625259823100","00362525","C01060702000000054000000566","湘械注准20212140399","胆道引流导管及附件","YL-G0721-163","YL-G0721-163",null,null,"HCS00738","湖南依微迪医疗器械有限公司","湖南依微迪医疗器械有限公司"]
["003625259823101","00362525","C01060702000000054000000556","湘械注准20212140399","胆道引流导管及附件","YL-G0621-037","YL-G0621-037",null,null,"HCS00738","湖南依微迪医疗器械有限公司","湖南依微迪医疗器械有限公司"]
["003625259823102","00362525","C01060702000000054000000590","湘械注准20212140399","胆道引流导管及附件","YL-G0722-152","YL-G0722-152",null,null,"HCS00738","湖南依微迪医疗器械有限公司","湖南依微迪医疗器械有限公司"]
["003625259823077","00362525","C01060702000000054000000563","湘械注准20212140399","胆道引流导管及附件","YL-G0822-084","YL-G0822-084",null,null,"HCS00738","湖南依微迪医疗器械有限公司","湖南依微迪医疗器械有限公司"]
["003625259823078","00362525","C01060702000000054000000542","湘械注准20212140399","胆道引流导管及附件","YL-G0822-156","YL-G0822-156",null,null,"HCS00738","湖南依微迪医疗器械有限公司","湖南依微迪医疗器械有限公司"]
["003625259823079","00362525","C01060702000000054000000632","湘械注准20212140399","胆道引流导管及附件","YL-G0622-076","YL-G0622-076",null,null,"HCS00738","湖南依微迪医疗器械有限公司","湖南依微迪医疗器械有限公司"]
["003625259823080","00362525","C01060702000000054000000658","湘械注准20212140399","胆道引流导管及附件","YL-G0722-150","YL-G0722-150",null,null,"HCS00738","湖南依微迪医疗器械有限公司","湖南依微迪医疗器械有限公司"]
["003625259823081","00362525","C01060702000000054000000529","湘械注准20212140399","胆道引流导管及附件","YL-G0622-062","YL-G0622-062",null,null,"HCS00738","湖南依微迪医疗器械有限公司","湖南依微迪医疗器械有限公司"]
["003625259823082","00362525","C01060702000000054000000554","湘械注准20212140399","胆道引流导管及附件","YL-G0622-040","YL-G0622-040",null,null,"HCS00738","湖南依微迪医疗器械有限公司","湖南依微迪医疗器械有限公司"]
["003625259823083","00362525","C01060702000000054000000648","湘械注准20212140399","胆道引流导管及附件","YL-G0621-157","YL-G0621-157",null,null,"HCS00738","湖南依微迪医疗器械有限公司","湖南依微迪医疗器械有限公司"]
["003625259823084","00362525","C01060702000000054000000592","湘械注准20212140399","胆道引流导管及附件","YL-G0721-029","YL-G0721-029",null,null,"HCS00738","湖南依微迪医疗器械有限公司","湖南依微迪医疗器械有限公司"]
["003625259823085","00362525","C01060702000000054000000541","湘械注准20212140399","胆道引流导管及附件","YL-G0722-114","YL-G0722-114",null,null,"HCS00738","湖南依微迪医疗器械有限公司","湖南依微迪医疗器械有限公司"]
["003625259823086","00362525","C01060702000000054000000636","湘械注准20212140399","胆道引流导管及附件","YL-G0821-081","YL-G0821-081",null,null,"HCS00738","湖南依微迪医疗器械有限公司","湖南依微迪医疗器械有限公司"]
["003625259823087","00362525","C01060702000000054000000527","湘械注准20212140399","胆道引流导管及附件","YL-G0622-148","YL-G0622-148",null,null,"HCS00738","湖南依微迪医疗器械有限公司","湖南依微迪医疗器械有限公司"]
["003625259823088","00362525","C01060702000000054000000557","湘械注准20212140399","胆道引流导管及附件","YL-G0622-134","YL-G0622-134",null,null,"HCS00738","湖南依微迪医疗器械有限公司","湖南依微迪医疗器械有限公司"]
["003625259823089","00362525","C01060702000000054000000503","湘械注准20212140399","胆道引流导管及附件","YL-G0622-158","YL-G0622-158",null,null,"HCS00738","湖南依微迪医疗器械有限公司","湖南依微迪医疗器械有限公司"]
["003625259823090","00362525","C01060702000000054000000589","湘械注准20212140399","胆道引流导管及附件","YL-G0821-069","YL-G0821-069",null,null,"HCS00738","湖南依微迪医疗器械有限公司","湖南依微迪医疗器械有限公司"]
["003625259823091","00362525","C01060702000000054000000597","湘械注准20212140399","胆道引流导管及附件","YL-G0821-107","YL-G0821-107",null,null,"HCS00738","湖南依微迪医疗器械有限公司","湖南依微迪医疗器械有限公司"]
["003625259823212","00362525","C01060702000000054000000631","湘械注准20212140399","胆道引流导管及附件","YL-G0621-087","YL-G0621-087",null,null,"HCS00738","湖南依微迪医疗器械有限公司","湖南依微迪医疗器械有限公司"]
["003625259823213","00362525","C01060702000000054000000651","湘械注准20212140399","胆道引流导管及附件","YL-G0821-059","YL-G0821-059",null,null,"HCS00738","湖南依微迪医疗器械有限公司","湖南依微迪医疗器械有限公司"]
["003625259823214","00362525","C01060702000000054000000560","湘械注准20212140399","胆道引流导管及附件","YL-G0721-151","YL-G0721-151",null,null,"HCS00738","湖南依微迪医疗器械有限公司","湖南依微迪医疗器械有限公司"]
["003625259823215","00362525","C01060702000000054000000568","湘械注准20212140399","胆道引流导管及附件","YL-G0622-124","YL-G0622-124",null,null,"HCS00738","湖南依微迪医疗器械有限公司","湖南依微迪医疗器械有限公司"]
["003625259823216","00362525","C01060702000000054000000547","湘械注准20212140399","胆道引流导管及附件","YL-G0621-063","YL-G0621-063",null,null,"HCS00738","湖南依微迪医疗器械有限公司","湖南依微迪医疗器械有限公司"]
["003625259823217","00362525","C01060702000000054000000665","湘械注准20212140399","胆道引流导管及附件","YL-G0621-121","YL-G0621-121",null,null,"HCS00738","湖南依微迪医疗器械有限公司","湖南依微迪医疗器械有限公司"]
["003625259823218","00362525","C01060702000000054000000519","湘械注准20212140399","胆道引流导管及附件","YL-G0822-012","YL-G0822-012",null,null,"HCS00738","湖南依微迪医疗器械有限公司","湖南依微迪医疗器械有限公司"]
["003625259823219","00362525","C01060702000000054000000565","湘械注准20212140399","胆道引流导管及附件","YL-G0822-024","YL-G0822-024",null,null,"HCS00738","湖南依微迪医疗器械有限公司","湖南依微迪医疗器械有限公司"]
["003625259823220","00362525","C01060702000000054000000667","湘械注准20212140399","胆道引流导管及附件","YL-G0822-166","YL-G0822-166",null,null,"HCS00738","湖南依微迪医疗器械有限公司","湖南依微迪医疗器械有限公司"]
["003625259823221","00362525","C01060702000000054000000600","湘械注准20212140399","胆道引流导管及附件","YL-G0722-042","YL-G0722-042",null,null,"HCS00738","湖南依微迪医疗器械有限公司","湖南依微迪医疗器械有限公司"]
["003625259823222","00362525","C01060702000000054000000510","湘械注准20212140399","胆道引流导管及附件","YL-G0822-130","YL-G0822-130",null,null,"HCS00738","湖南依微迪医疗器械有限公司","湖南依微迪医疗器械有限公司"]
["003625259823223","00362525","C01060702000000054000000608","湘械注准20212140399","胆道引流导管及附件","YL-G0722-126","YL-G0722-126",null,null,"HCS00738","湖南依微迪医疗器械有限公司","湖南依微迪医疗器械有限公司"]
["003625259823224","00362525","C01060702000000054000000575","湘械注准20212140399","胆道引流导管及附件","YL-G0722-080","YL-G0722-080",null,null,"HCS00738","湖南依微迪医疗器械有限公司","湖南依微迪医疗器械有限公司"]
["003625259823225","00362525","C01060702000000054000000507","湘械注准20212140399","胆道引流导管及附件","YL-G0821-141","YL-G0821-141",null,null,"HCS00738","湖南依微迪医疗器械有限公司","湖南依微迪医疗器械有限公司"]
["003625259823226","00362525","C01060702000000054000000498","湘械注准20212140399","胆道引流导管及附件","YL-G0722-162","YL-G0722-162",null,null,"HCS00738","湖南依微迪医疗器械有限公司","湖南依微迪医疗器械有限公司"]
["003625259823103","00362525","C01060702000000054000000506","湘械注准20212140399","胆道引流导管及附件","YL-G0621-025","YL-G0621-025",null,null,"HCS00738","湖南依微迪医疗器械有限公司","湖南依微迪医疗器械有限公司"]
["003625259823104","00362525","C01060702000000054000000612","湘械注准20212140399","胆道引流导管及附件","YL-G0822-118","YL-G0822-118",null,null,"HCS00738","湖南依微迪医疗器械有限公司","湖南依微迪医疗器械有限公司"]
["003625259823105","00362525","C01060702000000054000000538","湘械注准20212140399","胆道引流导管及附件","YL-G0721-091","YL-G0721-091",null,null,"HCS00738","湖南依微迪医疗器械有限公司","湖南依微迪医疗器械有限公司"]
["003625259823106","00362525","C01060702000000054000000534","湘械注准20212140399","胆道引流导管及附件","YL-G0721-113","YL-G0721-113",null,null,"HCS00738","湖南依微迪医疗器械有限公司","湖南依微迪医疗器械有限公司"]
["003625259823107","00362525","C01060702000000054000000551","湘械注准20212140399","胆道引流导管及附件","YL-G0822-082","YL-G0822-082",null,null,"HCS00738","湖南依微迪医疗器械有限公司","湖南依微迪医疗器械有限公司"]
["003625259823110","00362525","C01060702000000054000000546","湘械注准20212140399","胆道引流导管及附件","YL-G0822-154","YL-G0822-154",null,null,"HCS00738","湖南依微迪医疗器械有限公司","湖南依微迪医疗器械有限公司"]
["003625259823111","00362525","C01060702000000054000000511","湘械注准20212140399","胆道引流导管及附件","YL-G0621-133","YL-G0621-133",null,null,"HCS00738","湖南依微迪医疗器械有限公司","湖南依微迪医疗器械有限公司"]
["003625259823112","00362525","C01060702000000054000000520","湘械注准20212140399","胆道引流导管及附件","YL-G0822-120","YL-G0822-120",null,null,"HCS00738","湖南依微迪医疗器械有限公司","湖南依微迪医疗器械有限公司"]
["003625259823113","00362525","C01060702000000054000000640","湘械注准20212140399","胆道引流导管及附件","YL-G0621-109","YL-G0621-109",null,null,"HCS00738","湖南依微迪医疗器械有限公司","湖南依微迪医疗器械有限公司"]
["003625259823114","00362525","C01060702000000054000000584","湘械注准20212140399","胆道引流导管及附件","YL-G0822-060","YL-G0822-060",null,null,"HCS00738","湖南依微迪医疗器械有限公司","湖南依微迪医疗器械有限公司"]
["003625259823115","00362525","C01060702000000054000000553","湘械注准20212140399","胆道引流导管及附件","YL-G0722-056","YL-G0722-056",null,null,"HCS00738","湖南依微迪医疗器械有限公司","湖南依微迪医疗器械有限公司"]
["003625259823116","00362525","C01060702000000054000000610","湘械注准20212140399","胆道引流导管及附件","YL-G0621-013","YL-G0621-013",null,null,"HCS00738","湖南依微迪医疗器械有限公司","湖南依微迪医疗器械有限公司"]
["003625259823117","00362525","C01060702000000054000000516","湘械注准20212140399","胆道引流导管及附件","YL-G0622-122","YL-G0622-122",null,null,"HCS00738","湖南依微迪医疗器械有限公司","湖南依微迪医疗器械有限公司"]
["003625259823118","00362525","C01060702000000054000000550","湘械注准20212140399","胆道引流导管及附件","YL-G0622-074","YL-G0622-074",null,null,"HCS00738","湖南依微迪医疗器械有限公司","湖南依微迪医疗器械有限公司"]
["003625259823119","00362525","C01060702000000054000000535","湘械注准20212140399","胆道引流导管及附件","YL-G0822-096","YL-G0822-096",null,null,"HCS00738","湖南依微迪医疗器械有限公司","湖南依微迪医疗器械有限公司"]
["003625259823120","00362525","C01060702000000054000000649","湘械注准20212140399","胆道引流导管及附件","YL-G0822-106","YL-G0822-106",null,null,"HCS00738","湖南依微迪医疗器械有限公司","湖南依微迪医疗器械有限公司"]
["003625259823121","00362525","C01060702000000054000000545","湘械注准20212140399","胆道引流导管及附件","YL-G0822-058","YL-G0822-058",null,null,"HCS00738","湖南依微迪医疗器械有限公司","湖南依微迪医疗器械有限公司"]
["003625259823122","00362525","C01060702000000054000000497","湘械注准20212140399","胆道引流导管及附件","YL-G0622-050","YL-G0622-050",null,null,"HCS00738","湖南依微迪医疗器械有限公司","湖南依微迪医疗器械有限公司"]
["003625259823123","00362525","C01060702000000054000000582","湘械注准20212140399","胆道引流导管及附件","YL-G0721-175","YL-G0721-175",null,null,"HCS00738","湖南依微迪医疗器械有限公司","湖南依微迪医疗器械有限公司"]
["003625259823124","00362525","C01060702000000054000000652","湘械注准20212140399","胆道引流导管及附件","YL-G0621-147","YL-G0621-147",null,null,"HCS00738","湖南依微迪医疗器械有限公司","湖南依微迪医疗器械有限公司"]
["003625259823125","00362525","C01060702000000054000000629","湘械注准20212140399","胆道引流导管及附件","YL-G0822-178","YL-G0822-178",null,null,"HCS00738","湖南依微迪医疗器械有限公司","湖南依微迪医疗器械有限公司"]
["003625259823184","00362525","C01060702000000054000000522","湘械注准20212140399","胆道引流导管及附件","YL-G0722-066","YL-G0722-066",null,null,"HCS00738","湖南依微迪医疗器械有限公司","湖南依微迪医疗器械有限公司"]
["003625259823185","00362525","C01060702000000054000000607","湘械注准20212140399","胆道引流导管及附件","YL-G0722-020","YL-G0722-020",null,null,"HCS00738","湖南依微迪医疗器械有限公司","湖南依微迪医疗器械有限公司"]
["003625259823186","00362525","C01060702000000054000000633","湘械注准20212140399","胆道引流导管及附件","YL-G0721-173","YL-G0721-173",null,null,"HCS00738","湖南依微迪医疗器械有限公司","湖南依微迪医疗器械有限公司"]
["003625259823187","00362525","C01060702000000054000000666","湘械注准20212140399","胆道引流导管及附件","YL-G0722-164","YL-G0722-164",null,null,"HCS00738","湖南依微迪医疗器械有限公司","湖南依微迪医疗器械有限公司"]
["003625259823188","00362525","C01060702000000054000000601","湘械注准20212140399","胆道引流导管及附件","YL-G0722-104","YL-G0722-104",null,null,"HCS00738","湖南依微迪医疗器械有限公司","湖南依微迪医疗器械有限公司"]
["003625259823189","00362525","C01060702000000054000000613","湘械注准20212140399","胆道引流导管及附件","YL-G0722-128","YL-G0722-128",null,null,"HCS00738","湖南依微迪医疗器械有限公司","湖南依微迪医疗器械有限公司"]
["003625259823190","00362525","C01060702000000054000000501","湘械注准20212140399","胆道引流导管及附件","YL-G0721-137","YL-G0721-137",null,null,"HCS00738","湖南依微迪医疗器械有限公司","湖南依微迪医疗器械有限公司"]
["003625259823191","00362525","C01060702000000054000000518","湘械注准20212140399","胆道引流导管及附件","YL-G0621-099","YL-G0621-099",null,null,"HCS00738","湖南依微迪医疗器械有限公司","湖南依微迪医疗器械有限公司"]
["003625259823192","00362525","C01060702000000054000000660","湘械注准20212140399","胆道引流导管及附件","YL-G0621-111","YL-G0621-111",null,null,"HCS00738","湖南依微迪医疗器械有限公司","湖南依微迪医疗器械有限公司"]
["003625259823193","00362525","C01060702000000054000000493","湘械注准20212140399","胆道引流导管及附件","YL-G0721-125","YL-G0721-125",null,null,"HCS00738","湖南依微迪医疗器械有限公司","湖南依微迪医疗器械有限公司"]
["003625259823194","00362525","C01060702000000054000000642","湘械注准20212140399","胆道引流导管及附件","YL-G0822-108","YL-G0822-108",null,null,"HCS00738","湖南依微迪医疗器械有限公司","湖南依微迪医疗器械有限公司"]
["003625259823195","00362525","C01060702000000054000000657","湘械注准20212140399","胆道引流导管及附件","YL-G0621-085","YL-G0621-085",null,null,"HCS00738","湖南依微迪医疗器械有限公司","湖南依微迪医疗器械有限公司"]
["003625259823196","00362525","C01060702000000054000000578","湘械注准20212140399","胆道引流导管及附件","YL-G0621-123","YL-G0621-123",null,null,"HCS00738","湖南依微迪医疗器械有限公司","湖南依微迪医疗器械有限公司"]
["003625259823197","00362525","C01060702000000054000000558","湘械注准20212140399","胆道引流导管及附件","YL-G0822-094","YL-G0822-094",null,null,"HCS00738","湖南依微迪医疗器械有限公司","湖南依微迪医疗器械有限公司"]
["003625259823180","00362525","C01060702000000054000000602","湘械注准20212140399","胆道引流导管及附件","YL-G0622-136","YL-G0622-136",null,null,"HCS00738","湖南依微迪医疗器械有限公司","湖南依微迪医疗器械有限公司"]
["003625259823181","00362525","C01060702000000054000000577","湘械注准20212140399","胆道引流导管及附件","YL-G0621-049","YL-G0621-049",null,null,"HCS00738","湖南依微迪医疗器械有限公司","湖南依微迪医疗器械有限公司"]
["003625259823182","00362525","C01060702000000054000000502","湘械注准20212140399","胆道引流导管及附件","YL-G0821-153","YL-G0821-153",null,null,"HCS00738","湖南依微迪医疗器械有限公司","湖南依微迪医疗器械有限公司"]
["003625259823183","00362525","C01060702000000054000000585","湘械注准20212140399","胆道引流导管及附件","YL-G0821-045","YL-G0821-045",null,null,"HCS00738","湖南依微迪医疗器械有限公司","湖南依微迪医疗器械有限公司"]
["003625259823198","00362525","C01060702000000054000000654","湘械注准20212140399","胆道引流导管及附件","YL-G0722-032","YL-G0722-032",null,null,"HCS00738","湖南依微迪医疗器械有限公司","湖南依微迪医疗器械有限公司"]
["003625259823199","00362525","C01060702000000054000000650","湘械注准20212140399","胆道引流导管及附件","YL-G0821-129","YL-G0821-129",null,null,"HCS00738","湖南依微迪医疗器械有限公司","湖南依微迪医疗器械有限公司"]
["003625259823200","00362525","C01060702000000054000000581","湘械注准20212140399","胆道引流导管及附件","YL-G0621-135","YL-G0621-135",null,null,"HCS00738","湖南依微迪医疗器械有限公司","湖南依微迪医疗器械有限公司"]
["003625259823201","00362525","C01060702000000054000000508","湘械注准20212140399","胆道引流导管及附件","YL-G0822-010","YL-G0822-010",null,null,"HCS00738","湖南依微迪医疗器械有限公司","湖南依微迪医疗器械有限公司"]
["003625259823202","00362525","C01060702000000054000000504","湘械注准20212140399","胆道引流导管及附件","YL-G0621-159","YL-G0621-159",null,null,"HCS00738","湖南依微迪医疗器械有限公司","湖南依微迪医疗器械有限公司"]
["003625259823203","00362525","C01060702000000054000000615","湘械注准20212140399","胆道引流导管及附件","YL-G0622-064","YL-G0622-064",null,null,"HCS00738","湖南依微迪医疗器械有限公司","湖南依微迪医疗器械有限公司"]
["003625259823204","00362525","C01060702000000054000000532","湘械注准20212140399","胆道引流导管及附件","YL-G0822-168","YL-G0822-168",null,null,"HCS00738","湖南依微迪医疗器械有限公司","湖南依微迪医疗器械有限公司"]
["003625259823205","00362525","C01060702000000054000000515","湘械注准20212140399","胆道引流导管及附件","YL-G0621-075","YL-G0621-075",null,null,"HCS00738","湖南依微迪医疗器械有限公司","湖南依微迪医疗器械有限公司"]
["003625259823206","00362525","C01060702000000054000000630","湘械注准20212140399","胆道引流导管及附件","YL-G0722-054","YL-G0722-054",null,null,"HCS00738","湖南依微迪医疗器械有限公司","湖南依微迪医疗器械有限公司"]
["003625259823207","00362525","C01060702000000054000000528","湘械注准20212140399","胆道引流导管及附件","YL-G0621-051","YL-G0621-051",null,null,"HCS00738","湖南依微迪医疗器械有限公司","湖南依微迪医疗器械有限公司"]
["003625259823208","00362525","C01060702000000054000000656","湘械注准20212140399","胆道引流导管及附件","YL-G0821-035","YL-G0821-035",null,null,"HCS00738","湖南依微迪医疗器械有限公司","湖南依微迪医疗器械有限公司"]
["003625259823209","00362525","C01060702000000054000000543","湘械注准20212140399","胆道引流导管及附件","YL-G0821-155","YL-G0821-155",null,null,"HCS00738","湖南依微迪医疗器械有限公司","湖南依微迪医疗器械有限公司"]
["003625259823210","00362525","C01060702000000054000000628","湘械注准20212140399","胆道引流导管及附件","YL-G0721-161","YL-G0721-161",null,null,"HCS00738","湖南依微迪医疗器械有限公司","湖南依微迪医疗器械有限公司"]
["003625259823211","00362525","C01060702000000054000000644","湘械注准20212140399","胆道引流导管及附件","YL-G0622-086","YL-G0622-086",null,null,"HCS00738","湖南依微迪医疗器械有限公司","湖南依微迪医疗器械有限公司"]
["003625259823168","00362525","C01060702000000054000000617","湘械注准20212140399","胆道引流导管及附件","YL-G0621-039","YL-G0621-039",null,null,"HCS00738","湖南依微迪医疗器械有限公司","湖南依微迪医疗器械有限公司"]
["003625259823167","00362525","C01060702000000054000000569","湘械注准20212140399","胆道引流导管及附件","YL-G0721-019","YL-G0721-019",null,null,"HCS00738","湖南依微迪医疗器械有限公司","湖南依微迪医疗器械有限公司"]
["003625259823169","00362525","C01060702000000054000000599","湘械注准20212140399","胆道引流导管及附件","YL-G0622-110","YL-G0622-110",null,null,"HCS00738","湖南依微迪医疗器械有限公司","湖南依微迪医疗器械有限公司"]
["003625259823170","00362525","C01060702000000054000000588","湘械注准20212140399","胆道引流导管及附件","YL-G0821-177","YL-G0821-177",null,null,"HCS00738","湖南依微迪医疗器械有限公司","湖南依微迪医疗器械有限公司"]
["003625259823171","00362525","C01060702000000054000000587","湘械注准20212140399","胆道引流导管及附件","YL-G0721-079","YL-G0721-079",null,null,"HCS00738","湖南依微迪医疗器械有限公司","湖南依微迪医疗器械有限公司"]
["003625259823172","00362525","C01060702000000054000000533","湘械注准20212140399","胆道引流导管及附件","YL-G0722-092","YL-G0722-092",null,null,"HCS00738","湖南依微迪医疗器械有限公司","湖南依微迪医疗器械有限公司"]
["003625259823173","00362525","C01060702000000054000000499","湘械注准20212140399","胆道引流导管及附件","YL-G0822-070","YL-G0822-070",null,null,"HCS00738","湖南依微迪医疗器械有限公司","湖南依微迪医疗器械有限公司"]
["003625259823174","00362525","C01060702000000054000000583","湘械注准20212140399","胆道引流导管及附件","YL-G0821-083","YL-G0821-083",null,null,"HCS00738","湖南依微迪医疗器械有限公司","湖南依微迪医疗器械有限公司"]
["003625259823175","00362525","C01060702000000054000000653","湘械注准20212140399","胆道引流导管及附件","YL-G0622-100","YL-G0622-100",null,null,"HCS00738","湖南依微迪医疗器械有限公司","湖南依微迪医疗器械有限公司"]
["003625259823176","00362525","C01060702000000054000000641","湘械注准20212140399","胆道引流导管及附件","YL-G0621-145","YL-G0621-145",null,null,"HCS00738","湖南依微迪医疗器械有限公司","湖南依微迪医疗器械有限公司"]
["003625259823177","00362525","C01060702000000054000000620","湘械注准20212140399","胆道引流导管及附件","YL-G0621-061","YL-G0621-061",null,null,"HCS00738","湖南依微迪医疗器械有限公司","湖南依微迪医疗器械有限公司"]
["003625259823178","00362525","C01060702000000054000000570","湘械注准20212140399","胆道引流导管及附件","YL-G0721-007","YL-G0721-007",null,null,"HCS00738","湖南依微迪医疗器械有限公司","湖南依微迪医疗器械有限公司"]
["003625259823262","00362525","C01060702000000054000000555","湘械注准20212140399","胆道引流导管及附件","YL-G0721-053","YL-G0721-053",null,null,"HCS00738","湖南依微迪医疗器械有限公司","湖南依微迪医疗器械有限公司"]
["003625259823263","00362525","C01060702000000054000000549","湘械注准20212140399","胆道引流导管及附件","YL-G0721-077","YL-G0721-077",null,null,"HCS00738","湖南依微迪医疗器械有限公司","湖南依微迪医疗器械有限公司"]
["003625259823264","00362525","C01060702000000054000000571","湘械注准20212140399","胆道引流导管及附件","YL-G0722-176","YL-G0722-176",null,null,"HCS00738","湖南依微迪医疗器械有限公司","湖南依微迪医疗器械有限公司"]
["003625259823265","00362525","C01060702000000054000000517","湘械注准20212140399","胆道引流导管及附件","YL-G0722-030","YL-G0722-030",null,null,"HCS00738","湖南依微迪医疗器械有限公司","湖南依微迪医疗器械有限公司"]
["003625259823266","00362525","C01060702000000054000000580","湘械注准20212140399","胆道引流导管及附件","YL-G0621-097","YL-G0621-097",null,null,"HCS00738","湖南依微迪医疗器械有限公司","湖南依微迪医疗器械有限公司"]
["003625259823267","00362525","C01060702000000054000000593","湘械注准20212140399","胆道引流导管及附件","YL-G0721-005","YL-G0721-005",null,null,"HCS00738","湖南依微迪医疗器械有限公司","湖南依微迪医疗器械有限公司"]
["003625259823268","00362525","C01060702000000054000000616","湘械注准20212140399","胆道引流导管及附件","YL-G0622-098","YL-G0622-098",null,null,"HCS00738","湖南依微迪医疗器械有限公司","湖南依微迪医疗器械有限公司"]
["003625259823269","00362525","C01060702000000054000000573","湘械注准20212140399","胆道引流导管及附件","YL-G0821-033","YL-G0821-033",null,null,"HCS00738","湖南依微迪医疗器械有限公司","湖南依微迪医疗器械有限公司"]
["003625259823270","00362525","C01060702000000054000000526","湘械注准20212140399","胆道引流导管及附件","YL-G0622-004","YL-G0622-004",null,null,"HCS00738","湖南依微迪医疗器械有限公司","湖南依微迪医疗器械有限公司"]
["003625259823271","00362525","C01060702000000054000000564","湘械注准20212140399","胆道引流导管及附件","YL-G0822-048","YL-G0822-048",null,null,"HCS00738","湖南依微迪医疗器械有限公司","湖南依微迪医疗器械有限公司"]
["003625259823272","00362525","C01060702000000054000000513","湘械注准20212140399","胆道引流导管及附件","YL-G0821-117","YL-G0821-117",null,null,"HCS00738","湖南依微迪医疗器械有限公司","湖南依微迪医疗器械有限公司"]
["003625259823273","00362525","C01060702000000054000000544","湘械注准20212140399","胆道引流导管及附件","YL-G0622-052","YL-G0622-052",null,null,"HCS00738","湖南依微迪医疗器械有限公司","湖南依微迪医疗器械有限公司"]
["003625259823274","00362525","C01060702000000054000000626","湘械注准20212140399","胆道引流导管及附件","YL-G0821-179","YL-G0821-179",null,null,"HCS00738","湖南依微迪医疗器械有限公司","湖南依微迪医疗器械有限公司"]
["003625259823275","00362525","C01060702000000054000000634","湘械注准20212140399","胆道引流导管及附件","YL-G0821-131","YL-G0821-131",null,null,"HCS00738","湖南依微迪医疗器械有限公司","湖南依微迪医疗器械有限公司"]
["003625259823276","00362525","C01060702000000054000000621","湘械注准20212140399","胆道引流导管及附件","YL-G0822-022","YL-G0822-022",null,null,"HCS00738","湖南依微迪医疗器械有限公司","湖南依微迪医疗器械有限公司"]
["003625259823277","00362525","C01060702000000054000000664","湘械注准20212140399","胆道引流导管及附件","YL-G0821-095","YL-G0821-095",null,null,"HCS00738","湖南依微迪医疗器械有限公司","湖南依微迪医疗器械有限公司"]
["003625259823278","00362525","C01060702000000054000000523","湘械注准20212140399","胆道引流导管及附件","YL-G0621-001","YL-G0621-001",null,null,"HCS00738","湖南依微迪医疗器械有限公司","湖南依微迪医疗器械有限公司"]
["003625259823279","00362525","C01060702000000054000000614","湘械注准20212140399","胆道引流导管及附件","YL-G0721-017","YL-G0721-017",null,null,"HCS00738","湖南依微迪医疗器械有限公司","湖南依微迪医疗器械有限公司"]
["003625259823280","00362525","C01060702000000054000000596","湘械注准20212140399","胆道引流导管及附件","YL-G0721-149","YL-G0721-149",null,null,"HCS00738","湖南依微迪医疗器械有限公司","湖南依微迪医疗器械有限公司"]
["003625259823281","00362525","C01060702000000054000000576","湘械注准20212140399","胆道引流导管及附件","YL-G0622-038","YL-G0622-038",null,null,"HCS00738","湖南依微迪医疗器械有限公司","湖南依微迪医疗器械有限公司"]
["004139229822719","00413922","C01021300400002054000000275","湘械注准20252140361","经皮介入导管","CS1125A162","CS1125A162",null,null,"HCS00738","湖南依微迪医疗器械有限公司","湖南依微迪医疗器械有限公司"]
["004139229822720","00413922","C01021300400002054000000248","湘械注准20252140361","经皮介入导管","CS1015B051","CS1015B051",null,null,"HCS00738","湖南依微迪医疗器械有限公司","湖南依微迪医疗器械有限公司"]
["004139229822756","00413922","C01021300400002054000000317","湘械注准20252140361","经皮介入导管","CS1225B120","CS1225B120",null,null,"HCS00738","湖南依微迪医疗器械有限公司","湖南依微迪医疗器械有限公司"]
["004139229822757","00413922","C01021300400002054000000296","湘械注准20252140361","经皮介入导管","CS0940A290","CS0940A290",null,null,"HCS00738","湖南依微迪医疗器械有限公司","湖南依微迪医疗器械有限公司"]
["004139229822758","00413922","C01021300400002054000000290","湘械注准20252140361","经皮介入导管","CS1225B056","CS1225B056",null,null,"HCS00738","湖南依微迪医疗器械有限公司","湖南依微迪医疗器械有限公司"]
["004139229822759","00413922","C01021300400002054000000249","湘械注准20252140361","经皮介入导管","CS1125B115","CS1125B115",null,null,"HCS00738","湖南依微迪医疗器械有限公司","湖南依微迪医疗器械有限公司"]
["004139229822760","00413922","C01021300400002054000000235","湘械注准20252140361","经皮介入导管","CS1415B163","CS1415B163",null,null,"HCS00738","湖南依微迪医疗器械有限公司","湖南依微迪医疗器械有限公司"]
["003625239823282","00362523","C01060303501001054000001506","湘械注准20212140399","胆道引流导管及附件","YL-G0621-171","YL-G0621-171",null,null,"HCS00738","湖南依微迪医疗器械有限公司","湖南依微迪医疗器械有限公司"]
["003625239823283","00362523","C01060303501001054000001505","湘械注准20212140399","胆道引流导管及附件","YL-G0622-170","YL-G0622-170",null,null,"HCS00738","湖南依微迪医疗器械有限公司","湖南依微迪医疗器械有限公司"]
["003625239823284","00362523","C01060303501001054000001507","湘械注准20212140399","胆道引流导管及附件","YL-G0622-172","YL-G0622-172",null,null,"HCS00738","湖南依微迪医疗器械有限公司","湖南依微迪医疗器械有限公司"]
["003625239823285","00362523","C01060303501001054000001504","湘械注准20212140399","胆道引流导管及附件","YL-G0621-169","YL-G0621-169",null,null,"HCS00738","湖南依微迪医疗器械有限公司","湖南依微迪医疗器械有限公司"]
["003625239756478","00362523","C01060303501001054000001253","湘械注准20212140399","胆道引流导管及附件","YL-F0620-007","YL-F0620-007",null,null,"HCS00738","湖南依微迪医疗器械有限公司","湖南依微迪医疗器械有限公司"]
["003625239756479","00362523","C01060303501001054000001326","湘械注准20212140399","胆道引流导管及附件","YL-F1420-265","YL-F1420-265",null,null,"HCS00738","湖南依微迪医疗器械有限公司","湖南依微迪医疗器械有限公司"]
["003079619787891","00307961","C14171400000000055870000280","鄂械注准20172142315","一次性使用引流管","采样瓶","配件采样瓶",null,null,"HCS00892","武汉君安友联医疗科技有限责任公司"]
["003987129770593","00398712","C07030114000001107790000404","粤械注准20192170539","机用根管锉","X-BLUE 25/.06 21","X-BLUE 25/.06 21",null,null,"HCS00825","深圳速航科技股份有限公司","深圳速航科技股份有限公司"]
["003987129770594","00398712","C07030114000001107790000405","粤械注准20192170539","机用根管锉","X-BLUE 30/.07 21","X-BLUE 30/.07 21",null,null,"HCS00825","深圳速航科技股份有限公司","深圳速航科技股份有限公司"]
["003987129770595","00398712","C07030114000001107790000406","粤械注准20192170539","机用根管锉","X-BLUE 40/.06 21","X-BLUE 40/.06 21",null,null,"HCS00825","深圳速航科技股份有限公司","深圳速航科技股份有限公司"]
["003103979810615","00310397","C01060303501002061900000060","京械注准20172140521","一次性使用引流导管及附件","D-S210730","D-S210730",null,null,"HCS00788","德迈特医学技术（北京）有限公司"]
["003103979810616","00310397","C01060303501002061900000064","京械注准20172140521","一次性使用引流导管及附件","D-S210630","D-S210630",null,null,"HCS00788","德迈特医学技术（北京）有限公司"]
["003103979810617","00310397","C01060303501002061900000063","京械注准20172140521","一次性使用引流导管及附件","D-S211430","D-S211430",null,null,"HCS00788","德迈特医学技术（北京）有限公司"]
["003103979810618","00310397","C01060303501002061900000058","京械注准20172140521","一次性使用引流导管及附件","D-S211230","D-S211230",null,null,"HCS00788","德迈特医学技术（北京）有限公司"]
["003103979810619","00310397","C01060303501002061900000062","京械注准20172140521","一次性使用引流导管及附件","D-S211030","D-S211030",null,null,"HCS00788","德迈特医学技术（北京）有限公司"]
["003103979810620","00310397","C01060303501002061900000059","京械注准20172140521","一次性使用引流导管及附件","D-S210830","D-S210830",null,null,"HCS00788","德迈特医学技术（北京）有限公司"]
["003103979810621","00310397","C01060303501002061900000065","京械注准20172140521","一次性使用引流导管及附件","D-S211630","D-S211630",null,null,"HCS00788","德迈特医学技术（北京）有限公司"]
["004017679718727","00401767","C14100118900001047400000160","豫械注准20192080668","一次性使用气管插管套件","2.5（普通Ⅳ型）","普通Ⅳ型",null,null,"HCS00819","河南驼人贝斯特医疗器械有限公司","河南驼人贝斯特医疗器械有限公司"]
["004017679718736","00401767","C14100118900001047400000223","豫械注准20192080668","一次性使用气管插管套件","4.0（普通Ⅳ型）","普通Ⅳ型",null,null,"HCS00819","河南驼人贝斯特医疗器械有限公司","河南驼人贝斯特医疗器械有限公司"]
["004017679798460","00401767","C14100118900001047400001207","豫械注准20192080668","一次性使用气管插管套件","5.5（超滑加强Ⅲ型）","超滑加强Ⅲ型",null,null,"HCS00819","河南驼人贝斯特医疗器械有限公司","河南驼人贝斯特医疗器械有限公司"]
["004017679798461","00401767","C14100118900001047400000126","豫械注准20192080668","一次性使用气管插管套件","4.0（超滑加强Ⅲ型）","超滑加强Ⅲ型",null,null,"HCS00819","河南驼人贝斯特医疗器械有限公司","河南驼人贝斯特医疗器械有限公司"]
["004017679798462","00401767","C14100118900001047400001215","豫械注准20192080668","一次性使用气管插管套件","3.5（超滑加强Ⅲ型）","超滑加强Ⅲ型",null,null,"HCS00819","河南驼人贝斯特医疗器械有限公司","河南驼人贝斯特医疗器械有限公司"]
["004017679798463","00401767","C14100118900001047400000405","豫械注准20192080668","一次性使用气管插管套件","9.0（超滑加强Ⅲ型）","超滑加强Ⅲ型",null,null,"HCS00819","河南驼人贝斯特医疗器械有限公司","河南驼人贝斯特医疗器械有限公司"]
["004017679798464","00401767","C14100118900001047400001219","豫械注准20192080668","一次性使用气管插管套件","6.5（超滑加强Ⅲ型）","超滑加强Ⅲ型",null,null,"HCS00819","河南驼人贝斯特医疗器械有限公司","河南驼人贝斯特医疗器械有限公司"]
["004017679798465","00401767","C14100118900001047400000521","豫械注准20192080668","一次性使用气管插管套件","3.0（超滑加强Ⅲ型）","超滑加强Ⅲ型",null,null,"HCS00819","河南驼人贝斯特医疗器械有限公司","河南驼人贝斯特医疗器械有限公司"]
["004017679798466","00401767","C14100118900001047400000347","豫械注准20192080668","一次性使用气管插管套件","2.0（超滑加强Ⅲ型）","超滑加强Ⅲ型",null,null,"HCS00819","河南驼人贝斯特医疗器械有限公司","河南驼人贝斯特医疗器械有限公司"]
["004017679798467","00401767","C14100118900001047400000214","豫械注准20192080668","一次性使用气管插管套件","10.0（超滑加强Ⅲ型）","超滑加强Ⅲ型",null,null,"HCS00819","河南驼人贝斯特医疗器械有限公司","河南驼人贝斯特医疗器械有限公司"]
["004017679798468","00401767","C14100118900001047400000174","豫械注准20192080668","一次性使用气管插管套件","6.0（超滑加强Ⅲ型）","超滑加强Ⅲ型",null,null,"HCS00819","河南驼人贝斯特医疗器械有限公司","河南驼人贝斯特医疗器械有限公司"]
["004017679798541","00401767","C14100118900001047400000095","豫械注准20192080668","一次性使用气管插管套件","3.5（超滑普通Ⅳ型）","超滑普通Ⅳ型",null,null,"HCS00819","河南驼人贝斯特医疗器械有限公司","河南驼人贝斯特医疗器械有限公司"]
["004017679798542","00401767","C14100118900001047400000445","豫械注准20192080668","一次性使用气管插管套件","7.5（超滑普通Ⅳ型）","超滑普通Ⅳ型",null,null,"HCS00819","河南驼人贝斯特医疗器械有限公司","河南驼人贝斯特医疗器械有限公司"]
["004017679798543","00401767","C14100118900001047400000365","豫械注准20192080668","一次性使用气管插管套件","5.5（超滑普通Ⅳ型）","超滑普通Ⅳ型",null,null,"HCS00819","河南驼人贝斯特医疗器械有限公司","河南驼人贝斯特医疗器械有限公司"]
["004017679798544","00401767","C14100118900001047400000428","豫械注准20192080668","一次性使用气管插管套件","6.0（超滑普通Ⅳ型）","超滑普通Ⅳ型",null,null,"HCS00819","河南驼人贝斯特医疗器械有限公司","河南驼人贝斯特医疗器械有限公司"]
["004017679798545","00401767","C14100118900001047400000081","豫械注准20192080668","一次性使用气管插管套件","10.5（超滑普通Ⅳ型）","超滑普通Ⅳ型",null,null,"HCS00819","河南驼人贝斯特医疗器械有限公司","河南驼人贝斯特医疗器械有限公司"]
["004017679798546","00401767","C14100118900001047400000219","豫械注准20192080668","一次性使用气管插管套件","4.5（超滑普通Ⅳ型）","超滑普通Ⅳ型",null,null,"HCS00819","河南驼人贝斯特医疗器械有限公司","河南驼人贝斯特医疗器械有限公司"]
["004017679798547","00401767","C14100118900001047400000201","豫械注准20192080668","一次性使用气管插管套件","10.0（超滑普通Ⅳ型）","超滑普通Ⅳ型",null,null,"HCS00819","河南驼人贝斯特医疗器械有限公司","河南驼人贝斯特医疗器械有限公司"]
["004017679798548","00401767","C14100118900001047400000165","豫械注准20192080668","一次性使用气管插管套件","8.0（超滑普通Ⅳ型）","超滑普通Ⅳ型",null,null,"HCS00819","河南驼人贝斯特医疗器械有限公司","河南驼人贝斯特医疗器械有限公司"]
["004017679798549","00401767","C14100118900001047400000141","豫械注准20192080668","一次性使用气管插管套件","2.5（超滑普通Ⅳ型）","超滑普通Ⅳ型",null,null,"HCS00819","河南驼人贝斯特医疗器械有限公司","河南驼人贝斯特医疗器械有限公司"]
["004017679798630","00401767","C14100118900001047400000350","豫械注准20192080668","一次性使用气管插管套件","3.0（超滑普通Ⅴ型）","超滑普通Ⅴ型",null,null,"HCS00819","河南驼人贝斯特医疗器械有限公司","河南驼人贝斯特医疗器械有限公司"]
["004017679798631","00401767","C14100118900001047400000086","豫械注准20192080668","一次性使用气管插管套件","9.5（超滑普通Ⅴ型）","超滑普通Ⅴ型",null,null,"HCS00819","河南驼人贝斯特医疗器械有限公司","河南驼人贝斯特医疗器械有限公司"]
["004017679798632","00401767","C14100118900001047400000276","豫械注准20192080668","一次性使用气管插管套件","6.5（超滑普通Ⅴ型）","超滑普通Ⅴ型",null,null,"HCS00819","河南驼人贝斯特医疗器械有限公司","河南驼人贝斯特医疗器械有限公司"]
["004017679798633","00401767","C14100118900001047400000501","豫械注准20192080668","一次性使用气管插管套件","8.5（超滑普通Ⅴ型）","超滑普通Ⅴ型",null,null,"HCS00819","河南驼人贝斯特医疗器械有限公司","河南驼人贝斯特医疗器械有限公司"]
["004017679798634","00401767","C14100118900001047400000096","豫械注准20192080668","一次性使用气管插管套件","9.0（超滑普通Ⅴ型）","超滑普通Ⅴ型",null,null,"HCS00819","河南驼人贝斯特医疗器械有限公司","河南驼人贝斯特医疗器械有限公司"]
["004017679798635","00401767","C14100118900001047400000376","豫械注准20192080668","一次性使用气管插管套件","5.5（超滑普通Ⅴ型）","超滑普通Ⅴ型",null,null,"HCS00819","河南驼人贝斯特医疗器械有限公司","河南驼人贝斯特医疗器械有限公司"]
["004017679798636","00401767","C14100118900001047400000310","豫械注准20192080668","一次性使用气管插管套件","10.0（超滑普通Ⅴ型）","超滑普通Ⅴ型",null,null,"HCS00819","河南驼人贝斯特医疗器械有限公司","河南驼人贝斯特医疗器械有限公司"]
["004017679798637","00401767","C14100118900001047400000513","豫械注准20192080668","一次性使用气管插管套件","11.0（超滑普通Ⅴ型）","超滑普通Ⅴ型",null,null,"HCS00819","河南驼人贝斯特医疗器械有限公司","河南驼人贝斯特医疗器械有限公司"]
["004017679798638","00401767","C14100118900001047400000335","豫械注准20192080668","一次性使用气管插管套件","7.5（超滑普通Ⅴ型）","超滑普通Ⅴ型",null,null,"HCS00819","河南驼人贝斯特医疗器械有限公司","河南驼人贝斯特医疗器械有限公司"]
["004017679798639","00401767","C14100118900001047400000237","豫械注准20192080668","一次性使用气管插管套件","3.5（超滑普通Ⅴ型）","超滑普通Ⅴ型",null,null,"HCS00819","河南驼人贝斯特医疗器械有限公司","河南驼人贝斯特医疗器械有限公司"]
["004017679798831","00401767","C14100118900001047400000352","豫械注准20192080668","一次性使用气管插管套件","8.5（超滑普通Ⅵ型）","超滑普通Ⅵ型",null,null,"HCS00819","河南驼人贝斯特医疗器械有限公司","河南驼人贝斯特医疗器械有限公司"]
["004017679798832","00401767","C14100118900001047400000472","豫械注准20192080668","一次性使用气管插管套件","6.0（超滑普通Ⅶ型）","超滑普通Ⅶ型",null,null,"HCS00819","河南驼人贝斯特医疗器械有限公司","河南驼人贝斯特医疗器械有限公司"]
["004017679798833","00401767","C14100118900001047400000416","豫械注准20192080668","一次性使用气管插管套件","7.5（超滑普通Ⅵ型）","超滑普通Ⅵ型",null,null,"HCS00819","河南驼人贝斯特医疗器械有限公司","河南驼人贝斯特医疗器械有限公司"]
["004017679798834","00401767","C14100118900001047400000469","豫械注准20192080668","一次性使用气管插管套件","8.0（超滑普通Ⅶ型）","超滑普通Ⅶ型",null,null,"HCS00819","河南驼人贝斯特医疗器械有限公司","河南驼人贝斯特医疗器械有限公司"]
["004017679798835","00401767","C14100118900001047400000242","豫械注准20192080668","一次性使用气管插管套件","8.0（超滑普通Ⅷ型）","超滑普通Ⅷ型",null,null,"HCS00819","河南驼人贝斯特医疗器械有限公司","河南驼人贝斯特医疗器械有限公司"]
["004017679798836","00401767","C14100118900001047400001228","豫械注准20192080668","一次性使用气管插管套件","5.5（超滑普通Ⅷ型）","超滑普通Ⅷ型",null,null,"HCS00819","河南驼人贝斯特医疗器械有限公司","河南驼人贝斯特医疗器械有限公司"]
["004017679798837","00401767","C14100118900001047400000493","豫械注准20192080668","一次性使用气管插管套件","7.0（超滑普通Ⅵ型）","超滑普通Ⅵ型",null,null,"HCS00819","河南驼人贝斯特医疗器械有限公司","河南驼人贝斯特医疗器械有限公司"]
["004017679798838","00401767","C14100118900001047400000232","豫械注准20192080668","一次性使用气管插管套件","6.5（超滑加强Ⅷ型）","超滑加强Ⅷ型",null,null,"HCS00819","河南驼人贝斯特医疗器械有限公司","河南驼人贝斯特医疗器械有限公司"]
["004017679798839","00401767","C14100118900001047400000190","豫械注准20192080668","一次性使用气管插管套件","5.5（超滑加强Ⅷ型）","超滑加强Ⅷ型",null,null,"HCS00819","河南驼人贝斯特医疗器械有限公司","河南驼人贝斯特医疗器械有限公司"]
["004017679798840","00401767","C14100118900001047400000588","豫械注准20192080668","一次性使用气管插管套件","3.5（超滑加强Ⅵ型）","超滑加强Ⅵ型",null,null,"HCS00819","河南驼人贝斯特医疗器械有限公司","河南驼人贝斯特医疗器械有限公司"]
["004017679798344","00401767","C14100118900001047400000387","豫械注准20192080668","一次性使用气管插管套件","11.0（超滑普通Ⅰ型）","超滑普通Ⅰ型",null,null,"HCS00819","河南驼人贝斯特医疗器械有限公司","河南驼人贝斯特医疗器械有限公司"]
["004017679798345","00401767","C14100118900001047400000550","豫械注准20192080668","一次性使用气管插管套件","5.0（超滑普通Ⅰ型）","超滑普通Ⅰ型",null,null,"HCS00819","河南驼人贝斯特医疗器械有限公司","河南驼人贝斯特医疗器械有限公司"]
["004017679798346","00401767","C14100118900001047400000599","豫械注准20192080668","一次性使用气管插管套件","3.5（超滑普通Ⅰ型）","超滑普通Ⅰ型",null,null,"HCS00819","河南驼人贝斯特医疗器械有限公司","河南驼人贝斯特医疗器械有限公司"]
["004017679798347","00401767","C14100118900001047400000235","豫械注准20192080668","一次性使用气管插管套件","6.0（超滑普通Ⅰ型）","超滑普通Ⅰ型",null,null,"HCS00819","河南驼人贝斯特医疗器械有限公司","河南驼人贝斯特医疗器械有限公司"]
["004017679798348","00401767","C14100118900001047400000378","豫械注准20192080668","一次性使用气管插管套件","9.0（超滑普通Ⅰ型）","超滑普通Ⅰ型",null,null,"HCS00819","河南驼人贝斯特医疗器械有限公司","河南驼人贝斯特医疗器械有限公司"]
["004017679798349","00401767","C14100118900001047400000098","豫械注准20192080668","一次性使用气管插管套件","5.5（超滑普通Ⅰ型）","超滑普通Ⅰ型",null,null,"HCS00819","河南驼人贝斯特医疗器械有限公司","河南驼人贝斯特医疗器械有限公司"]
["004017679798350","00401767","C14100118900001047400000121","豫械注准20192080668","一次性使用气管插管套件","8.0（超滑普通Ⅰ型）","超滑普通Ⅰ型",null,null,"HCS00819","河南驼人贝斯特医疗器械有限公司","河南驼人贝斯特医疗器械有限公司"]
["004017679798351","00401767","C14100118900001047400000336","豫械注准20192080668","一次性使用气管插管套件","6.5（超滑普通Ⅰ型）","超滑普通Ⅰ型",null,null,"HCS00819","河南驼人贝斯特医疗器械有限公司","河南驼人贝斯特医疗器械有限公司"]
["004017679798352","00401767","C14100118900001047400000602","豫械注准20192080668","一次性使用气管插管套件","2.0（超滑普通Ⅰ型）","超滑普通Ⅰ型",null,null,"HCS00819","河南驼人贝斯特医疗器械有限公司","河南驼人贝斯特医疗器械有限公司"]
["004017679798353","00401767","C14100118900001047400000514","豫械注准20192080668","一次性使用气管插管套件","10.5（超滑普通Ⅰ型）","超滑普通Ⅰ型",null,null,"HCS00819","河南驼人贝斯特医疗器械有限公司","河南驼人贝斯特医疗器械有限公司"]
["004017679798354","00401767","C14100118900001047400000516","豫械注准20192080668","一次性使用气管插管套件","4.5（超滑普通Ⅰ型）","超滑普通Ⅰ型",null,null,"HCS00819","河南驼人贝斯特医疗器械有限公司","河南驼人贝斯特医疗器械有限公司"]
["004017679798355","00401767","C14100118900001047400000224","豫械注准20192080668","一次性使用气管插管套件","3.0（超滑普通Ⅰ型）","超滑普通Ⅰ型",null,null,"HCS00819","河南驼人贝斯特医疗器械有限公司","河南驼人贝斯特医疗器械有限公司"]
["004017679798356","00401767","C14100118900001047400000198","豫械注准20192080668","一次性使用气管插管套件","7.0（超滑普通Ⅰ型）","超滑普通Ⅰ型",null,null,"HCS00819","河南驼人贝斯特医疗器械有限公司","河南驼人贝斯特医疗器械有限公司"]
["004017679798357","00401767","C14100118900001047400000311","豫械注准20192080668","一次性使用气管插管套件","4.0（超滑普通Ⅰ型）","超滑普通Ⅰ型",null,null,"HCS00819","河南驼人贝斯特医疗器械有限公司","河南驼人贝斯特医疗器械有限公司"]
["004017679798694","00401767","C14100118900001047400000111","豫械注准20192080668","一次性使用气管插管套件","3.5（超滑加强Ⅴ型）","超滑加强Ⅴ型",null,null,"HCS00819","河南驼人贝斯特医疗器械有限公司","河南驼人贝斯特医疗器械有限公司"]
["004017679798695","00401767","C14100118900001047400000283","豫械注准20192080668","一次性使用气管插管套件","8.5（超滑加强Ⅴ型）","超滑加强Ⅴ型",null,null,"HCS00819","河南驼人贝斯特医疗器械有限公司","河南驼人贝斯特医疗器械有限公司"]
["004017679798696","00401767","C14100118900001047400000398","豫械注准20192080668","一次性使用气管插管套件","4.5（超滑加强Ⅴ型）","超滑加强Ⅴ型",null,null,"HCS00819","河南驼人贝斯特医疗器械有限公司","河南驼人贝斯特医疗器械有限公司"]
["004017679798697","00401767","C14100118900001047400000444","豫械注准20192080668","一次性使用气管插管套件","5.5（超滑加强Ⅴ型）","超滑加强Ⅴ型",null,null,"HCS00819","河南驼人贝斯特医疗器械有限公司","河南驼人贝斯特医疗器械有限公司"]
["004017679798698","00401767","C14100118900001047400000482","豫械注准20192080668","一次性使用气管插管套件","5.0（超滑加强Ⅴ型）","超滑加强Ⅴ型",null,null,"HCS00819","河南驼人贝斯特医疗器械有限公司","河南驼人贝斯特医疗器械有限公司"]
["004017679798699","00401767","C14100118900001047400000357","豫械注准20192080668","一次性使用气管插管套件","3.0（超滑加强Ⅴ型）","超滑加强Ⅴ型",null,null,"HCS00819","河南驼人贝斯特医疗器械有限公司","河南驼人贝斯特医疗器械有限公司"]
["004017679798700","00401767","C14100118900001047400000303","豫械注准20192080668","一次性使用气管插管套件","4.0（超滑加强Ⅴ型）","超滑加强Ⅴ型",null,null,"HCS00819","河南驼人贝斯特医疗器械有限公司","河南驼人贝斯特医疗器械有限公司"]
["004017679798701","00401767","C14100118900001047400000293","豫械注准20192080668","一次性使用气管插管套件","11.0（超滑加强Ⅴ型）","超滑加强Ⅴ型",null,null,"HCS00819","河南驼人贝斯特医疗器械有限公司","河南驼人贝斯特医疗器械有限公司"]
["004017679798702","00401767","C14100118900001047400001213","豫械注准20192080668","一次性使用气管插管套件","10.5（超滑加强Ⅴ型）","超滑加强Ⅴ型",null,null,"HCS00819","河南驼人贝斯特医疗器械有限公司","河南驼人贝斯特医疗器械有限公司"]
["004017679798703","00401767","C14100118900001047400000182","豫械注准20192080668","一次性使用气管插管套件","8.0（超滑加强Ⅴ型）","超滑加强Ⅴ型",null,null,"HCS00819","河南驼人贝斯特医疗器械有限公司","河南驼人贝斯特医疗器械有限公司"]
["004017679798713","00401767","C14100118900001047400000435","豫械注准20192080668","一次性使用气管插管套件","6.5（超滑加强Ⅴ型）","超滑加强Ⅴ型",null,null,"HCS00819","河南驼人贝斯特医疗器械有限公司","河南驼人贝斯特医疗器械有限公司"]
["004017679798714","00401767","C14100118900001047400001233","豫械注准20192080668","一次性使用气管插管套件","9.5（超滑加强Ⅴ型）","超滑加强Ⅴ型",null,null,"HCS00819","河南驼人贝斯特医疗器械有限公司","河南驼人贝斯特医疗器械有限公司"]
["004017679798715","00401767","C14100118900001047400000199","豫械注准20192080668","一次性使用气管插管套件","7.0（超滑加强Ⅴ型）","超滑加强Ⅴ型",null,null,"HCS00819","河南驼人贝斯特医疗器械有限公司","河南驼人贝斯特医疗器械有限公司"]
["004017679798716","00401767","C14100118900001047400000203","豫械注准20192080668","一次性使用气管插管套件","2.5（超滑加强Ⅴ型）","超滑加强Ⅴ型",null,null,"HCS00819","河南驼人贝斯特医疗器械有限公司","河南驼人贝斯特医疗器械有限公司"]
["004017679798717","00401767","C14100118900001047400000596","豫械注准20192080668","一次性使用气管插管套件","10.0（超滑加强Ⅴ型）","超滑加强Ⅴ型",null,null,"HCS00819","河南驼人贝斯特医疗器械有限公司","河南驼人贝斯特医疗器械有限公司"]
["004017679798718","00401767","C14100118900001047400000508","豫械注准20192080668","一次性使用气管插管套件","9.0（超滑加强Ⅴ型）","超滑加强Ⅴ型",null,null,"HCS00819","河南驼人贝斯特医疗器械有限公司","河南驼人贝斯特医疗器械有限公司"]
["004017679798719","00401767","C14100118900001047400000438","豫械注准20192080668","一次性使用气管插管套件","7.5（超滑加强Ⅴ型）","超滑加强Ⅴ型",null,null,"HCS00819","河南驼人贝斯特医疗器械有限公司","河南驼人贝斯特医疗器械有限公司"]
["004017679798720","00401767","C14100118900001047400000497","豫械注准20192080668","一次性使用气管插管套件","2.0（超滑加强Ⅴ型）","超滑加强Ⅴ型",null,null,"HCS00819","河南驼人贝斯特医疗器械有限公司","河南驼人贝斯特医疗器械有限公司"]
["004017679798721","00401767","C14100118900001047400000085","豫械注准20192080668","一次性使用气管插管套件","6.0（超滑加强Ⅴ型）","超滑加强Ⅴ型",null,null,"HCS00819","河南驼人贝斯特医疗器械有限公司","河南驼人贝斯特医疗器械有限公司"]
["004017679798490","00401767","C14100118900001047400000592","豫械注准20192080668","一次性使用气管插管套件","5.5（超滑普通Ⅲ型）","超滑普通Ⅲ型",null,null,"HCS00819","河南驼人贝斯特医疗器械有限公司","河南驼人贝斯特医疗器械有限公司"]
["004017679798491","00401767","C14100118900001047400000436","豫械注准20192080668","一次性使用气管插管套件","8.0（超滑普通Ⅲ型）","超滑普通Ⅲ型",null,null,"HCS00819","河南驼人贝斯特医疗器械有限公司","河南驼人贝斯特医疗器械有限公司"]
["004017679798492","00401767","C14100118900001047400000479","豫械注准20192080668","一次性使用气管插管套件","9.0（超滑普通Ⅲ型）","超滑普通Ⅲ型",null,null,"HCS00819","河南驼人贝斯特医疗器械有限公司","河南驼人贝斯特医疗器械有限公司"]
["004017679798493","00401767","C14100118900001047400000229","豫械注准20192080668","一次性使用气管插管套件","6.0（超滑普通Ⅲ型）","超滑普通Ⅲ型",null,null,"HCS00819","河南驼人贝斯特医疗器械有限公司","河南驼人贝斯特医疗器械有限公司"]
["004017679798494","00401767","C14100118900001047400000339","豫械注准20192080668","一次性使用气管插管套件","2.5（超滑普通Ⅲ型）","超滑普通Ⅲ型",null,null,"HCS00819","河南驼人贝斯特医疗器械有限公司","河南驼人贝斯特医疗器械有限公司"]
["004017679798495","00401767","C14100118900001047400000507","豫械注准20192080668","一次性使用气管插管套件","10.0（超滑普通Ⅲ型）","超滑普通Ⅲ型",null,null,"HCS00819","河南驼人贝斯特医疗器械有限公司","河南驼人贝斯特医疗器械有限公司"]
["004017679798496","00401767","C14100118900001047400000262","豫械注准20192080668","一次性使用气管插管套件","3.0（超滑普通Ⅲ型）","超滑普通Ⅲ型",null,null,"HCS00819","河南驼人贝斯特医疗器械有限公司","河南驼人贝斯特医疗器械有限公司"]
["004017679798497","00401767","C14100118900001047400000184","豫械注准20192080668","一次性使用气管插管套件","11.0（超滑普通Ⅲ型）","超滑普通Ⅲ型",null,null,"HCS00819","河南驼人贝斯特医疗器械有限公司","河南驼人贝斯特医疗器械有限公司"]
["004017679798498","00401767","C14100118900001047400000530","豫械注准20192080668","一次性使用气管插管套件","5.0（超滑普通Ⅲ型）","超滑普通Ⅲ型",null,null,"HCS00819","河南驼人贝斯特医疗器械有限公司","河南驼人贝斯特医疗器械有限公司"]
["004017679798604","00401767","C14100118900001047400000425","豫械注准20192080668","一次性使用气管插管套件","7.5（超滑加强Ⅳ型）","超滑加强Ⅳ型",null,null,"HCS00819","河南驼人贝斯特医疗器械有限公司","河南驼人贝斯特医疗器械有限公司"]
["004017679798605","00401767","C14100118900001047400000321","豫械注准20192080668","一次性使用气管插管套件","3.5（超滑加强Ⅳ型）","超滑加强Ⅳ型",null,null,"HCS00819","河南驼人贝斯特医疗器械有限公司","河南驼人贝斯特医疗器械有限公司"]
["004017679798606","00401767","C14100118900001047400000613","豫械注准20192080668","一次性使用气管插管套件","9.5（超滑加强Ⅳ型）","超滑加强Ⅳ型",null,null,"HCS00819","河南驼人贝斯特医疗器械有限公司","河南驼人贝斯特医疗器械有限公司"]
["004017679798607","00401767","C14100118900001047400000603","豫械注准20192080668","一次性使用气管插管套件","6.0（超滑加强Ⅳ型）","超滑加强Ⅳ型",null,null,"HCS00819","河南驼人贝斯特医疗器械有限公司","河南驼人贝斯特医疗器械有限公司"]
["004017679798608","00401767","C14100118900001047400000609","豫械注准20192080668","一次性使用气管插管套件","7.0（超滑加强Ⅳ型）","超滑加强Ⅳ型",null,null,"HCS00819","河南驼人贝斯特医疗器械有限公司","河南驼人贝斯特医疗器械有限公司"]
["004017679798609","00401767","C14100118900001047400000149","豫械注准20192080668","一次性使用气管插管套件","8.0（超滑加强Ⅳ型）","超滑加强Ⅳ型",null,null,"HCS00819","河南驼人贝斯特医疗器械有限公司","河南驼人贝斯特医疗器械有限公司"]
["004017679798610","00401767","C14100118900001047400000083","豫械注准20192080668","一次性使用气管插管套件","4.0（超滑加强Ⅳ型）","超滑加强Ⅳ型",null,null,"HCS00819","河南驼人贝斯特医疗器械有限公司","河南驼人贝斯特医疗器械有限公司"]
["004017679798611","00401767","C14100118900001047400000455","豫械注准20192080668","一次性使用气管插管套件","9.0（超滑加强Ⅳ型）","超滑加强Ⅳ型",null,null,"HCS00819","河南驼人贝斯特医疗器械有限公司","河南驼人贝斯特医疗器械有限公司"]
["004017679798612","00401767","C14100118900001047400000272","豫械注准20192080668","一次性使用气管插管套件","5.0（超滑加强Ⅳ型）","超滑加强Ⅳ型",null,null,"HCS00819","河南驼人贝斯特医疗器械有限公司","河南驼人贝斯特医疗器械有限公司"]
["004017679798783","00401767","C14100118900001047400000084","豫械注准20192080668","一次性使用气管插管套件","6.0（超滑普通Ⅷ型）","超滑普通Ⅷ型",null,null,"HCS00819","河南驼人贝斯特医疗器械有限公司","河南驼人贝斯特医疗器械有限公司"]
["004017679798784","00401767","C14100118900001047400000534","豫械注准20192080668","一次性使用气管插管套件","9.0（超滑普通Ⅵ型）","超滑普通Ⅵ型",null,null,"HCS00819","河南驼人贝斯特医疗器械有限公司","河南驼人贝斯特医疗器械有限公司"]
["004017679798785","00401767","C14100118900001047400000551","豫械注准20192080668","一次性使用气管插管套件","4.0（超滑加强Ⅶ型）","超滑加强Ⅶ型",null,null,"HCS00819","河南驼人贝斯特医疗器械有限公司","河南驼人贝斯特医疗器械有限公司"]
["004017679798786","00401767","C14100118900001047400000343","豫械注准20192080668","一次性使用气管插管套件","4.0（超滑普通Ⅷ型）","超滑普通Ⅷ型",null,null,"HCS00819","河南驼人贝斯特医疗器械有限公司","河南驼人贝斯特医疗器械有限公司"]
["004017679798787","00401767","C14100118900001047400000375","豫械注准20192080668","一次性使用气管插管套件","5.5（超滑普通Ⅵ型）","超滑普通Ⅵ型",null,null,"HCS00819","河南驼人贝斯特医疗器械有限公司","河南驼人贝斯特医疗器械有限公司"]
["004017679798788","00401767","C14100118900001047400000601","豫械注准20192080668","一次性使用气管插管套件","4.5（超滑普通Ⅶ型）","超滑普通Ⅶ型",null,null,"HCS00819","河南驼人贝斯特医疗器械有限公司","河南驼人贝斯特医疗器械有限公司"]
["004017679798789","00401767","C14100118900001047400000594","豫械注准20192080668","一次性使用气管插管套件","2.0（超滑普通Ⅷ型）","超滑普通Ⅷ型",null,null,"HCS00819","河南驼人贝斯特医疗器械有限公司","河南驼人贝斯特医疗器械有限公司"]
["004017679798790","00401767","C14100118900001047400000600","豫械注准20192080668","一次性使用气管插管套件","4.5（超滑加强Ⅷ型）","超滑加强Ⅷ型",null,null,"HCS00819","河南驼人贝斯特医疗器械有限公司","河南驼人贝斯特医疗器械有限公司"]
["004017679798791","00401767","C14100118900001047400000128","豫械注准20192080668","一次性使用气管插管套件","8.5（超滑加强Ⅵ型）","超滑加强Ⅵ型",null,null,"HCS00819","河南驼人贝斯特医疗器械有限公司","河南驼人贝斯特医疗器械有限公司"]
["004017679798792","00401767","C14100118900001047400000092","豫械注准20192080668","一次性使用气管插管套件","3.0（超滑普通Ⅶ型）","超滑普通Ⅶ型",null,null,"HCS00819","河南驼人贝斯特医疗器械有限公司","河南驼人贝斯特医疗器械有限公司"]
["004017679798976","00401767","C14100118900001047400001231","豫械注准20192080668","一次性使用气管插管套件","9.5（超滑普通Ⅷ型）","超滑普通Ⅷ型",null,null,"HCS00819","河南驼人贝斯特医疗器械有限公司","河南驼人贝斯特医疗器械有限公司"]
["004017679798977","00401767","C14100118900001047400001196","豫械注准20192080668","一次性使用气管插管套件","4.5（超滑普通Ⅷ型）","超滑普通Ⅷ型",null,null,"HCS00819","河南驼人贝斯特医疗器械有限公司","河南驼人贝斯特医疗器械有限公司"]
["004017679798978","00401767","C14100118900001047400000197","豫械注准20192080668","一次性使用气管插管套件","11.0（超滑普通Ⅶ型）","超滑普通Ⅶ型",null,null,"HCS00819","河南驼人贝斯特医疗器械有限公司","河南驼人贝斯特医疗器械有限公司"]
["004017679798979","00401767","C14100118900001047400000176","豫械注准20192080668","一次性使用气管插管套件","3.0（超滑加强Ⅵ型）","超滑加强Ⅵ型",null,null,"HCS00819","河南驼人贝斯特医疗器械有限公司","河南驼人贝斯特医疗器械有限公司"]
["004017679798980","00401767","C14100118900001047400000202","豫械注准20192080668","一次性使用气管插管套件","8.0（超滑加强Ⅵ型）","超滑加强Ⅵ型",null,null,"HCS00819","河南驼人贝斯特医疗器械有限公司","河南驼人贝斯特医疗器械有限公司"]
["004017679798981","00401767","C14100118900001047400000140","豫械注准20192080668","一次性使用气管插管套件","8.0（超滑普通Ⅵ型）","超滑普通Ⅵ型",null,null,"HCS00819","河南驼人贝斯特医疗器械有限公司","河南驼人贝斯特医疗器械有限公司"]
["004017679798982","00401767","C14100118900001047400000200","豫械注准20192080668","一次性使用气管插管套件","3.5（超滑普通Ⅵ型）","超滑普通Ⅵ型",null,null,"HCS00819","河南驼人贝斯特医疗器械有限公司","河南驼人贝斯特医疗器械有限公司"]
["004017679798983","00401767","C14100118900001047400000346","豫械注准20192080668","一次性使用气管插管套件","10.0（超滑普通Ⅷ型）","超滑普通Ⅷ型",null,null,"HCS00819","河南驼人贝斯特医疗器械有限公司","河南驼人贝斯特医疗器械有限公司"]
["004017679798984","00401767","C14100118900001047400000640","豫械注准20192080668","一次性使用气管插管套件","10.5（超滑加强Ⅷ型）","超滑加强Ⅷ型",null,null,"HCS00819","河南驼人贝斯特医疗器械有限公司","河南驼人贝斯特医疗器械有限公司"]
["004017679798985","00401767","C14100118900001047400000103","豫械注准20192080668","一次性使用气管插管套件","7.0（超滑普通Ⅷ型）","超滑普通Ⅷ型",null,null,"HCS00819","河南驼人贝斯特医疗器械有限公司","河南驼人贝斯特医疗器械有限公司"]
["004017679799000","00401767","C14100118900001047400000337","豫械注准20192080668","一次性使用气管插管套件","10.5（超滑加强Ⅶ型）","超滑加强Ⅶ型",null,null,"HCS00819","河南驼人贝斯特医疗器械有限公司","河南驼人贝斯特医疗器械有限公司"]
["004017679799001","00401767","C14100118900001047400000561","豫械注准20192080668","一次性使用气管插管套件","7.0（超滑普通Ⅶ型）","超滑普通Ⅶ型",null,null,"HCS00819","河南驼人贝斯特医疗器械有限公司","河南驼人贝斯特医疗器械有限公司"]
["004017679799002","00401767","C14100118900001047400000320","豫械注准20192080668","一次性使用气管插管套件","9.5（超滑加强Ⅵ型）","超滑加强Ⅵ型",null,null,"HCS00819","河南驼人贝斯特医疗器械有限公司","河南驼人贝斯特医疗器械有限公司"]
["004017679799003","00401767","C14100118900001047400000216","豫械注准20192080668","一次性使用气管插管套件","2.5（超滑加强Ⅷ型）","超滑加强Ⅷ型",null,null,"HCS00819","河南驼人贝斯特医疗器械有限公司","河南驼人贝斯特医疗器械有限公司"]
["004017679799004","00401767","C14100118900001047400000418","豫械注准20192080668","一次性使用气管插管套件","4.5（超滑加强Ⅵ型）","超滑加强Ⅵ型",null,null,"HCS00819","河南驼人贝斯特医疗器械有限公司","河南驼人贝斯特医疗器械有限公司"]
["004017679799005","00401767","C14100118900001047400000183","豫械注准20192080668","一次性使用气管插管套件","5.0（超滑加强Ⅷ型）","超滑加强Ⅷ型",null,null,"HCS00819","河南驼人贝斯特医疗器械有限公司","河南驼人贝斯特医疗器械有限公司"]
["004017679799006","00401767","C14100118900001047400001222","豫械注准20192080668","一次性使用气管插管套件","10.5（超滑普通Ⅷ型）","超滑普通Ⅷ型",null,null,"HCS00819","河南驼人贝斯特医疗器械有限公司","河南驼人贝斯特医疗器械有限公司"]
["004017679799007","00401767","C14100118900001047400000642","豫械注准20192080668","一次性使用气管插管套件","7.5（超滑加强Ⅶ型）","超滑加强Ⅶ型",null,null,"HCS00819","河南驼人贝斯特医疗器械有限公司","河南驼人贝斯特医疗器械有限公司"]
["004017679799008","00401767","C14100118900001047400001225","豫械注准20192080668","一次性使用气管插管套件","7.5（超滑普通Ⅷ型）","超滑普通Ⅷ型",null,null,"HCS00819","河南驼人贝斯特医疗器械有限公司","河南驼人贝斯特医疗器械有限公司"]
["004017679799009","00401767","C14100118900001047400000627","豫械注准20192080668","一次性使用气管插管套件","8.0（超滑加强Ⅷ型）","超滑加强Ⅷ型",null,null,"HCS00819","河南驼人贝斯特医疗器械有限公司","河南驼人贝斯特医疗器械有限公司"]
["004017679799013","00401767","C14100118900001047400001201","豫械注准20192080668","一次性使用气管插管套件","2.5（超滑普通Ⅷ型）","超滑普通Ⅷ型",null,null,"HCS00819","河南驼人贝斯特医疗器械有限公司","河南驼人贝斯特医疗器械有限公司"]
["004017679799014","00401767","C14100118900001047400000123","豫械注准20192080668","一次性使用气管插管套件","8.5（超滑普通Ⅶ型）","超滑普通Ⅶ型",null,null,"HCS00819","河南驼人贝斯特医疗器械有限公司","河南驼人贝斯特医疗器械有限公司"]
["004017679799015","00401767","C14100118900001047400000189","豫械注准20192080668","一次性使用气管插管套件","11.0（超滑加强Ⅷ型）","超滑加强Ⅷ型",null,null,"HCS00819","河南驼人贝斯特医疗器械有限公司","河南驼人贝斯特医疗器械有限公司"]
["004017679799016","00401767","C14100118900001047400000354","豫械注准20192080668","一次性使用气管插管套件","6.0（超滑普通Ⅵ型）","超滑普通Ⅵ型",null,null,"HCS00819","河南驼人贝斯特医疗器械有限公司","河南驼人贝斯特医疗器械有限公司"]
["004017679799017","00401767","C14100118900001047400000358","豫械注准20192080668","一次性使用气管插管套件","2.0（超滑加强Ⅷ型）","超滑加强Ⅷ型",null,null,"HCS00819","河南驼人贝斯特医疗器械有限公司","河南驼人贝斯特医疗器械有限公司"]
["004017679799018","00401767","C14100118900001047400000641","豫械注准20192080668","一次性使用气管插管套件","4.5（超滑加强Ⅶ型）","超滑加强Ⅶ型",null,null,"HCS00819","河南驼人贝斯特医疗器械有限公司","河南驼人贝斯特医疗器械有限公司"]
["004017679799019","00401767","C14100118900001047400000328","豫械注准20192080668","一次性使用气管插管套件","3.5（超滑加强Ⅷ型）","超滑加强Ⅷ型",null,null,"HCS00819","河南驼人贝斯特医疗器械有限公司","河南驼人贝斯特医疗器械有限公司"]
["004017679799020","00401767","C14100118900001047400000517","豫械注准20192080668","一次性使用气管插管套件","10.5（超滑普通Ⅶ型）","超滑普通Ⅶ型",null,null,"HCS00819","河南驼人贝斯特医疗器械有限公司","河南驼人贝斯特医疗器械有限公司"]
["004017679799032","00401767","C14100118900001047400000625","豫械注准20192080668","一次性使用气管插管套件","9.0（超滑加强Ⅷ型）","超滑加强Ⅷ型",null,null,"HCS00819","河南驼人贝斯特医疗器械有限公司","河南驼人贝斯特医疗器械有限公司"]
["004017679799033","00401767","C14100118900001047400001199","豫械注准20192080668","一次性使用气管插管套件","8.5（超滑普通Ⅷ型）","超滑普通Ⅷ型",null,null,"HCS00819","河南驼人贝斯特医疗器械有限公司","河南驼人贝斯特医疗器械有限公司"]
["004017679799034","00401767","C14100118900001047400000540","豫械注准20192080668","一次性使用气管插管套件","10.5（超滑普通Ⅵ型）","超滑普通Ⅵ型",null,null,"HCS00819","河南驼人贝斯特医疗器械有限公司","河南驼人贝斯特医疗器械有限公司"]
["004017679799035","00401767","C14100118900001047400000450","豫械注准20192080668","一次性使用气管插管套件","2.5（超滑加强Ⅶ型）","超滑加强Ⅶ型",null,null,"HCS00819","河南驼人贝斯特医疗器械有限公司","河南驼人贝斯特医疗器械有限公司"]
["004017679799036","00401767","C14100118900001047400000629","豫械注准20192080668","一次性使用气管插管套件","9.5（超滑加强Ⅷ型）","超滑加强Ⅷ型",null,null,"HCS00819","河南驼人贝斯特医疗器械有限公司","河南驼人贝斯特医疗器械有限公司"]
["004017679799037","00401767","C14100118900001047400000264","豫械注准20192080668","一次性使用气管插管套件","4.0（超滑普通Ⅶ型）","超滑普通Ⅶ型",null,null,"HCS00819","河南驼人贝斯特医疗器械有限公司","河南驼人贝斯特医疗器械有限公司"]
["004017679719031","00401767","C14100118900001047400000204","豫械注准20192080668","一次性使用气管插管套件","4.0（加强Ⅵ型）","加强Ⅵ型",null,null,"HCS00819","河南驼人贝斯特医疗器械有限公司","河南驼人贝斯特医疗器械有限公司"]
["004017679719032","00401767","C14100118900001047400000305","豫械注准20192080668","一次性使用气管插管套件","11.0（加强Ⅵ型）","加强Ⅵ型",null,null,"HCS00819","河南驼人贝斯特医疗器械有限公司","河南驼人贝斯特医疗器械有限公司"]
["004017679719030","00401767","C14100118900001047400000460","豫械注准20192080668","一次性使用气管插管套件","6.0（加强Ⅵ型）","加强Ⅵ型",null,null,"HCS00819","河南驼人贝斯特医疗器械有限公司","河南驼人贝斯特医疗器械有限公司"]
["004017679719033","00401767","C14100118900001047400000308","豫械注准20192080668","一次性使用气管插管套件","8.0（加强Ⅵ型）","加强Ⅵ型",null,null,"HCS00819","河南驼人贝斯特医疗器械有限公司","河南驼人贝斯特医疗器械有限公司"]
["004017679719034","00401767","C14100118900001047400000485","豫械注准20192080668","一次性使用气管插管套件","9.5（加强Ⅵ型）","加强Ⅵ型",null,null,"HCS00819","河南驼人贝斯特医疗器械有限公司","河南驼人贝斯特医疗器械有限公司"]
["004017679719036","00401767","C14100118900001047400000177","豫械注准20192080668","一次性使用气管插管套件","6.5（加强Ⅵ型）","加强Ⅵ型",null,null,"HCS00819","河南驼人贝斯特医疗器械有限公司","河南驼人贝斯特医疗器械有限公司"]
["004017679719037","00401767","C14100118900001047400001200","豫械注准20192080668","一次性使用气管插管套件","3.5（加强Ⅵ型）","加强Ⅵ型",null,null,"HCS00819","河南驼人贝斯特医疗器械有限公司","河南驼人贝斯特医疗器械有限公司"]
["004017679719038","00401767","C14100118900001047400001205","豫械注准20192080668","一次性使用气管插管套件","4.5（加强Ⅵ型）","加强Ⅵ型",null,null,"HCS00819","河南驼人贝斯特医疗器械有限公司","河南驼人贝斯特医疗器械有限公司"]
["004017679719039","00401767","C14100118900001047400000255","豫械注准20192080668","一次性使用气管插管套件","10.0（加强Ⅵ型）","加强Ⅵ型",null,null,"HCS00819","河南驼人贝斯特医疗器械有限公司","河南驼人贝斯特医疗器械有限公司"]
["004017679719040","00401767","C14100118900001047400000135","豫械注准20192080668","一次性使用气管插管套件","7.0（加强Ⅵ型）","加强Ⅵ型",null,null,"HCS00819","河南驼人贝斯特医疗器械有限公司","河南驼人贝斯特医疗器械有限公司"]
["004017679719056","00401767","C14100118900001047400000483","豫械注准20192080668","一次性使用气管插管套件","9.0（加强Ⅶ型）","加强Ⅶ型",null,null,"HCS00819","河南驼人贝斯特医疗器械有限公司","河南驼人贝斯特医疗器械有限公司"]
["004017679719057","00401767","C14100118900001047400000411","豫械注准20192080668","一次性使用气管插管套件","10.5（加强Ⅶ型）","加强Ⅶ型",null,null,"HCS00819","河南驼人贝斯特医疗器械有限公司","河南驼人贝斯特医疗器械有限公司"]
["004017679719058","00401767","C14100118900001047400000115","豫械注准20192080668","一次性使用气管插管套件","7.5（加强Ⅶ型）","加强Ⅶ型",null,null,"HCS00819","河南驼人贝斯特医疗器械有限公司","河南驼人贝斯特医疗器械有限公司"]
["004017679719059","00401767","C14100118900001047400001229","豫械注准20192080668","一次性使用气管插管套件","2.5（加强Ⅶ型）","加强Ⅶ型",null,null,"HCS00819","河南驼人贝斯特医疗器械有限公司","河南驼人贝斯特医疗器械有限公司"]
["004017679719060","00401767","C14100118900001047400000207","豫械注准20192080668","一次性使用气管插管套件","10.0（加强Ⅶ型）","加强Ⅶ型",null,null,"HCS00819","河南驼人贝斯特医疗器械有限公司","河南驼人贝斯特医疗器械有限公司"]
["004017679798416","00401767","C14100118900001047400001216","豫械注准20192080668","一次性使用气管插管套件","9.5（超滑普通Ⅱ型）","超滑普通Ⅱ型",null,null,"HCS00819","河南驼人贝斯特医疗器械有限公司","河南驼人贝斯特医疗器械有限公司"]
["004017679798417","00401767","C14100118900001047400000097","豫械注准20192080668","一次性使用气管插管套件","6.5（超滑普通Ⅱ型）","超滑普通Ⅱ型",null,null,"HCS00819","河南驼人贝斯特医疗器械有限公司","河南驼人贝斯特医疗器械有限公司"]
["004017679798418","00401767","C14100118900001047400001203","豫械注准20192080668","一次性使用气管插管套件","10.5（超滑普通Ⅱ型）","超滑普通Ⅱ型",null,null,"HCS00819","河南驼人贝斯特医疗器械有限公司","河南驼人贝斯特医疗器械有限公司"]
["004017679798419","00401767","C14100118900001047400000382","豫械注准20192080668","一次性使用气管插管套件","3.0（超滑普通Ⅱ型）","超滑普通Ⅱ型",null,null,"HCS00819","河南驼人贝斯特医疗器械有限公司","河南驼人贝斯特医疗器械有限公司"]
["004017679798420","00401767","C14100118900001047400001212","豫械注准20192080668","一次性使用气管插管套件","8.5（超滑普通Ⅱ型）","超滑普通Ⅱ型",null,null,"HCS00819","河南驼人贝斯特医疗器械有限公司","河南驼人贝斯特医疗器械有限公司"]
["004017679798421","00401767","C14100118900001047400000496","豫械注准20192080668","一次性使用气管插管套件","5.5（超滑普通Ⅱ型）","超滑普通Ⅱ型",null,null,"HCS00819","河南驼人贝斯特医疗器械有限公司","河南驼人贝斯特医疗器械有限公司"]
["004017679798422","00401767","C14100118900001047400000309","豫械注准20192080668","一次性使用气管插管套件","5.0（超滑普通Ⅱ型）","超滑普通Ⅱ型",null,null,"HCS00819","河南驼人贝斯特医疗器械有限公司","河南驼人贝斯特医疗器械有限公司"]
["004017679798423","00401767","C14100118900001047400000511","豫械注准20192080668","一次性使用气管插管套件","2.5（超滑普通Ⅱ型）","超滑普通Ⅱ型",null,null,"HCS00819","河南驼人贝斯特医疗器械有限公司","河南驼人贝斯特医疗器械有限公司"]
["004017679798424","00401767","C14100118900001047400000249","豫械注准20192080668","一次性使用气管插管套件","9.0（超滑普通Ⅱ型）","超滑普通Ⅱ型",null,null,"HCS00819","河南驼人贝斯特医疗器械有限公司","河南驼人贝斯特医疗器械有限公司"]
["004017679798425","00401767","C14100118900001047400000364","豫械注准20192080668","一次性使用气管插管套件","3.5（超滑普通Ⅱ型）","超滑普通Ⅱ型",null,null,"HCS00819","河南驼人贝斯特医疗器械有限公司","河南驼人贝斯特医疗器械有限公司"]
["004017679798470","00401767","C14100118900001047400000633","豫械注准20192080668","一次性使用气管插管套件","4.0（超滑普通Ⅲ型）","超滑普通Ⅲ型",null,null,"HCS00819","河南驼人贝斯特医疗器械有限公司","河南驼人贝斯特医疗器械有限公司"]
["004017679798471","00401767","C14100118900001047400000480","豫械注准20192080668","一次性使用气管插管套件","6.5（超滑普通Ⅲ型）","超滑普通Ⅲ型",null,null,"HCS00819","河南驼人贝斯特医疗器械有限公司","河南驼人贝斯特医疗器械有限公司"]
["004017679798472","00401767","C14100118900001047400000181","豫械注准20192080668","一次性使用气管插管套件","7.0（超滑普通Ⅲ型）","超滑普通Ⅲ型",null,null,"HCS00819","河南驼人贝斯特医疗器械有限公司","河南驼人贝斯特医疗器械有限公司"]
["004017679798473","00401767","C14100118900001047400000413","豫械注准20192080668","一次性使用气管插管套件","10.5（超滑普通Ⅲ型）","超滑普通Ⅲ型",null,null,"HCS00819","河南驼人贝斯特医疗器械有限公司","河南驼人贝斯特医疗器械有限公司"]
["004017679798474","00401767","C14100118900001047400000541","豫械注准20192080668","一次性使用气管插管套件","7.5（超滑普通Ⅲ型）","超滑普通Ⅲ型",null,null,"HCS00819","河南驼人贝斯特医疗器械有限公司","河南驼人贝斯特医疗器械有限公司"]
["004017679798475","00401767","C14100118900001047400000361","豫械注准20192080668","一次性使用气管插管套件","4.5（超滑普通Ⅲ型）","超滑普通Ⅲ型",null,null,"HCS00819","河南驼人贝斯特医疗器械有限公司","河南驼人贝斯特医疗器械有限公司"]
["004017679798476","00401767","C14100118900001047400000499","豫械注准20192080668","一次性使用气管插管套件","3.5（超滑普通Ⅲ型）","超滑普通Ⅲ型",null,null,"HCS00819","河南驼人贝斯特医疗器械有限公司","河南驼人贝斯特医疗器械有限公司"]
["004017679798477","00401767","C14100118900001047400000082","豫械注准20192080668","一次性使用气管插管套件","2.0（超滑普通Ⅲ型）","超滑普通Ⅲ型",null,null,"HCS00819","河南驼人贝斯特医疗器械有限公司","河南驼人贝斯特医疗器械有限公司"]
["004017679798478","00401767","C14100118900001047400000420","豫械注准20192080668","一次性使用气管插管套件","9.5（超滑普通Ⅲ型）","超滑普通Ⅲ型",null,null,"HCS00819","河南驼人贝斯特医疗器械有限公司","河南驼人贝斯特医疗器械有限公司"]
["004017679798479","00401767","C14100118900001047400000268","豫械注准20192080668","一次性使用气管插管套件","8.5（超滑普通Ⅲ型）","超滑普通Ⅲ型",null,null,"HCS00819","河南驼人贝斯特医疗器械有限公司","河南驼人贝斯特医疗器械有限公司"]
["004017679798909","00401767","C14100118900001047400000377","豫械注准20192080668","一次性使用气管插管套件","2.0（超滑普通Ⅶ型）","超滑普通Ⅶ型",null,null,"HCS00819","河南驼人贝斯特医疗器械有限公司","河南驼人贝斯特医疗器械有限公司"]
["004017679798910","00401767","C14100118900001047400000546","豫械注准20192080668","一次性使用气管插管套件","5.5（超滑加强Ⅶ型）","超滑加强Ⅶ型",null,null,"HCS00819","河南驼人贝斯特医疗器械有限公司","河南驼人贝斯特医疗器械有限公司"]
["004017679798911","00401767","C14100118900001047400000299","豫械注准20192080668","一次性使用气管插管套件","6.5（超滑普通Ⅶ型）","超滑普通Ⅶ型",null,null,"HCS00819","河南驼人贝斯特医疗器械有限公司","河南驼人贝斯特医疗器械有限公司"]
["004017679798912","00401767","C14100118900001047400000557","豫械注准20192080668","一次性使用气管插管套件","5.0（超滑普通Ⅶ型）","超滑普通Ⅶ型",null,null,"HCS00819","河南驼人贝斯特医疗器械有限公司","河南驼人贝斯特医疗器械有限公司"]
["004017679798913","00401767","C14100118900001047400000287","豫械注准20192080668","一次性使用气管插管套件","6.5（超滑加强Ⅶ型）","超滑加强Ⅶ型",null,null,"HCS00819","河南驼人贝斯特医疗器械有限公司","河南驼人贝斯特医疗器械有限公司"]
["004017679798914","00401767","C14100118900001047400000462","豫械注准20192080668","一次性使用气管插管套件","6.5（超滑普通Ⅵ型）","超滑普通Ⅵ型",null,null,"HCS00819","河南驼人贝斯特医疗器械有限公司","河南驼人贝斯特医疗器械有限公司"]
["004017679798915","00401767","C14100118900001047400000342","豫械注准20192080668","一次性使用气管插管套件","6.5（超滑加强Ⅵ型）","超滑加强Ⅵ型",null,null,"HCS00819","河南驼人贝斯特医疗器械有限公司","河南驼人贝斯特医疗器械有限公司"]
["004017679798916","00401767","C14100118900001047400000163","豫械注准20192080668","一次性使用气管插管套件","9.0（超滑加强Ⅶ型）","超滑加强Ⅶ型",null,null,"HCS00819","河南驼人贝斯特医疗器械有限公司","河南驼人贝斯特医疗器械有限公司"]
["004017679798917","00401767","C14100118900001047400000631","豫械注准20192080668","一次性使用气管插管套件","3.5（超滑加强Ⅶ型）","超滑加强Ⅶ型",null,null,"HCS00819","河南驼人贝斯特医疗器械有限公司","河南驼人贝斯特医疗器械有限公司"]
["004017679798918","00401767","C14100118900001047400000209","豫械注准20192080668","一次性使用气管插管套件","11.0（超滑普通Ⅷ型）","超滑普通Ⅷ型",null,null,"HCS00819","河南驼人贝斯特医疗器械有限公司","河南驼人贝斯特医疗器械有限公司"]
["004017679718750","00401767","C14100118900001047400000367","豫械注准20192080668","一次性使用气管插管套件","6.0（普通Ⅳ型）","普通Ⅳ型",null,null,"HCS00819","河南驼人贝斯特医疗器械有限公司","河南驼人贝斯特医疗器械有限公司"]
["004017679718752","00401767","C14100118900001047400001236","豫械注准20192080668","一次性使用气管插管套件","6.5（普通Ⅳ型）","普通Ⅳ型",null,null,"HCS00819","河南驼人贝斯特医疗器械有限公司","河南驼人贝斯特医疗器械有限公司"]
["004017679718875","00401767","C14100118900001047400000221","豫械注准20192080668","一次性使用气管插管套件","4.5（普通Ⅵ型）","普通Ⅵ型",null,null,"HCS00819","河南驼人贝斯特医疗器械有限公司","河南驼人贝斯特医疗器械有限公司"]
["004017679718876","00401767","C14100118900001047400000504","豫械注准20192080668","一次性使用气管插管套件","5.5（普通Ⅵ型）","普通Ⅵ型",null,null,"HCS00819","河南驼人贝斯特医疗器械有限公司","河南驼人贝斯特医疗器械有限公司"]
["004017679718877","00401767","C14100118900001047400000313","豫械注准20192080668","一次性使用气管插管套件","8.0（普通Ⅵ型）","普通Ⅵ型",null,null,"HCS00819","河南驼人贝斯特医疗器械有限公司","河南驼人贝斯特医疗器械有限公司"]
["004017679718878","00401767","C14100118900001047400000212","豫械注准20192080668","一次性使用气管插管套件","6.5（普通Ⅵ型）","普通Ⅵ型",null,null,"HCS00819","河南驼人贝斯特医疗器械有限公司","河南驼人贝斯特医疗器械有限公司"]
["004017679718879","00401767","C14100118900001047400000187","豫械注准20192080668","一次性使用气管插管套件","6.0（普通Ⅵ型）","普通Ⅵ型",null,null,"HCS00819","河南驼人贝斯特医疗器械有限公司","河南驼人贝斯特医疗器械有限公司"]
["004017679718880","00401767","C14100118900001047400000331","豫械注准20192080668","一次性使用气管插管套件","10.5（普通Ⅵ型）","普通Ⅵ型",null,null,"HCS00819","河南驼人贝斯特医疗器械有限公司","河南驼人贝斯特医疗器械有限公司"]
["004017679718881","00401767","C14100118900001047400000089","豫械注准20192080668","一次性使用气管插管套件","7.5（普通Ⅵ型）","普通Ⅵ型",null,null,"HCS00819","河南驼人贝斯特医疗器械有限公司","河南驼人贝斯特医疗器械有限公司"]
["004017679718882","00401767","C14100118900001047400000295","豫械注准20192080668","一次性使用气管插管套件","9.0（普通Ⅵ型）","普通Ⅵ型",null,null,"HCS00819","河南驼人贝斯特医疗器械有限公司","河南驼人贝斯特医疗器械有限公司"]
["004017679718883","00401767","C14100118900001047400000157","豫械注准20192080668","一次性使用气管插管套件","9.5（普通Ⅵ型）","普通Ⅵ型",null,null,"HCS00819","河南驼人贝斯特医疗器械有限公司","河南驼人贝斯特医疗器械有限公司"]
["004017679718884","00401767","C14100118900001047400000161","豫械注准20192080668","一次性使用气管插管套件","4.0（普通Ⅵ型）","普通Ⅵ型",null,null,"HCS00819","河南驼人贝斯特医疗器械有限公司","河南驼人贝斯特医疗器械有限公司"]
["004017679718885","00401767","C14100118900001047400000399","豫械注准20192080668","一次性使用气管插管套件","2.0（普通Ⅵ型）","普通Ⅵ型",null,null,"HCS00819","河南驼人贝斯特医疗器械有限公司","河南驼人贝斯特医疗器械有限公司"]
["004017679718886","00401767","C14100118900001047400000449","豫械注准20192080668","一次性使用气管插管套件","7.0（普通Ⅵ型）","普通Ⅵ型",null,null,"HCS00819","河南驼人贝斯特医疗器械有限公司","河南驼人贝斯特医疗器械有限公司"]
["004017679718887","00401767","C14100118900001047400000553","豫械注准20192080668","一次性使用气管插管套件","8.5（普通Ⅵ型）","普通Ⅵ型",null,null,"HCS00819","河南驼人贝斯特医疗器械有限公司","河南驼人贝斯特医疗器械有限公司"]
["004017679718888","00401767","C14100118900001047400000624","豫械注准20192080668","一次性使用气管插管套件","11.0（普通Ⅵ型）","普通Ⅵ型",null,null,"HCS00819","河南驼人贝斯特医疗器械有限公司","河南驼人贝斯特医疗器械有限公司"]
["004017679718889","00401767","C14100118900001047400000542","豫械注准20192080668","一次性使用气管插管套件","2.5（普通Ⅵ型）","普通Ⅵ型",null,null,"HCS00819","河南驼人贝斯特医疗器械有限公司","河南驼人贝斯特医疗器械有限公司"]
["004017679718899","00401767","C14100118900001047400000481","豫械注准20192080668","一次性使用气管插管套件","10.0（普通Ⅶ型）","普通Ⅶ型",null,null,"HCS00819","河南驼人贝斯特医疗器械有限公司","河南驼人贝斯特医疗器械有限公司"]
["004017679718900","00401767","C14100118900001047400000579","豫械注准20192080668","一次性使用气管插管套件","3.0（普通Ⅶ型）","普通Ⅶ型",null,null,"HCS00819","河南驼人贝斯特医疗器械有限公司","河南驼人贝斯特医疗器械有限公司"]
["004017679718901","00401767","C14100118900001047400000226","豫械注准20192080668","一次性使用气管插管套件","2.0（普通Ⅶ型）","普通Ⅶ型",null,null,"HCS00819","河南驼人贝斯特医疗器械有限公司","河南驼人贝斯特医疗器械有限公司"]
["004017679718902","00401767","C14100118900001047400000244","豫械注准20192080668","一次性使用气管插管套件","10.5（普通Ⅶ型）","普通Ⅶ型",null,null,"HCS00819","河南驼人贝斯特医疗器械有限公司","河南驼人贝斯特医疗器械有限公司"]
["004017679718903","00401767","C14100118900001047400000120","豫械注准20192080668","一次性使用气管插管套件","9.0（普通Ⅶ型）","普通Ⅶ型",null,null,"HCS00819","河南驼人贝斯特医疗器械有限公司","河南驼人贝斯特医疗器械有限公司"]
["004017679718912","00401767","C14100118900001047400000192","豫械注准20192080668","一次性使用气管插管套件","6.0（普通Ⅶ型）","普通Ⅶ型",null,null,"HCS00819","河南驼人贝斯特医疗器械有限公司","河南驼人贝斯特医疗器械有限公司"]
["004017679718913","00401767","C14100118900001047400000486","豫械注准20192080668","一次性使用气管插管套件","4.0（普通Ⅶ型）","普通Ⅶ型",null,null,"HCS00819","河南驼人贝斯特医疗器械有限公司","河南驼人贝斯特医疗器械有限公司"]
["004017679718914","00401767","C14100118900001047400000338","豫械注准20192080668","一次性使用气管插管套件","11.0（普通Ⅶ型）","普通Ⅶ型",null,null,"HCS00819","河南驼人贝斯特医疗器械有限公司","河南驼人贝斯特医疗器械有限公司"]
["004017679718915","00401767","C14100118900001047400000510","豫械注准20192080668","一次性使用气管插管套件","2.5（普通Ⅶ型）","普通Ⅶ型",null,null,"HCS00819","河南驼人贝斯特医疗器械有限公司","河南驼人贝斯特医疗器械有限公司"]
["004017679719109","00401767","C14100118900001047400000506","豫械注准20192080668","一次性使用气管插管套件","7.0（加强Ⅷ型）","加强Ⅷ型",null,null,"HCS00819","河南驼人贝斯特医疗器械有限公司","河南驼人贝斯特医疗器械有限公司"]
["004017679719110","00401767","C14100118900001047400000251","豫械注准20192080668","一次性使用气管插管套件","8.5（加强Ⅷ型）","加强Ⅷ型",null,null,"HCS00819","河南驼人贝斯特医疗器械有限公司","河南驼人贝斯特医疗器械有限公司"]
["004017679719111","00401767","C14100118900001047400000329","豫械注准20192080668","一次性使用气管插管套件","2.5（加强Ⅷ型）","加强Ⅷ型",null,null,"HCS00819","河南驼人贝斯特医疗器械有限公司","河南驼人贝斯特医疗器械有限公司"]
["004017679798397","00401767","C14100118900001047400000623","豫械注准20192080668","一次性使用气管插管套件","8.5（超滑加强Ⅱ型）","超滑加强Ⅱ型",null,null,"HCS00819","河南驼人贝斯特医疗器械有限公司","河南驼人贝斯特医疗器械有限公司"]
["004017679798398","00401767","C14100118900001047400000080","豫械注准20192080668","一次性使用气管插管套件","7.0（超滑加强Ⅱ型）","超滑加强Ⅱ型",null,null,"HCS00819","河南驼人贝斯特医疗器械有限公司","河南驼人贝斯特医疗器械有限公司"]
["004017679798399","00401767","C14100118900001047400000298","豫械注准20192080668","一次性使用气管插管套件","9.5（超滑加强Ⅱ型）","超滑加强Ⅱ型",null,null,"HCS00819","河南驼人贝斯特医疗器械有限公司","河南驼人贝斯特医疗器械有限公司"]
["004017679798400","00401767","C14100118900001047400000415","豫械注准20192080668","一次性使用气管插管套件","4.5（超滑加强Ⅱ型）","超滑加强Ⅱ型",null,null,"HCS00819","河南驼人贝斯特医疗器械有限公司","河南驼人贝斯特医疗器械有限公司"]
["004017679798401","00401767","C14100118900001047400000220","豫械注准20192080668","一次性使用气管插管套件","5.5（超滑加强Ⅱ型）","超滑加强Ⅱ型",null,null,"HCS00819","河南驼人贝斯特医疗器械有限公司","河南驼人贝斯特医疗器械有限公司"]
["004017679798402","00401767","C14100118900001047400000393","豫械注准20192080668","一次性使用气管插管套件","7.5（超滑加强Ⅱ型）","超滑加强Ⅱ型",null,null,"HCS00819","河南驼人贝斯特医疗器械有限公司","河南驼人贝斯特医疗器械有限公司"]
["004017679798403","00401767","C14100118900001047400000571","豫械注准20192080668","一次性使用气管插管套件","5.0（超滑加强Ⅱ型）","超滑加强Ⅱ型",null,null,"HCS00819","河南驼人贝斯特医疗器械有限公司","河南驼人贝斯特医疗器械有限公司"]
["004017679798404","00401767","C14100118900001047400000164","豫械注准20192080668","一次性使用气管插管套件","4.0（超滑加强Ⅱ型）","超滑加强Ⅱ型",null,null,"HCS00819","河南驼人贝斯特医疗器械有限公司","河南驼人贝斯特医疗器械有限公司"]
["004017679798405","00401767","C14100118900001047400000211","豫械注准20192080668","一次性使用气管插管套件","2.5（超滑加强Ⅱ型）","超滑加强Ⅱ型",null,null,"HCS00819","河南驼人贝斯特医疗器械有限公司","河南驼人贝斯特医疗器械有限公司"]
["004017679798406","00401767","C14100118900001047400000591","豫械注准20192080668","一次性使用气管插管套件","2.0（超滑加强Ⅱ型）","超滑加强Ⅱ型",null,null,"HCS00819","河南驼人贝斯特医疗器械有限公司","河南驼人贝斯特医疗器械有限公司"]
["004017679798407","00401767","C14100118900001047400000422","豫械注准20192080668","一次性使用气管插管套件","8.0（超滑加强Ⅱ型）","超滑加强Ⅱ型",null,null,"HCS00819","河南驼人贝斯特医疗器械有限公司","河南驼人贝斯特医疗器械有限公司"]
["004017679798408","00401767","C14100118900001047400001226","豫械注准20192080668","一次性使用气管插管套件","10.5（超滑加强Ⅱ型）","超滑加强Ⅱ型",null,null,"HCS00819","河南驼人贝斯特医疗器械有限公司","河南驼人贝斯特医疗器械有限公司"]
["004017679798409","00401767","C14100118900001047400000234","豫械注准20192080668","一次性使用气管插管套件","6.5（超滑加强Ⅱ型）","超滑加强Ⅱ型",null,null,"HCS00819","河南驼人贝斯特医疗器械有限公司","河南驼人贝斯特医疗器械有限公司"]
["004017679798410","00401767","C14100118900001047400000288","豫械注准20192080668","一次性使用气管插管套件","3.5（超滑加强Ⅱ型）","超滑加强Ⅱ型",null,null,"HCS00819","河南驼人贝斯特医疗器械有限公司","河南驼人贝斯特医疗器械有限公司"]
["004017679798411","00401767","C14100118900001047400000451","豫械注准20192080668","一次性使用气管插管套件","10.0（超滑加强Ⅱ型）","超滑加强Ⅱ型",null,null,"HCS00819","河南驼人贝斯特医疗器械有限公司","河南驼人贝斯特医疗器械有限公司"]
["004017679798412","00401767","C14100118900001047400000289","豫械注准20192080668","一次性使用气管插管套件","9.0（超滑加强Ⅱ型）","超滑加强Ⅱ型",null,null,"HCS00819","河南驼人贝斯特医疗器械有限公司","河南驼人贝斯特医疗器械有限公司"]
["004017679798413","00401767","C14100118900001047400000162","豫械注准20192080668","一次性使用气管插管套件","3.0（超滑加强Ⅱ型）","超滑加强Ⅱ型",null,null,"HCS00819","河南驼人贝斯特医疗器械有限公司","河南驼人贝斯特医疗器械有限公司"]
["004017679798414","00401767","C14100118900001047400000185","豫械注准20192080668","一次性使用气管插管套件","11.0（超滑加强Ⅱ型）","超滑加强Ⅱ型",null,null,"HCS00819","河南驼人贝斯特医疗器械有限公司","河南驼人贝斯特医疗器械有限公司"]
["004017679798415","00401767","C14100118900001047400000130","豫械注准20192080668","一次性使用气管插管套件","6.0（超滑加强Ⅱ型）","超滑加强Ⅱ型",null,null,"HCS00819","河南驼人贝斯特医疗器械有限公司","河南驼人贝斯特医疗器械有限公司"]
["004017679798428","00401767","C14100118900001047400000178","豫械注准20192080668","一次性使用气管插管套件","7.0（超滑普通Ⅱ型）","超滑普通Ⅱ型",null,null,"HCS00819","河南驼人贝斯特医疗器械有限公司","河南驼人贝斯特医疗器械有限公司"]
["004017679798429","00401767","C14100118900001047400000260","豫械注准20192080668","一次性使用气管插管套件","4.0（超滑普通Ⅱ型）","超滑普通Ⅱ型",null,null,"HCS00819","河南驼人贝斯特医疗器械有限公司","河南驼人贝斯特医疗器械有限公司"]
["004017679798430","00401767","C14100118900001047400000188","豫械注准20192080668","一次性使用气管插管套件","4.5（超滑普通Ⅱ型）","超滑普通Ⅱ型",null,null,"HCS00819","河南驼人贝斯特医疗器械有限公司","河南驼人贝斯特医疗器械有限公司"]
["004017679798431","00401767","C14100118900001047400001224","豫械注准20192080668","一次性使用气管插管套件","7.5（超滑普通Ⅱ型）","超滑普通Ⅱ型",null,null,"HCS00819","河南驼人贝斯特医疗器械有限公司","河南驼人贝斯特医疗器械有限公司"]
["004017679798432","00401767","C14100118900001047400000437","豫械注准20192080668","一次性使用气管插管套件","6.0（超滑普通Ⅱ型）","超滑普通Ⅱ型",null,null,"HCS00819","河南驼人贝斯特医疗器械有限公司","河南驼人贝斯特医疗器械有限公司"]
["004017679798433","00401767","C14100118900001047400000456","豫械注准20192080668","一次性使用气管插管套件","11.0（超滑普通Ⅱ型）","超滑普通Ⅱ型",null,null,"HCS00819","河南驼人贝斯特医疗器械有限公司","河南驼人贝斯特医疗器械有限公司"]
["004017679798434","00401767","C14100118900001047400000434","豫械注准20192080668","一次性使用气管插管套件","10.0（超滑普通Ⅱ型）","超滑普通Ⅱ型",null,null,"HCS00819","河南驼人贝斯特医疗器械有限公司","河南驼人贝斯特医疗器械有限公司"]
["004017679798435","00401767","C14100118900001047400000611","豫械注准20192080668","一次性使用气管插管套件","8.0（超滑普通Ⅱ型）","超滑普通Ⅱ型",null,null,"HCS00819","河南驼人贝斯特医疗器械有限公司","河南驼人贝斯特医疗器械有限公司"]
["004017679798436","00401767","C14100118900001047400000124","豫械注准20192080668","一次性使用气管插管套件","2.0（超滑普通Ⅱ型）","超滑普通Ⅱ型",null,null,"HCS00819","河南驼人贝斯特医疗器械有限公司","河南驼人贝斯特医疗器械有限公司"]
["004017679798438","00401767","C14100118900001047400001204","豫械注准20192080668","一次性使用气管插管套件","8.5（超滑加强Ⅲ型）","超滑加强Ⅲ型",null,null,"HCS00819","河南驼人贝斯特医疗器械有限公司","河南驼人贝斯特医疗器械有限公司"]
["004017679798659","00401767","C14100118900001047400000369","豫械注准20192080668","一次性使用气管插管套件","4.0（超滑普通Ⅴ型）","超滑普通Ⅴ型",null,null,"HCS00819","河南驼人贝斯特医疗器械有限公司","河南驼人贝斯特医疗器械有限公司"]
["004017679798660","00401767","C14100118900001047400000180","豫械注准20192080668","一次性使用气管插管套件","10.5（超滑普通Ⅴ型）","超滑普通Ⅴ型",null,null,"HCS00819","河南驼人贝斯特医疗器械有限公司","河南驼人贝斯特医疗器械有限公司"]
["004017679798661","00401767","C14100118900001047400000118","豫械注准20192080668","一次性使用气管插管套件","6.0（超滑普通Ⅴ型）","超滑普通Ⅴ型",null,null,"HCS00819","河南驼人贝斯特医疗器械有限公司","河南驼人贝斯特医疗器械有限公司"]
["004017679798662","00401767","C14100118900001047400000490","豫械注准20192080668","一次性使用气管插管套件","8.0（超滑普通Ⅴ型）","超滑普通Ⅴ型",null,null,"HCS00819","河南驼人贝斯特医疗器械有限公司","河南驼人贝斯特医疗器械有限公司"]
["004017679798663","00401767","C14100118900001047400000239","豫械注准20192080668","一次性使用气管插管套件","4.5（超滑普通Ⅴ型）","超滑普通Ⅴ型",null,null,"HCS00819","河南驼人贝斯特医疗器械有限公司","河南驼人贝斯特医疗器械有限公司"]
["004017679798664","00401767","C14100118900001047400000448","豫械注准20192080668","一次性使用气管插管套件","5.0（超滑普通Ⅴ型）","超滑普通Ⅴ型",null,null,"HCS00819","河南驼人贝斯特医疗器械有限公司","河南驼人贝斯特医疗器械有限公司"]
["004017679798665","00401767","C14100118900001047400000087","豫械注准20192080668","一次性使用气管插管套件","2.0（超滑普通Ⅴ型）","超滑普通Ⅴ型",null,null,"HCS00819","河南驼人贝斯特医疗器械有限公司","河南驼人贝斯特医疗器械有限公司"]
["004017679798439","00401767","C14100118900001047400000605","豫械注准20192080668","一次性使用气管插管套件","7.0（超滑加强Ⅲ型）","超滑加强Ⅲ型",null,null,"HCS00819","河南驼人贝斯特医疗器械有限公司","河南驼人贝斯特医疗器械有限公司"]
["004017679798440","00401767","C14100118900001047400000151","豫械注准20192080668","一次性使用气管插管套件","8.0（超滑加强Ⅲ型）","超滑加强Ⅲ型",null,null,"HCS00819","河南驼人贝斯特医疗器械有限公司","河南驼人贝斯特医疗器械有限公司"]
["004017679798441","00401767","C14100118900001047400001194","豫械注准20192080668","一次性使用气管插管套件","4.5（超滑加强Ⅲ型）","超滑加强Ⅲ型",null,null,"HCS00819","河南驼人贝斯特医疗器械有限公司","河南驼人贝斯特医疗器械有限公司"]
["004017679798442","00401767","C14100118900001047400001221","豫械注准20192080668","一次性使用气管插管套件","10.5（超滑加强Ⅲ型）","超滑加强Ⅲ型",null,null,"HCS00819","河南驼人贝斯特医疗器械有限公司","河南驼人贝斯特医疗器械有限公司"]
["004017679798443","00401767","C14100118900001047400000522","豫械注准20192080668","一次性使用气管插管套件","5.0（超滑加强Ⅲ型）","超滑加强Ⅲ型",null,null,"HCS00819","河南驼人贝斯特医疗器械有限公司","河南驼人贝斯特医疗器械有限公司"]
["004017679798444","00401767","C14100118900001047400001202","豫械注准20192080668","一次性使用气管插管套件","7.5（超滑加强Ⅲ型）","超滑加强Ⅲ型",null,null,"HCS00819","河南驼人贝斯特医疗器械有限公司","河南驼人贝斯特医疗器械有限公司"]
["004017679798445","00401767","C14100118900001047400001230","豫械注准20192080668","一次性使用气管插管套件","9.5（超滑加强Ⅲ型）","超滑加强Ⅲ型",null,null,"HCS00819","河南驼人贝斯特医疗器械有限公司","河南驼人贝斯特医疗器械有限公司"]
["004017679798446","00401767","C14100118900001047400000408","豫械注准20192080668","一次性使用气管插管套件","11.0（超滑加强Ⅲ型）","超滑加强Ⅲ型",null,null,"HCS00819","河南驼人贝斯特医疗器械有限公司","河南驼人贝斯特医疗器械有限公司"]
["004017679798447","00401767","C14100118900001047400001218","豫械注准20192080668","一次性使用气管插管套件","2.5（超滑加强Ⅲ型）","超滑加强Ⅲ型",null,null,"HCS00819","河南驼人贝斯特医疗器械有限公司","河南驼人贝斯特医疗器械有限公司"]
["004017679798527","00401767","C14100118900001047400000383","豫械注准20192080668","一次性使用气管插管套件","4.0（超滑普通Ⅳ型）","超滑普通Ⅳ型",null,null,"HCS00819","河南驼人贝斯特医疗器械有限公司","河南驼人贝斯特医疗器械有限公司"]
["004017679798528","00401767","C14100118900001047400000446","豫械注准20192080668","一次性使用气管插管套件","7.0（超滑普通Ⅳ型）","超滑普通Ⅳ型",null,null,"HCS00819","河南驼人贝斯特医疗器械有限公司","河南驼人贝斯特医疗器械有限公司"]
["004017679798529","00401767","C14100118900001047400000150","豫械注准20192080668","一次性使用气管插管套件","9.0（超滑普通Ⅳ型）","超滑普通Ⅳ型",null,null,"HCS00819","河南驼人贝斯特医疗器械有限公司","河南驼人贝斯特医疗器械有限公司"]
["004017679798530","00401767","C14100118900001047400000608","豫械注准20192080668","一次性使用气管插管套件","8.5（超滑普通Ⅳ型）","超滑普通Ⅳ型",null,null,"HCS00819","河南驼人贝斯特医疗器械有限公司","河南驼人贝斯特医疗器械有限公司"]
["004017679798531","00401767","C14100118900001047400000152","豫械注准20192080668","一次性使用气管插管套件","5.0（超滑普通Ⅳ型）","超滑普通Ⅳ型",null,null,"HCS00819","河南驼人贝斯特医疗器械有限公司","河南驼人贝斯特医疗器械有限公司"]
["004017679798532","00401767","C14100118900001047400000531","豫械注准20192080668","一次性使用气管插管套件","9.5（超滑普通Ⅳ型）","超滑普通Ⅳ型",null,null,"HCS00819","河南驼人贝斯特医疗器械有限公司","河南驼人贝斯特医疗器械有限公司"]
["004017679798533","00401767","C14100118900001047400000366","豫械注准20192080668","一次性使用气管插管套件","2.0（超滑普通Ⅳ型）","超滑普通Ⅳ型",null,null,"HCS00819","河南驼人贝斯特医疗器械有限公司","河南驼人贝斯特医疗器械有限公司"]
["004017679798534","00401767","C14100118900001047400000333","豫械注准20192080668","一次性使用气管插管套件","6.5（超滑普通Ⅳ型）","超滑普通Ⅳ型",null,null,"HCS00819","河南驼人贝斯特医疗器械有限公司","河南驼人贝斯特医疗器械有限公司"]
["004017679798535","00401767","C14100118900001047400000545","豫械注准20192080668","一次性使用气管插管套件","11.0（超滑普通Ⅳ型）","超滑普通Ⅳ型",null,null,"HCS00819","河南驼人贝斯特医疗器械有限公司","河南驼人贝斯特医疗器械有限公司"]
["004017679798536","00401767","C14100118900001047400000252","豫械注准20192080668","一次性使用气管插管套件","3.0（超滑普通Ⅳ型）","超滑普通Ⅳ型",null,null,"HCS00819","河南驼人贝斯特医疗器械有限公司","河南驼人贝斯特医疗器械有限公司"]
["004017679798666","00401767","C14100118900001047400000370","豫械注准20192080668","一次性使用气管插管套件","2.5（超滑普通Ⅴ型）","超滑普通Ⅴ型",null,null,"HCS00819","河南驼人贝斯特医疗器械有限公司","河南驼人贝斯特医疗器械有限公司"]
["004017679798667","00401767","C14100118900001047400000512","豫械注准20192080668","一次性使用气管插管套件","7.0（超滑普通Ⅴ型）","超滑普通Ⅴ型",null,null,"HCS00819","河南驼人贝斯特医疗器械有限公司","河南驼人贝斯特医疗器械有限公司"]
["004017679798753","00401767","C14100118900001047400000526","豫械注准20192080668","一次性使用气管插管套件","10.0（超滑加强Ⅵ型）","超滑加强Ⅵ型",null,null,"HCS00819","河南驼人贝斯特医疗器械有限公司","河南驼人贝斯特医疗器械有限公司"]
["004017679798754","00401767","C14100118900001047400000186","豫械注准20192080668","一次性使用气管插管套件","5.0（超滑加强Ⅶ型）","超滑加强Ⅶ型",null,null,"HCS00819","河南驼人贝斯特医疗器械有限公司","河南驼人贝斯特医疗器械有限公司"]
["004017679798755","00401767","C14100118900001047400000173","豫械注准20192080668","一次性使用气管插管套件","5.5（超滑加强Ⅵ型）","超滑加强Ⅵ型",null,null,"HCS00819","河南驼人贝斯特医疗器械有限公司","河南驼人贝斯特医疗器械有限公司"]
["004017679798756","00401767","C14100118900001047400000147","豫械注准20192080668","一次性使用气管插管套件","6.0（超滑加强Ⅷ型）","超滑加强Ⅷ型",null,null,"HCS00819","河南驼人贝斯特医疗器械有限公司","河南驼人贝斯特医疗器械有限公司"]
["004017679798757","00401767","C14100118900001047400000273","豫械注准20192080668","一次性使用气管插管套件","5.0（超滑普通Ⅵ型）","超滑普通Ⅵ型",null,null,"HCS00819","河南驼人贝斯特医疗器械有限公司","河南驼人贝斯特医疗器械有限公司"]
["004017679798758","00401767","C14100118900001047400000250","豫械注准20192080668","一次性使用气管插管套件","9.5（超滑普通Ⅵ型）","超滑普通Ⅵ型",null,null,"HCS00819","河南驼人贝斯特医疗器械有限公司","河南驼人贝斯特医疗器械有限公司"]
["004017679798759","00401767","C14100118900001047400000441","豫械注准20192080668","一次性使用气管插管套件","8.5（超滑加强Ⅷ型）","超滑加强Ⅷ型",null,null,"HCS00819","河南驼人贝斯特医疗器械有限公司","河南驼人贝斯特医疗器械有限公司"]
["004017679798760","00401767","C14100118900001047400000532","豫械注准20192080668","一次性使用气管插管套件","7.0（超滑加强Ⅵ型）","超滑加强Ⅵ型",null,null,"HCS00819","河南驼人贝斯特医疗器械有限公司","河南驼人贝斯特医疗器械有限公司"]
["004017679798761","00401767","C14100118900001047400000572","豫械注准20192080668","一次性使用气管插管套件","8.0（超滑加强Ⅶ型）","超滑加强Ⅶ型",null,null,"HCS00819","河南驼人贝斯特医疗器械有限公司","河南驼人贝斯特医疗器械有限公司"]
["004017679798762","00401767","C14100118900001047400000291","豫械注准20192080668","一次性使用气管插管套件","3.0（超滑加强Ⅶ型）","超滑加强Ⅶ型",null,null,"HCS00819","河南驼人贝斯特医疗器械有限公司","河南驼人贝斯特医疗器械有限公司"]
["004017679798889","00401767","C14100118900001047400000421","豫械注准20192080668","一次性使用气管插管套件","2.5（超滑普通Ⅵ型）","超滑普通Ⅵ型",null,null,"HCS00819","河南驼人贝斯特医疗器械有限公司","河南驼人贝斯特医疗器械有限公司"]
["004017679798890","00401767","C14100118900001047400001191","豫械注准20192080668","一次性使用气管插管套件","6.5（超滑普通Ⅷ型）","超滑普通Ⅷ型",null,null,"HCS00819","河南驼人贝斯特医疗器械有限公司","河南驼人贝斯特医疗器械有限公司"]
["004017679798891","00401767","C14100118900001047400000136","豫械注准20192080668","一次性使用气管插管套件","9.0（超滑普通Ⅶ型）","超滑普通Ⅶ型",null,null,"HCS00819","河南驼人贝斯特医疗器械有限公司","河南驼人贝斯特医疗器械有限公司"]
["004017679798892","00401767","C14100118900001047400000297","豫械注准20192080668","一次性使用气管插管套件","2.0（超滑加强Ⅵ型）","超滑加强Ⅵ型",null,null,"HCS00819","河南驼人贝斯特医疗器械有限公司","河南驼人贝斯特医疗器械有限公司"]
["004017679798893","00401767","C14100118900001047400000478","豫械注准20192080668","一次性使用气管插管套件","3.0（超滑普通Ⅷ型）","超滑普通Ⅷ型",null,null,"HCS00819","河南驼人贝斯特医疗器械有限公司","河南驼人贝斯特医疗器械有限公司"]
["004017679798894","00401767","C14100118900001047400000266","豫械注准20192080668","一次性使用气管插管套件","10.0（超滑普通Ⅶ型）","超滑普通Ⅶ型",null,null,"HCS00819","河南驼人贝斯特医疗器械有限公司","河南驼人贝斯特医疗器械有限公司"]
["004017679798895","00401767","C14100118900001047400000372","豫械注准20192080668","一次性使用气管插管套件","2.5（超滑加强Ⅵ型）","超滑加强Ⅵ型",null,null,"HCS00819","河南驼人贝斯特医疗器械有限公司","河南驼人贝斯特医疗器械有限公司"]
["004017679798896","00401767","C14100118900001047400000520","豫械注准20192080668","一次性使用气管插管套件","9.0（超滑普通Ⅷ型）","超滑普通Ⅷ型",null,null,"HCS00819","河南驼人贝斯特医疗器械有限公司","河南驼人贝斯特医疗器械有限公司"]
["004017679798897","00401767","C14100118900001047400000233","豫械注准20192080668","一次性使用气管插管套件","11.0（超滑普通Ⅵ型）","超滑普通Ⅵ型",null,null,"HCS00819","河南驼人贝斯特医疗器械有限公司","河南驼人贝斯特医疗器械有限公司"]
["004017679798898","00401767","C14100118900001047400000582","豫械注准20192080668","一次性使用气管插管套件","5.5（超滑普通Ⅶ型）","超滑普通Ⅶ型",null,null,"HCS00819","河南驼人贝斯特医疗器械有限公司","河南驼人贝斯特医疗器械有限公司"]
["004017679798579","00401767","C14100118900001047400000314","豫械注准20192080668","一次性使用气管插管套件","10.5（超滑加强Ⅳ型）","超滑加强Ⅳ型",null,null,"HCS00819","河南驼人贝斯特医疗器械有限公司","河南驼人贝斯特医疗器械有限公司"]
["004017679798580","00401767","C14100118900001047400000088","豫械注准20192080668","一次性使用气管插管套件","10.0（超滑加强Ⅳ型）","超滑加强Ⅳ型",null,null,"HCS00819","河南驼人贝斯特医疗器械有限公司","河南驼人贝斯特医疗器械有限公司"]
["004017679798581","00401767","C14100118900001047400000539","豫械注准20192080668","一次性使用气管插管套件","11.0（超滑加强Ⅳ型）","超滑加强Ⅳ型",null,null,"HCS00819","河南驼人贝斯特医疗器械有限公司","河南驼人贝斯特医疗器械有限公司"]
["004017679798582","00401767","C14100118900001047400000132","豫械注准20192080668","一次性使用气管插管套件","4.5（超滑加强Ⅳ型）","超滑加强Ⅳ型",null,null,"HCS00819","河南驼人贝斯特医疗器械有限公司","河南驼人贝斯特医疗器械有限公司"]
["004017679798583","00401767","C14100118900001047400000626","豫械注准20192080668","一次性使用气管插管套件","6.5（超滑加强Ⅳ型）","超滑加强Ⅳ型",null,null,"HCS00819","河南驼人贝斯特医疗器械有限公司","河南驼人贝斯特医疗器械有限公司"]
["004017679798584","00401767","C14100118900001047400000213","豫械注准20192080668","一次性使用气管插管套件","2.5（超滑加强Ⅳ型）","超滑加强Ⅳ型",null,null,"HCS00819","河南驼人贝斯特医疗器械有限公司","河南驼人贝斯特医疗器械有限公司"]
["004017679798585","00401767","C14100118900001047400000560","豫械注准20192080668","一次性使用气管插管套件","5.5（超滑加强Ⅳ型）","超滑加强Ⅳ型",null,null,"HCS00819","河南驼人贝斯特医疗器械有限公司","河南驼人贝斯特医疗器械有限公司"]
["004017679798586","00401767","C14100118900001047400000396","豫械注准20192080668","一次性使用气管插管套件","2.0（超滑加强Ⅳ型）","超滑加强Ⅳ型",null,null,"HCS00819","河南驼人贝斯特医疗器械有限公司","河南驼人贝斯特医疗器械有限公司"]
["004017679798587","00401767","C14100118900001047400000615","豫械注准20192080668","一次性使用气管插管套件","8.5（超滑加强Ⅳ型）","超滑加强Ⅳ型",null,null,"HCS00819","河南驼人贝斯特医疗器械有限公司","河南驼人贝斯特医疗器械有限公司"]
["004017679798588","00401767","C14100118900001047400000245","豫械注准20192080668","一次性使用气管插管套件","3.0（超滑加强Ⅳ型）","超滑加强Ⅳ型",null,null,"HCS00819","河南驼人贝斯特医疗器械有限公司","河南驼人贝斯特医疗器械有限公司"]
["004017679719112","00401767","C14100118900001047400000637","豫械注准20192080668","一次性使用气管插管套件","2.5（超滑普通Ⅰ型）","超滑普通Ⅰ型",null,null,"HCS00819","河南驼人贝斯特医疗器械有限公司","河南驼人贝斯特医疗器械有限公司"]
["004017679719113","00401767","C14100118900001047400000159","豫械注准20192080668","一次性使用气管插管套件","8.5（超滑普通Ⅰ型）","超滑普通Ⅰ型",null,null,"HCS00819","河南驼人贝斯特医疗器械有限公司","河南驼人贝斯特医疗器械有限公司"]
["004017679719114","00401767","C14100118900001047400000290","豫械注准20192080668","一次性使用气管插管套件","10.0（超滑普通Ⅰ型）","超滑普通Ⅰ型",null,null,"HCS00819","河南驼人贝斯特医疗器械有限公司","河南驼人贝斯特医疗器械有限公司"]
["004017679719115","00401767","C14100118900001047400000225","豫械注准20192080668","一次性使用气管插管套件","7.5（超滑普通Ⅰ型）","超滑普通Ⅰ型",null,null,"HCS00819","河南驼人贝斯特医疗器械有限公司","河南驼人贝斯特医疗器械有限公司"]
["004017679719116","00401767","C14100118900001047400000489","豫械注准20192080668","一次性使用气管插管套件","9.5（超滑普通Ⅰ型）","超滑普通Ⅰ型",null,null,"HCS00819","河南驼人贝斯特医疗器械有限公司","河南驼人贝斯特医疗器械有限公司"]
["004017679718738","00401767","C14100118900001047400001214","豫械注准20192080668","一次性使用气管插管套件","4.5（普通Ⅳ型）","普通Ⅳ型",null,null,"HCS00819","河南驼人贝斯特医疗器械有限公司","河南驼人贝斯特医疗器械有限公司"]
["004017679718742","00401767","C14100118900001047400000549","豫械注准20192080668","一次性使用气管插管套件","5.0（普通Ⅳ型）","普通Ⅳ型",null,null,"HCS00819","河南驼人贝斯特医疗器械有限公司","河南驼人贝斯特医疗器械有限公司"]
["004017679718765","00401767","C14100118900001047400000108","豫械注准20192080668","一次性使用气管插管套件","9.0（普通Ⅳ型）","普通Ⅳ型",null,null,"HCS00819","河南驼人贝斯特医疗器械有限公司","河南驼人贝斯特医疗器械有限公司"]
["004017679718766","00401767","C14100118900001047400000323","豫械注准20192080668","一次性使用气管插管套件","8.0（普通Ⅳ型）","普通Ⅳ型",null,null,"HCS00819","河南驼人贝斯特医疗器械有限公司","河南驼人贝斯特医疗器械有限公司"]
["004017679718767","00401767","C14100118900001047400000281","豫械注准20192080668","一次性使用气管插管套件","10.0（普通Ⅳ型）","普通Ⅳ型",null,null,"HCS00819","河南驼人贝斯特医疗器械有限公司","河南驼人贝斯特医疗器械有限公司"]
["004017679718768","00401767","C14100118900001047400000569","豫械注准20192080668","一次性使用气管插管套件","9.5（普通Ⅳ型）","普通Ⅳ型",null,null,"HCS00819","河南驼人贝斯特医疗器械有限公司","河南驼人贝斯特医疗器械有限公司"]
["004017679718769","00401767","C14100118900001047400001217","豫械注准20192080668","一次性使用气管插管套件","7.5（普通Ⅳ型）","普通Ⅳ型",null,null,"HCS00819","河南驼人贝斯特医疗器械有限公司","河南驼人贝斯特医疗器械有限公司"]
["004017679719088","00401767","C14100118900001047400000079","豫械注准20192080668","一次性使用气管插管套件","4.0（加强Ⅷ型）","加强Ⅷ型",null,null,"HCS00819","河南驼人贝斯特医疗器械有限公司","河南驼人贝斯特医疗器械有限公司"]
["004017679719089","00401767","C14100118900001047400000325","豫械注准20192080668","一次性使用气管插管套件","6.5（加强Ⅷ型）","加强Ⅷ型",null,null,"HCS00819","河南驼人贝斯特医疗器械有限公司","河南驼人贝斯特医疗器械有限公司"]
["004017679719090","00401767","C14100118900001047400000218","豫械注准20192080668","一次性使用气管插管套件","3.5（加强Ⅷ型）","加强Ⅷ型",null,null,"HCS00819","河南驼人贝斯特医疗器械有限公司","河南驼人贝斯特医疗器械有限公司"]
["004017679719091","00401767","C14100118900001047400000359","豫械注准20192080668","一次性使用气管插管套件","5.5（加强Ⅷ型）","加强Ⅷ型",null,null,"HCS00819","河南驼人贝斯特医疗器械有限公司","河南驼人贝斯特医疗器械有限公司"]
["004017679719092","00401767","C14100118900001047400000267","豫械注准20192080668","一次性使用气管插管套件","3.0（加强Ⅷ型）","加强Ⅷ型",null,null,"HCS00819","河南驼人贝斯特医疗器械有限公司","河南驼人贝斯特医疗器械有限公司"]
["004017679798360","00401767","C14100118900001047400000558","豫械注准20192080668","一次性使用气管插管套件","10.5（超滑加强Ⅰ型)","超滑加强Ⅰ型",null,null,"HCS00819","河南驼人贝斯特医疗器械有限公司","河南驼人贝斯特医疗器械有限公司"]
["004017679798361","00401767","C14100118900001047400000564","豫械注准20192080668","一次性使用气管插管套件","9.5（超滑加强Ⅰ型)","超滑加强Ⅰ型",null,null,"HCS00819","河南驼人贝斯特医疗器械有限公司","河南驼人贝斯特医疗器械有限公司"]
["004017679798362","00401767","C14100118900001047400000535","豫械注准20192080668","一次性使用气管插管套件","5.5（超滑加强Ⅰ型)","超滑加强Ⅰ型",null,null,"HCS00819","河南驼人贝斯特医疗器械有限公司","河南驼人贝斯特医疗器械有限公司"]
["004017679798363","00401767","C14100118900001047400000556","豫械注准20192080668","一次性使用气管插管套件","4.5（超滑加强Ⅰ型)","超滑加强Ⅰ型",null,null,"HCS00819","河南驼人贝斯特医疗器械有限公司","河南驼人贝斯特医疗器械有限公司"]
["004017679798364","00401767","C14100118900001047400000452","豫械注准20192080668","一次性使用气管插管套件","11.0（超滑加强Ⅰ型)","超滑加强Ⅰ型",null,null,"HCS00819","河南驼人贝斯特医疗器械有限公司","河南驼人贝斯特医疗器械有限公司"]
["004017679798365","00401767","C14100118900001047400000217","豫械注准20192080668","一次性使用气管插管套件","2.0（超滑加强Ⅰ型)","超滑加强Ⅰ型",null,null,"HCS00819","河南驼人贝斯特医疗器械有限公司","河南驼人贝斯特医疗器械有限公司"]
["004017679798366","00401767","C14100118900001047400000280","豫械注准20192080668","一次性使用气管插管套件","7.0（超滑加强Ⅰ型)","超滑加强Ⅰ型",null,null,"HCS00819","河南驼人贝斯特医疗器械有限公司","河南驼人贝斯特医疗器械有限公司"]
["004017679798367","00401767","C14100118900001047400000412","豫械注准20192080668","一次性使用气管插管套件","7.5（超滑加强Ⅰ型)","超滑加强Ⅰ型",null,null,"HCS00819","河南驼人贝斯特医疗器械有限公司","河南驼人贝斯特医疗器械有限公司"]
["004017679798368","00401767","C14100118900001047400000105","豫械注准20192080668","一次性使用气管插管套件","3.0（超滑加强Ⅰ型）","超滑加强Ⅰ型",null,null,"HCS00819","河南驼人贝斯特医疗器械有限公司","河南驼人贝斯特医疗器械有限公司"]
["004017679798369","00401767","C14100118900001047400000100","豫械注准20192080668","一次性使用气管插管套件","6.5（超滑加强Ⅰ型）","超滑加强Ⅰ型",null,null,"HCS00819","河南驼人贝斯特医疗器械有限公司","河南驼人贝斯特医疗器械有限公司"]
["004017679798370","00401767","C14100118900001047400000384","豫械注准20192080668","一次性使用气管插管套件","4.0（超滑加强Ⅰ型)","超滑加强Ⅰ型",null,null,"HCS00819","河南驼人贝斯特医疗器械有限公司","河南驼人贝斯特医疗器械有限公司"]
["004017679798371","00401767","C14100118900001047400000294","豫械注准20192080668","一次性使用气管插管套件","9.0（超滑加强Ⅰ型)","超滑加强Ⅰ型",null,null,"HCS00819","河南驼人贝斯特医疗器械有限公司","河南驼人贝斯特医疗器械有限公司"]
["004017679798372","00401767","C14100118900001047400000345","豫械注准20192080668","一次性使用气管插管套件","5.0（超滑加强Ⅰ型)","超滑加强Ⅰ型",null,null,"HCS00819","河南驼人贝斯特医疗器械有限公司","河南驼人贝斯特医疗器械有限公司"]
["004017679798373","00401767","C14100118900001047400000566","豫械注准20192080668","一次性使用气管插管套件","10.0（超滑加强Ⅰ型)","超滑加强Ⅰ型",null,null,"HCS00819","河南驼人贝斯特医疗器械有限公司","河南驼人贝斯特医疗器械有限公司"]
["004017679798374","00401767","C14100118900001047400000344","豫械注准20192080668","一次性使用气管插管套件","6.0（超滑加强Ⅰ型)","超滑加强Ⅰ型",null,null,"HCS00819","河南驼人贝斯特医疗器械有限公司","河南驼人贝斯特医疗器械有限公司"]
["004017679798375","00401767","C14100118900001047400000144","豫械注准20192080668","一次性使用气管插管套件","2.5（超滑加强Ⅰ型)","超滑加强Ⅰ型",null,null,"HCS00819","河南驼人贝斯特医疗器械有限公司","河南驼人贝斯特医疗器械有限公司"]
["004017679798376","00401767","C14100118900001047400000278","豫械注准20192080668","一次性使用气管插管套件","3.5（超滑加强Ⅰ型)","超滑加强Ⅰ型",null,null,"HCS00819","河南驼人贝斯特医疗器械有限公司","河南驼人贝斯特医疗器械有限公司"]
["004017679798377","00401767","C14100118900001047400000355","豫械注准20192080668","一次性使用气管插管套件","8.5（超滑加强Ⅰ型)","超滑加强Ⅰ型",null,null,"HCS00819","河南驼人贝斯特医疗器械有限公司","河南驼人贝斯特医疗器械有限公司"]
["004017679798378","00401767","C14100118900001047400000277","豫械注准20192080668","一次性使用气管插管套件","8.0（超滑加强Ⅰ型)","超滑加强Ⅰ型",null,null,"HCS00819","河南驼人贝斯特医疗器械有限公司","河南驼人贝斯特医疗器械有限公司"]
["004017679718890","00401767","C14100118900001047400000167","豫械注准20192080668","一次性使用气管插管套件","3.5（普通Ⅵ型）","普通Ⅵ型",null,null,"HCS00819","河南驼人贝斯特医疗器械有限公司","河南驼人贝斯特医疗器械有限公司"]
["004017679718891","00401767","C14100118900001047400000138","豫械注准20192080668","一次性使用气管插管套件","10.0（普通Ⅵ型）","普通Ⅵ型",null,null,"HCS00819","河南驼人贝斯特医疗器械有限公司","河南驼人贝斯特医疗器械有限公司"]
["004017679718892","00401767","C14100118900001047400000374","豫械注准20192080668","一次性使用气管插管套件","5.0（普通Ⅵ型）","普通Ⅵ型",null,null,"HCS00819","河南驼人贝斯特医疗器械有限公司","河南驼人贝斯特医疗器械有限公司"]
["004017679718893","00401767","C14100118900001047400000458","豫械注准20192080668","一次性使用气管插管套件","3.0（普通Ⅵ型）","普通Ⅵ型",null,null,"HCS00819","河南驼人贝斯特医疗器械有限公司","河南驼人贝斯特医疗器械有限公司"]
["004017679798859","00401767","C14100118900001047400000301","豫械注准20192080668","一次性使用气管插管套件","11.0（超滑加强Ⅵ型）","超滑加强Ⅵ型",null,null,"HCS00819","河南驼人贝斯特医疗器械有限公司","河南驼人贝斯特医疗器械有限公司"]
["004017679798860","00401767","C14100118900001047400000258","豫械注准20192080668","一次性使用气管插管套件","7.5（超滑加强Ⅷ型）","超滑加强Ⅷ型",null,null,"HCS00819","河南驼人贝斯特医疗器械有限公司","河南驼人贝斯特医疗器械有限公司"]
["004017679798861","00401767","C14100118900001047400000215","豫械注准20192080668","一次性使用气管插管套件","6.0（超滑加强Ⅵ型）","超滑加强Ⅵ型",null,null,"HCS00819","河南驼人贝斯特医疗器械有限公司","河南驼人贝斯特医疗器械有限公司"]
["004017679798862","00401767","C14100118900001047400000555","豫械注准20192080668","一次性使用气管插管套件","2.0（超滑加强Ⅶ型）","超滑加强Ⅶ型",null,null,"HCS00819","河南驼人贝斯特医疗器械有限公司","河南驼人贝斯特医疗器械有限公司"]
["004017679798863","00401767","C14100118900001047400000407","豫械注准20192080668","一次性使用气管插管套件","11.0（超滑加强Ⅶ型）","超滑加强Ⅶ型",null,null,"HCS00819","河南驼人贝斯特医疗器械有限公司","河南驼人贝斯特医疗器械有限公司"]
["004017679798864","00401767","C14100118900001047400000578","豫械注准20192080668","一次性使用气管插管套件","4.0（超滑加强Ⅵ型）","超滑加强Ⅵ型",null,null,"HCS00819","河南驼人贝斯特医疗器械有限公司","河南驼人贝斯特医疗器械有限公司"]
["004017679798865","00401767","C14100118900001047400000505","豫械注准20192080668","一次性使用气管插管套件","4.5（超滑普通Ⅵ型）","超滑普通Ⅵ型",null,null,"HCS00819","河南驼人贝斯特医疗器械有限公司","河南驼人贝斯特医疗器械有限公司"]
["004017679798866","00401767","C14100118900001047400001210","豫械注准20192080668","一次性使用气管插管套件","3.5（超滑普通Ⅷ型）","超滑普通Ⅷ型",null,null,"HCS00819","河南驼人贝斯特医疗器械有限公司","河南驼人贝斯特医疗器械有限公司"]
["004017679798867","00401767","C14100118900001047400000312","豫械注准20192080668","一次性使用气管插管套件","7.0（超滑加强Ⅷ型）","超滑加强Ⅷ型",null,null,"HCS00819","河南驼人贝斯特医疗器械有限公司","河南驼人贝斯特医疗器械有限公司"]
["004017679798868","00401767","C14100118900001047400000292","豫械注准20192080668","一次性使用气管插管套件","5.0（超滑加强Ⅵ型）","超滑加强Ⅵ型",null,null,"HCS00819","河南驼人贝斯特医疗器械有限公司","河南驼人贝斯特医疗器械有限公司"]
["004017679798919","00401767","C14100118900001047400000271","豫械注准20192080668","一次性使用气管插管套件","2.0（超滑普通Ⅵ型）","超滑普通Ⅵ型",null,null,"HCS00819","河南驼人贝斯特医疗器械有限公司","河南驼人贝斯特医疗器械有限公司"]
["004017679798920","00401767","C14100118900001047400000423","豫械注准20192080668","一次性使用气管插管套件","5.0（超滑普通Ⅷ型）","超滑普通Ⅷ型",null,null,"HCS00819","河南驼人贝斯特医疗器械有限公司","河南驼人贝斯特医疗器械有限公司"]
["004017679798921","00401767","C14100118900001047400000538","豫械注准20192080668","一次性使用气管插管套件","10.0（超滑普通Ⅵ型）","超滑普通Ⅵ型",null,null,"HCS00819","河南驼人贝斯特医疗器械有限公司","河南驼人贝斯特医疗器械有限公司"]
["004017679798922","00401767","C14100118900001047400000573","豫械注准20192080668","一次性使用气管插管套件","9.5（超滑加强Ⅶ型）","超滑加强Ⅶ型",null,null,"HCS00819","河南驼人贝斯特医疗器械有限公司","河南驼人贝斯特医疗器械有限公司"]
["004017679798923","00401767","C14100118900001047400000424","豫械注准20192080668","一次性使用气管插管套件","10.0（超滑加强Ⅷ型）","超滑加强Ⅷ型",null,null,"HCS00819","河南驼人贝斯特医疗器械有限公司","河南驼人贝斯特医疗器械有限公司"]
["004017679798924","00401767","C14100118900001047400000093","豫械注准20192080668","一次性使用气管插管套件","4.0（超滑普通Ⅵ型）","超滑普通Ⅵ型",null,null,"HCS00819","河南驼人贝斯特医疗器械有限公司","河南驼人贝斯特医疗器械有限公司"]
["004017679798925","00401767","C14100118900001047400000502","豫械注准20192080668","一次性使用气管插管套件","7.0（超滑加强Ⅶ型）","超滑加强Ⅶ型",null,null,"HCS00819","河南驼人贝斯特医疗器械有限公司","河南驼人贝斯特医疗器械有限公司"]
["004017679798926","00401767","C14100118900001047400000385","豫械注准20192080668","一次性使用气管插管套件","7.5（超滑加强Ⅵ型）","超滑加强Ⅵ型",null,null,"HCS00819","河南驼人贝斯特医疗器械有限公司","河南驼人贝斯特医疗器械有限公司"]
["004017679798927","00401767","C14100118900001047400000410","豫械注准20192080668","一次性使用气管插管套件","10.5（超滑加强Ⅵ型）","超滑加强Ⅵ型",null,null,"HCS00819","河南驼人贝斯特医疗器械有限公司","河南驼人贝斯特医疗器械有限公司"]
["004017679798928","00401767","C14100118900001047400000330","豫械注准20192080668","一次性使用气管插管套件","8.5（超滑加强Ⅶ型）","超滑加强Ⅶ型",null,null,"HCS00819","河南驼人贝斯特医疗器械有限公司","河南驼人贝斯特医疗器械有限公司"]
["004017679718916","00401767","C14100118900001047400000518","豫械注准20192080668","一次性使用气管插管套件","2.0（加强Ⅳ型）","加强Ⅳ型",null,null,"HCS00819","河南驼人贝斯特医疗器械有限公司","河南驼人贝斯特医疗器械有限公司"]
["004017679718917","00401767","C14100118900001047400000127","豫械注准20192080668","一次性使用气管插管套件","4.0（加强Ⅳ型）","加强Ⅳ型",null,null,"HCS00819","河南驼人贝斯特医疗器械有限公司","河南驼人贝斯特医疗器械有限公司"]
["004017679718918","00401767","C14100118900001047400000470","豫械注准20192080668","一次性使用气管插管套件","2.5（加强Ⅳ型）","加强Ⅳ型",null,null,"HCS00819","河南驼人贝斯特医疗器械有限公司","河南驼人贝斯特医疗器械有限公司"]
["004017679718919","00401767","C14100118900001047400000453","豫械注准20192080668","一次性使用气管插管套件","5.5（加强Ⅳ型）","加强Ⅳ型",null,null,"HCS00819","河南驼人贝斯特医疗器械有限公司","河南驼人贝斯特医疗器械有限公司"]
["004017679718920","00401767","C14100118900001047400000227","豫械注准20192080668","一次性使用气管插管套件","10.5（加强Ⅳ型）","加强Ⅳ型",null,null,"HCS00819","河南驼人贝斯特医疗器械有限公司","河南驼人贝斯特医疗器械有限公司"]
["004017679718922","00401767","C14100118900001047400000194","豫械注准20192080668","一次性使用气管插管套件","8.5（加强Ⅳ型）","加强Ⅳ型",null,null,"HCS00819","河南驼人贝斯特医疗器械有限公司","河南驼人贝斯特医疗器械有限公司"]
["004017679718923","00401767","C14100118900001047400000259","豫械注准20192080668","一次性使用气管插管套件","3.0（加强Ⅳ型）","加强Ⅳ型",null,null,"HCS00819","河南驼人贝斯特医疗器械有限公司","河南驼人贝斯特医疗器械有限公司"]
["004017679718924","00401767","C14100118900001047400000248","豫械注准20192080668","一次性使用气管插管套件","10.0（加强Ⅳ型）","加强Ⅳ型",null,null,"HCS00819","河南驼人贝斯特医疗器械有限公司","河南驼人贝斯特医疗器械有限公司"]
["004017679718925","00401767","C14100118900001047400000536","豫械注准20192080668","一次性使用气管插管套件","3.5（加强Ⅳ型）","加强Ⅳ型",null,null,"HCS00819","河南驼人贝斯特医疗器械有限公司","河南驼人贝斯特医疗器械有限公司"]
["004017679718926","00401767","C14100118900001047400000307","豫械注准20192080668","一次性使用气管插管套件","7.5（加强Ⅳ型）","加强Ⅳ型",null,null,"HCS00819","河南驼人贝斯特医疗器械有限公司","河南驼人贝斯特医疗器械有限公司"]
["004017679719077","00401767","C14100118900001047400000236","豫械注准20192080668","一次性使用气管插管套件","3.0（加强Ⅵ型）","加强Ⅵ型",null,null,"HCS00819","河南驼人贝斯特医疗器械有限公司","河南驼人贝斯特医疗器械有限公司"]
["004017679719078","00401767","C14100118900001047400000575","豫械注准20192080668","一次性使用气管插管套件","10.5（加强Ⅵ型）","加强Ⅵ型",null,null,"HCS00819","河南驼人贝斯特医疗器械有限公司","河南驼人贝斯特医疗器械有限公司"]
["004017679719079","00401767","C14100118900001047400000146","豫械注准20192080668","一次性使用气管插管套件","5.5（加强Ⅵ型）","加强Ⅵ型",null,null,"HCS00819","河南驼人贝斯特医疗器械有限公司","河南驼人贝斯特医疗器械有限公司"]
["004017679719080","00401767","C14100118900001047400000171","豫械注准20192080668","一次性使用气管插管套件","9.0（加强Ⅵ型）","加强Ⅵ型",null,null,"HCS00819","河南驼人贝斯特医疗器械有限公司","河南驼人贝斯特医疗器械有限公司"]
["004017679719082","00401767","C14100118900001047400000373","豫械注准20192080668","一次性使用气管插管套件","10.5（加强Ⅷ型）","加强Ⅷ型",null,null,"HCS00819","河南驼人贝斯特医疗器械有限公司","河南驼人贝斯特医疗器械有限公司"]
["004017679719083","00401767","C14100118900001047400000529","豫械注准20192080668","一次性使用气管插管套件","9.0（加强Ⅷ型）","加强Ⅷ型",null,null,"HCS00819","河南驼人贝斯特医疗器械有限公司","河南驼人贝斯特医疗器械有限公司"]
["004017679719084","00401767","C14100118900001047400000636","豫械注准20192080668","一次性使用气管插管套件","8.0（加强Ⅷ型）","加强Ⅷ型",null,null,"HCS00819","河南驼人贝斯特医疗器械有限公司","河南驼人贝斯特医疗器械有限公司"]
["004017679719085","00401767","C14100118900001047400000282","豫械注准20192080668","一次性使用气管插管套件","7.5（加强Ⅷ型）","加强Ⅷ型",null,null,"HCS00819","河南驼人贝斯特医疗器械有限公司","河南驼人贝斯特医疗器械有限公司"]
["004017679719086","00401767","C14100118900001047400000274","豫械注准20192080668","一次性使用气管插管套件","9.5（加强Ⅷ型）","加强Ⅷ型",null,null,"HCS00819","河南驼人贝斯特医疗器械有限公司","河南驼人贝斯特医疗器械有限公司"]
["004017679798943","00401767","C14100118900001047400000638","豫械注准20192080668","一次性使用气管插管套件","2.5（超滑普通Ⅶ型）","超滑普通Ⅶ型",null,null,"HCS00819","河南驼人贝斯特医疗器械有限公司","河南驼人贝斯特医疗器械有限公司"]
["004017679798944","00401767","C14100118900001047400000394","豫械注准20192080668","一次性使用气管插管套件","7.5（超滑普通Ⅶ型）","超滑普通Ⅶ型",null,null,"HCS00819","河南驼人贝斯特医疗器械有限公司","河南驼人贝斯特医疗器械有限公司"]
["004017679798945","00401767","C14100118900001047400000500","豫械注准20192080668","一次性使用气管插管套件","10.0（超滑加强Ⅶ型）","超滑加强Ⅶ型",null,null,"HCS00819","河南驼人贝斯特医疗器械有限公司","河南驼人贝斯特医疗器械有限公司"]
["004017679798946","00401767","C14100118900001047400000228","豫械注准20192080668","一次性使用气管插管套件","3.5（超滑普通Ⅶ型）","超滑普通Ⅶ型",null,null,"HCS00819","河南驼人贝斯特医疗器械有限公司","河南驼人贝斯特医疗器械有限公司"]
["004017679798947","00401767","C14100118900001047400000326","豫械注准20192080668","一次性使用气管插管套件","3.0（超滑加强Ⅷ型）","超滑加强Ⅷ型",null,null,"HCS00819","河南驼人贝斯特医疗器械有限公司","河南驼人贝斯特医疗器械有限公司"]
["004017679798948","00401767","C14100118900001047400000238","豫械注准20192080668","一次性使用气管插管套件","3.0（超滑普通Ⅵ型）","超滑普通Ⅵ型",null,null,"HCS00819","河南驼人贝斯特医疗器械有限公司","河南驼人贝斯特医疗器械有限公司"]
["004017679798949","00401767","C14100118900001047400000519","豫械注准20192080668","一次性使用气管插管套件","4.0（超滑加强Ⅷ型）","超滑加强Ⅷ型",null,null,"HCS00819","河南驼人贝斯特医疗器械有限公司","河南驼人贝斯特医疗器械有限公司"]
["004017679798950","00401767","C14100118900001047400000580","豫械注准20192080668","一次性使用气管插管套件","6.0（超滑加强Ⅶ型）","超滑加强Ⅶ型",null,null,"HCS00819","河南驼人贝斯特医疗器械有限公司","河南驼人贝斯特医疗器械有限公司"]
["004017679798951","00401767","C14100118900001047400000634","豫械注准20192080668","一次性使用气管插管套件","9.0（超滑加强Ⅵ型）","超滑加强Ⅵ型",null,null,"HCS00819","河南驼人贝斯特医疗器械有限公司","河南驼人贝斯特医疗器械有限公司"]
["004017679798952","00401767","C14100118900001047400000568","豫械注准20192080668","一次性使用气管插管套件","9.5（超滑普通Ⅶ型）","超滑普通Ⅶ型",null,null,"HCS00819","河南驼人贝斯特医疗器械有限公司","河南驼人贝斯特医疗器械有限公司"]
["004017679718904","00401767","C14100118900001047400000153","豫械注准20192080668","一次性使用气管插管套件","8.5（普通Ⅶ型）","普通Ⅶ型",null,null,"HCS00819","河南驼人贝斯特医疗器械有限公司","河南驼人贝斯特医疗器械有限公司"]
["004017679718905","00401767","C14100118900001047400001206","豫械注准20192080668","一次性使用气管插管套件","7.5（普通Ⅶ型）","普通Ⅶ型",null,null,"HCS00819","河南驼人贝斯特医疗器械有限公司","河南驼人贝斯特医疗器械有限公司"]
["004017679718906","00401767","C14100118900001047400001197","豫械注准20192080668","一次性使用气管插管套件","4.5（普通Ⅶ型）","普通Ⅶ型",null,null,"HCS00819","河南驼人贝斯特医疗器械有限公司","河南驼人贝斯特医疗器械有限公司"]
["004017679718907","00401767","C14100118900001047400001193","豫械注准20192080668","一次性使用气管插管套件","6.5（普通Ⅶ型）","普通Ⅶ型",null,null,"HCS00819","河南驼人贝斯特医疗器械有限公司","河南驼人贝斯特医疗器械有限公司"]
["004017679718908","00401767","C14100118900001047400000148","豫械注准20192080668","一次性使用气管插管套件","9.5（普通Ⅶ型）","普通Ⅶ型",null,null,"HCS00819","河南驼人贝斯特医疗器械有限公司","河南驼人贝斯特医疗器械有限公司"]
["004017679718729","00401767","C14100118900001047400000427","豫械注准20192080668","一次性使用气管插管套件","3.0（普通Ⅳ型）","普通Ⅳ型",null,null,"HCS00819","河南驼人贝斯特医疗器械有限公司","河南驼人贝斯特医疗器械有限公司"]
["004017679718732","00401767","C14100118900001047400000468","豫械注准20192080668","一次性使用气管插管套件","3.5（普通Ⅳ型）","普通Ⅳ型",null,null,"HCS00819","河南驼人贝斯特医疗器械有限公司","河南驼人贝斯特医疗器械有限公司"]
["004017679718757","00401767","C14100118900001047400000007","豫械注准20192080668","一次性使用气管插管套件","7.0（普通Ⅳ型）","普通Ⅳ型",null,null,"HCS00819","河南驼人贝斯特医疗器械有限公司","河南驼人贝斯特医疗器械有限公司"]
["004017679718758","00401767","C14100118900001047400000284","豫械注准20192080668","一次性使用气管插管套件","11.0（普通Ⅳ型）","普通Ⅳ型",null,null,"HCS00819","河南驼人贝斯特医疗器械有限公司","河南驼人贝斯特医疗器械有限公司"]
["004017679718759","00401767","C14100118900001047400000113","豫械注准20192080668","一次性使用气管插管套件","8.5（普通Ⅳ型）","普通Ⅳ型",null,null,"HCS00819","河南驼人贝斯特医疗器械有限公司","河南驼人贝斯特医疗器械有限公司"]
["004017679718760","00401767","C14100118900001047400000523","豫械注准20192080668","一次性使用气管插管套件","10.5（普通Ⅳ型）","普通Ⅳ型",null,null,"HCS00819","河南驼人贝斯特医疗器械有限公司","河南驼人贝斯特医疗器械有限公司"]
["004017679718724","00401767","C14100118900001047400000179","豫械注准20192080668","一次性使用气管插管套件","2.0（普通Ⅳ型）","普通Ⅳ型",null,null,"HCS00819","河南驼人贝斯特医疗器械有限公司","河南驼人贝斯特医疗器械有限公司"]
["004017679718745","00401767","C14100118900001047400001220","豫械注准20192080668","一次性使用气管插管套件","5.5（普通Ⅳ型）","普通Ⅳ型",null,null,"HCS00819","河南驼人贝斯特医疗器械有限公司","河南驼人贝斯特医疗器械有限公司"]
["004017679718894","00401767","C14100118900001047400000380","豫械注准20192080668","一次性使用气管插管套件","8.0（普通Ⅶ型）","普通Ⅶ型",null,null,"HCS00819","河南驼人贝斯特医疗器械有限公司","河南驼人贝斯特医疗器械有限公司"]
["004017679718895","00401767","C14100118900001047400000166","豫械注准20192080668","一次性使用气管插管套件","5.0（普通Ⅶ型）","普通Ⅶ型",null,null,"HCS00819","河南驼人贝斯特医疗器械有限公司","河南驼人贝斯特医疗器械有限公司"]
["004017679718896","00401767","C14100118900001047400000090","豫械注准20192080668","一次性使用气管插管套件","7.0（普通Ⅶ型）","普通Ⅶ型",null,null,"HCS00819","河南驼人贝斯特医疗器械有限公司","河南驼人贝斯特医疗器械有限公司"]
["004017679718897","00401767","C14100118900001047400000467","豫械注准20192080668","一次性使用气管插管套件","3.5（普通Ⅶ型）","普通Ⅶ型",null,null,"HCS00819","河南驼人贝斯特医疗器械有限公司","河南驼人贝斯特医疗器械有限公司"]
["004017679718898","00401767","C14100118900001047400001208","豫械注准20192080668","一次性使用气管插管套件","5.5（普通Ⅶ型）","普通Ⅶ型",null,null,"HCS00819","河南驼人贝斯特医疗器械有限公司","河南驼人贝斯特医疗器械有限公司"]
["004017679718932","00401767","C14100118900001047400000001","豫械注准20192080668","一次性使用气管插管套件","7.0（加强Ⅳ型）","加强Ⅳ型",null,null,"HCS00819","河南驼人贝斯特医疗器械有限公司","河南驼人贝斯特医疗器械有限公司"]
["004017679718933","00401767","C14100118900001047400000554","豫械注准20192080668","一次性使用气管插管套件","4.5（加强Ⅳ型）","加强Ⅳ型",null,null,"HCS00819","河南驼人贝斯特医疗器械有限公司","河南驼人贝斯特医疗器械有限公司"]
["004017679718934","00401767","C14100118900001047400000604","豫械注准20192080668","一次性使用气管插管套件","9.5（加强Ⅳ型）","加强Ⅳ型",null,null,"HCS00819","河南驼人贝斯特医疗器械有限公司","河南驼人贝斯特医疗器械有限公司"]
["004017679718935","00401767","C14100118900001047400000356","豫械注准20192080668","一次性使用气管插管套件","5.0（加强Ⅳ型）","加强Ⅳ型",null,null,"HCS00819","河南驼人贝斯特医疗器械有限公司","河南驼人贝斯特医疗器械有限公司"]
["004017679718936","00401767","C14100118900001047400000306","豫械注准20192080668","一次性使用气管插管套件","6.0（加强Ⅳ型）","加强Ⅳ型",null,null,"HCS00819","河南驼人贝斯特医疗器械有限公司","河南驼人贝斯特医疗器械有限公司"]
["004017679719024","00401767","C14100118900001047400000101","豫械注准20192080668","一次性使用气管插管套件","11.0（加强Ⅳ型）","加强Ⅳ型",null,null,"HCS00819","河南驼人贝斯特医疗器械有限公司","河南驼人贝斯特医疗器械有限公司"]
["004017679719025","00401767","C14100118900001047400000433","豫械注准20192080668","一次性使用气管插管套件","6.5（加强Ⅳ型）","加强Ⅳ型",null,null,"HCS00819","河南驼人贝斯特医疗器械有限公司","河南驼人贝斯特医疗器械有限公司"]
["004017679719026","00401767","C14100118900001047400000170","豫械注准20192080668","一次性使用气管插管套件","9.0（加强Ⅳ型）","加强Ⅳ型",null,null,"HCS00819","河南驼人贝斯特医疗器械有限公司","河南驼人贝斯特医疗器械有限公司"]
["004017679719027","00401767","C14100118900001047400000134","豫械注准20192080668","一次性使用气管插管套件","8.0（加强Ⅳ型）","加强Ⅳ型",null,null,"HCS00819","河南驼人贝斯特医疗器械有限公司","河南驼人贝斯特医疗器械有限公司"]
["004017679719043","00401767","C14100118900001047400000430","豫械注准20192080668","一次性使用气管插管套件","2.0（加强Ⅵ型）","加强Ⅵ型",null,null,"HCS00819","河南驼人贝斯特医疗器械有限公司","河南驼人贝斯特医疗器械有限公司"]
["004017679719044","00401767","C14100118900001047400000528","豫械注准20192080668","一次性使用气管插管套件","5.0（加强Ⅵ型）","加强Ⅵ型",null,null,"HCS00819","河南驼人贝斯特医疗器械有限公司","河南驼人贝斯特医疗器械有限公司"]
["004017679719045","00401767","C14100118900001047400000129","豫械注准20192080668","一次性使用气管插管套件","8.5（加强Ⅵ型）","加强Ⅵ型",null,null,"HCS00819","河南驼人贝斯特医疗器械有限公司","河南驼人贝斯特医疗器械有限公司"]
["004017679719046","00401767","C14100118900001047400000439","豫械注准20192080668","一次性使用气管插管套件","7.5（加强Ⅵ型）","加强Ⅵ型",null,null,"HCS00819","河南驼人贝斯特医疗器械有限公司","河南驼人贝斯特医疗器械有限公司"]
["004017679719047","00401767","C14100118900001047400000562","豫械注准20192080668","一次性使用气管插管套件","2.5（加强Ⅵ型）","加强Ⅵ型",null,null,"HCS00819","河南驼人贝斯特医疗器械有限公司","河南驼人贝斯特医疗器械有限公司"]
["004017679719051","00401767","C14100118900001047400000368","豫械注准20192080668","一次性使用气管插管套件","9.5（加强Ⅶ型）","加强Ⅶ型",null,null,"HCS00819","河南驼人贝斯特医疗器械有限公司","河南驼人贝斯特医疗器械有限公司"]
["004017679719052","00401767","C14100118900001047400000432","豫械注准20192080668","一次性使用气管插管套件","3.0（加强Ⅶ型）","加强Ⅶ型",null,null,"HCS00819","河南驼人贝斯特医疗器械有限公司","河南驼人贝斯特医疗器械有限公司"]
["004017679719053","00401767","C14100118900001047400001190","豫械注准20192080668","一次性使用气管插管套件","3.5（加强Ⅶ型）","加强Ⅶ型",null,null,"HCS00819","河南驼人贝斯特医疗器械有限公司","河南驼人贝斯特医疗器械有限公司"]
["004017679719054","00401767","C14100118900001047400000494","豫械注准20192080668","一次性使用气管插管套件","8.5（加强Ⅶ型）","加强Ⅶ型",null,null,"HCS00819","河南驼人贝斯特医疗器械有限公司","河南驼人贝斯特医疗器械有限公司"]
["004017679719055","00401767","C14100118900001047400000296","豫械注准20192080668","一次性使用气管插管套件","7.0（加强Ⅶ型）","加强Ⅶ型",null,null,"HCS00819","河南驼人贝斯特医疗器械有限公司","河南驼人贝斯特医疗器械有限公司"]
["004017679719072","00401767","C14100118900001047400000253","豫械注准20192080668","一次性使用气管插管套件","4.0（加强Ⅶ型）","加强Ⅶ型",null,null,"HCS00819","河南驼人贝斯特医疗器械有限公司","河南驼人贝斯特医疗器械有限公司"]
["004017679719073","00401767","C14100118900001047400000581","豫械注准20192080668","一次性使用气管插管套件","8.0（加强Ⅶ型）","加强Ⅶ型",null,null,"HCS00819","河南驼人贝斯特医疗器械有限公司","河南驼人贝斯特医疗器械有限公司"]
["004017679719074","00401767","C14100118900001047400000473","豫械注准20192080668","一次性使用气管插管套件","6.0（加强Ⅶ型）","加强Ⅶ型",null,null,"HCS00819","河南驼人贝斯特医疗器械有限公司","河南驼人贝斯特医疗器械有限公司"]
["004017679719075","00401767","C14100118900001047400000390","豫械注准20192080668","一次性使用气管插管套件","5.5（加强Ⅶ型）","加强Ⅶ型",null,null,"HCS00819","河南驼人贝斯特医疗器械有限公司","河南驼人贝斯特医疗器械有限公司"]
["004017679719093","00401767","C14100118900001047400000635","豫械注准20192080668","一次性使用气管插管套件","6.0（加强Ⅷ型）","加强Ⅷ型",null,null,"HCS00819","河南驼人贝斯特医疗器械有限公司","河南驼人贝斯特医疗器械有限公司"]
["004017679719094","00401767","C14100118900001047400000139","豫械注准20192080668","一次性使用气管插管套件","4.5（加强Ⅷ型）","加强Ⅷ型",null,null,"HCS00819","河南驼人贝斯特医疗器械有限公司","河南驼人贝斯特医疗器械有限公司"]
["004017679719095","00401767","C14100118900001047400000210","豫械注准20192080668","一次性使用气管插管套件","11.0（加强Ⅷ型）","加强Ⅷ型",null,null,"HCS00819","河南驼人贝斯特医疗器械有限公司","河南驼人贝斯特医疗器械有限公司"]
["004017679719096","00401767","C14100118900001047400000587","豫械注准20192080668","一次性使用气管插管套件","2.0（加强Ⅷ型）","加强Ⅷ型",null,null,"HCS00819","河南驼人贝斯特医疗器械有限公司","河南驼人贝斯特医疗器械有限公司"]
["004017679719097","00401767","C14100118900001047400000256","豫械注准20192080668","一次性使用气管插管套件","10.0（加强Ⅷ型）","加强Ⅷ型",null,null,"HCS00819","河南驼人贝斯特医疗器械有限公司","河南驼人贝斯特医疗器械有限公司"]
["004017679719098","00401767","C14100118900001047400000628","豫械注准20192080668","一次性使用气管插管套件","5.0（加强Ⅷ型）","加强Ⅷ型",null,null,"HCS00819","河南驼人贝斯特医疗器械有限公司","河南驼人贝斯特医疗器械有限公司"]
["004017679719067","00401767","C14100118900001047400000464","豫械注准20192080668","一次性使用气管插管套件","11.0（加强Ⅶ型）","加强Ⅶ型",null,null,"HCS00819","河南驼人贝斯特医疗器械有限公司","河南驼人贝斯特医疗器械有限公司"]
["004017679719068","00401767","C14100118900001047400000389","豫械注准20192080668","一次性使用气管插管套件","6.5（加强Ⅶ型）","加强Ⅶ型",null,null,"HCS00819","河南驼人贝斯特医疗器械有限公司","河南驼人贝斯特医疗器械有限公司"]
["004017679719069","00401767","C14100118900001047400000621","豫械注准20192080668","一次性使用气管插管套件","5.0（加强Ⅶ型）","加强Ⅶ型",null,null,"HCS00819","河南驼人贝斯特医疗器械有限公司","河南驼人贝斯特医疗器械有限公司"]
["004017679719070","00401767","C14100118900001047400000304","豫械注准20192080668","一次性使用气管插管套件","4.5（加强Ⅶ型）","加强Ⅶ型",null,null,"HCS00819","河南驼人贝斯特医疗器械有限公司","河南驼人贝斯特医疗器械有限公司"]
["004017679719071","00401767","C14100118900001047400000426","豫械注准20192080668","一次性使用气管插管套件","2.0（加强Ⅶ型）","加强Ⅶ型",null,null,"HCS00819","河南驼人贝斯特医疗器械有限公司","河南驼人贝斯特医疗器械有限公司"]
["003903049791829","00390304","C01060102600002047400000663","国械注准20243141507","一次性使用射频套管针","20G 0.9×86-5mm","20G 0.9×86-5mm",null,null,"HCS00819","河南驼人贝斯特医疗器械有限公司","河南驼人贝斯特医疗器械有限公司"]
["003903049791830","00390304","C01060102600002047400000678","国械注准20243141507","一次性使用射频套管针","20G 0.9×98-5mm","20G 0.9×98-5mm",null,null,"HCS00819","河南驼人贝斯特医疗器械有限公司","河南驼人贝斯特医疗器械有限公司"]
["003903049791831","00390304","C01060102600002047400000669","国械注准20243141507","一次性使用射频套管针","20G 0.9×114-10mm","20G 0.9×114-10mm",null,null,"HCS00819","河南驼人贝斯特医疗器械有限公司","河南驼人贝斯特医疗器械有限公司"]
["003903049791832","00390304","C01060102600002047400000674","国械注准20243141507","一次性使用射频套管针","22G 0.7×50-4mm","22G 0.7×50-4mm",null,null,"HCS00819","河南驼人贝斯特医疗器械有限公司","河南驼人贝斯特医疗器械有限公司"]
["003903049791833","00390304","C01060102600002047400000676","国械注准20243141507","一次性使用射频套管针","22G 0.7×97-5mm","22G 0.7×97-5mm",null,null,"HCS00819","河南驼人贝斯特医疗器械有限公司","河南驼人贝斯特医疗器械有限公司"]
["003903049791834","00390304","C01060102600002047400000677","国械注准20243141507","一次性使用射频套管针","22G 0.7×97-10mm","22G 0.7×97-10mm",null,null,"HCS00819","河南驼人贝斯特医疗器械有限公司","河南驼人贝斯特医疗器械有限公司"]
["003903049791835","00390304","C01060102600002047400000667","国械注准20243141507","一次性使用射频套管针","20G 0.9×157-5mm","20G 0.9×157-5mm",null,null,"HCS00819","河南驼人贝斯特医疗器械有限公司","河南驼人贝斯特医疗器械有限公司"]
["003903049791836","00390304","C01060102600002047400000664","国械注准20243141507","一次性使用射频套管针","20G 0.9×88-5mm","20G 0.9×88-5mm",null,null,"HCS00819","河南驼人贝斯特医疗器械有限公司","河南驼人贝斯特医疗器械有限公司"]
["003903049791837","00390304","C01060102600002047400000661","国械注准20243141507","一次性使用射频套管针","20G 0.9×97-5mm","20G 0.9×97-5mm",null,null,"HCS00819","河南驼人贝斯特医疗器械有限公司","河南驼人贝斯特医疗器械有限公司"]
["003903049791838","00390304","C01060102600002047400000668","国械注准20243141507","一次性使用射频套管针","20G 0.9×114-5mm","20G 0.9×114-5mm",null,null,"HCS00819","河南驼人贝斯特医疗器械有限公司","河南驼人贝斯特医疗器械有限公司"]
["003903049791839","00390304","C01060102600002047400000671","国械注准20243141507","一次性使用射频套管针","20G 0.9×157-10mm","20G 0.9×157-10mm",null,null,"HCS00819","河南驼人贝斯特医疗器械有限公司","河南驼人贝斯特医疗器械有限公司"]
["003903049791840","00390304","C01060102600002047400000666","国械注准20243141507","一次性使用射频套管针","20G 0.9×115-5mm","20G 0.9×115-5mm",null,null,"HCS00819","河南驼人贝斯特医疗器械有限公司","河南驼人贝斯特医疗器械有限公司"]
["003903049791841","00390304","C01060102600002047400000662","国械注准20243141507","一次性使用射频套管针","20G 0.9×97-10mm","20G 0.9×97-10mm",null,null,"HCS00819","河南驼人贝斯特医疗器械有限公司","河南驼人贝斯特医疗器械有限公司"]
["003903049791842","00390304","C01060102600002047400000670","国械注准20243141507","一次性使用射频套管针","20G 0.9×155-5mm","20G 0.9×155-5mm",null,null,"HCS00819","河南驼人贝斯特医疗器械有限公司","河南驼人贝斯特医疗器械有限公司"]
["003903049791843","00390304","C01060102600002047400000675","国械注准20243141507","一次性使用射频套管针","22G 0.7×98-10mm","22G 0.7×98-10mm",null,null,"HCS00819","河南驼人贝斯特医疗器械有限公司","河南驼人贝斯特医疗器械有限公司"]
["003903049791844","00390304","C01060102600002047400000665","国械注准20243141507","一次性使用射频套管针","20G 0.9×88-10mm","20G 0.9×88-10mm",null,null,"HCS00819","河南驼人贝斯特医疗器械有限公司","河南驼人贝斯特医疗器械有限公司"]
["003224019820315","00322401","C03360110702004015230000118","国械注准20163130420","人工肩关节假体-肱骨组件替代件","QJ型 8.1×128.5","QJ型 8.1×128.5",null,null,"HCS00841","宽岳新晟实医疗科技（上海）有限公司（原上海晟实医疗器械科技有限公司）"]
["003224019820316","00322401","C03360110702004015230000117","国械注准20163130420","人工肩关节假体-肱骨组件替代件","QJ型 7.2×128.5","QJ型 7.2×128.5",null,null,"HCS00841","宽岳新晟实医疗科技（上海）有限公司（原上海晟实医疗器械科技有限公司）"]
["004136049806542","00413604","C03470210900000052390003050","国械注准20153131541","同种异体骨植入材料","(20～40)mm×(4.5～5.5)mm×（4.5～5.5)mm，装量2cm3","深冻皮质骨条",null,null,"HCS00988","杭州鸿立生物医疗科技有限公司","杭州鸿立生物医疗科技有限公司"]
["003589269794379","00358926","C14130219300000084090000008","京大械备20230211","防漏膏","FLG450","FLG450",null,null,"HCS00970","北京阳光宜康科技发展有限责任公司","北京阳光宜康科技发展有限责任公司"]
["003172689814075","00317268","C11011318710023113440000224","闽械注准20192020027","一次性使用筋膜缝合器","DFCS D12-1.6*150Ⅰ","DFCS D12-1.6*150Ⅰ",null,null,"HCS01045","中加百康（福建）医疗器械有限责任公司"]
["003172689814074","00317268","C11011318710023113440000258","闽械注准20192020027","一次性使用筋膜缝合器","DFCS A12Ⅰ","DFCS A12Ⅰ",null,null,"HCS01045","中加百康（福建）医疗器械有限责任公司"]
["003945369825723","00394536","C14020226600013075700000022","苏械注准20162080185","一次性使用鼻氧管","耳挂式(I-1-4)","耳挂式(I-1-4)",null,null,"HCS01059","苏州市晶乐高分子医疗器械有限公司","苏州市晶乐高分子医疗器械有限公司"]
["003945369715612","00394536","C14020226600013075700000021","苏械注准20162080185","一次性使用鼻氧管","双套双鼻(II-1-5 2米)","双套双鼻(II-1-5)",null,null,"HCS01059","苏州市晶乐高分子医疗器械有限公司","苏州市晶乐高分子医疗器械有限公司"]
["004029099747368","00402909","C17020121602000097510000007","国械注进20222140113","硅凝胶","（Dermatix Ultra Gel）2g","2g",null,null,"J3601","上药康德乐（上海）医药有限公司","阿.美纳里尼亚太控股私人有限公司 A. Menarini Asia-Pacific Holdings Pte. Ltd."]
["004148699774811","00414869","C17010721603000029030000124","浙械注准20192140240","无菌敷贴","1.7cm×2.2cm，400片/盒，薄膜","专用型",null,null,"HCS01381","浙江省淳安县人和医疗用品工贸有限公司","浙江省淳安县人和医疗用品工贸有限公司"]
["004148699774880","00414869","C17010721603000029030000049","浙械注准20192140240","无菌敷贴","10cm×12cmA，1片/包，薄膜","专用型",null,null,"HCS01381","浙江省淳安县人和医疗用品工贸有限公司","浙江省淳安县人和医疗用品工贸有限公司"]
["004148699774881","00414869","C17010721603000029030000003","浙械注准20192140240","无菌敷贴","2.8cm×3.5cm，10000片/箱，薄膜","专用型",null,null,"HCS01381","浙江省淳安县人和医疗用品工贸有限公司","浙江省淳安县人和医疗用品工贸有限公司"]
["004148699774884","00414869","C17010721603000029030000069","浙械注准20192140240","无菌敷贴","9cm×6cmA，100片/盒，薄膜","专用型",null,null,"HCS01381","浙江省淳安县人和医疗用品工贸有限公司","浙江省淳安县人和医疗用品工贸有限公司"]
["004137629804832","00413762","C02063400400000070610000129","国械注进20243030321","一次性使用动脉导管套装","A130-18040-01","A130-18040-01",null,null,"J3533","佛山市昊宁康医疗器械有限公司","HaolangMedicalUSACorporation昊朗医疗美国公司"]
["004137629804833","00413762","C02063400400000070610000082","国械注进20243030321","一次性使用动脉导管套装","A130-20040-01","A130-20040-01",null,null,"J3533","佛山市昊宁康医疗器械有限公司","HaolangMedicalUSACorporation昊朗医疗美国公司"]
["004137629804851","00413762","C02063400400000070610000031","国械注进20243030321","一次性使用动脉导管套装","A130-20064-02","A130-20064-02",null,null,"J3533","佛山市昊宁康医疗器械有限公司","HaolangMedicalUSACorporation昊朗医疗美国公司"]
["004137629804852","00413762","C02063400400000070610000140","国械注进20243030321","一次性使用动脉导管套装","A130-22040-02","A130-22040-02",null,null,"J3533","佛山市昊宁康医疗器械有限公司","HaolangMedicalUSACorporation昊朗医疗美国公司"]
["004137629804853","00413762","C02063400400000070610000060","国械注进20243030321","一次性使用动脉导管套装","A130-22064-02","A130-22064-02",null,null,"J3533","佛山市昊宁康医疗器械有限公司","HaolangMedicalUSACorporation昊朗医疗美国公司"]
["004137629804854","00413762","C02063400400000070610000092","国械注进20243030321","一次性使用动脉导管套装","A130-22080-02","A130-22080-02",null,null,"J3533","佛山市昊宁康医疗器械有限公司","HaolangMedicalUSACorporation昊朗医疗美国公司"]
["004137629804855","00413762","C02063400400000070610000073","国械注进20243030321","一次性使用动脉导管套装","A130-18040-03","A130-18040-03",null,null,"J3533","佛山市昊宁康医疗器械有限公司","HaolangMedicalUSACorporation昊朗医疗美国公司"]
["004137629804856","00413762","C02063400400000070610000143","国械注进20243030321","一次性使用动脉导管套装","A130-20040-03","A130-20040-03",null,null,"J3533","佛山市昊宁康医疗器械有限公司","HaolangMedicalUSACorporation昊朗医疗美国公司"]
["004137629804857","00413762","C02063400400000070610000071","国械注进20243030321","一次性使用动脉导管套装","A130-22040-03","A130-22040-03",null,null,"J3533","佛山市昊宁康医疗器械有限公司","HaolangMedicalUSACorporation昊朗医疗美国公司"]
["004137629804836","00413762","C02063400400000070610000088","国械注进20243030321","一次性使用动脉导管套装","A130-18040-02","A130-18040-02",null,null,"J3533","佛山市昊宁康医疗器械有限公司","HaolangMedicalUSACorporation昊朗医疗美国公司"]
["004137629804847","00413762","C02063400400000070610000125","国械注进20243030321","一次性使用动脉导管套装","A130-18064-02","A130-18064-02",null,null,"J3533","佛山市昊宁康医疗器械有限公司","HaolangMedicalUSACorporation昊朗医疗美国公司"]
["004137629804848","00413762","C02063400400000070610000020","国械注进20243030321","一次性使用动脉导管套装","A130-18080-02","A130-18080-02",null,null,"J3533","佛山市昊宁康医疗器械有限公司","HaolangMedicalUSACorporation昊朗医疗美国公司"]
["004137629804849","00413762","C02063400400000070610000099","国械注进20243030321","一次性使用动脉导管套装","A130-18100-02","A130-18100-02",null,null,"J3533","佛山市昊宁康医疗器械有限公司","HaolangMedicalUSACorporation昊朗医疗美国公司"]
["004137629804843","00413762","C02063400400000070610000062","国械注进20243030321","一次性使用动脉导管套装","A130-20080-02","A130-20080-02",null,null,"J3533","佛山市昊宁康医疗器械有限公司","HaolangMedicalUSACorporation昊朗医疗美国公司"]
["004137629804844","00413762","C02063400400000070610000117","国械注进20243030321","一次性使用动脉导管套装","A130-20100-02","A130-20100-02",null,null,"J3533","佛山市昊宁康医疗器械有限公司","HaolangMedicalUSACorporation昊朗医疗美国公司"]
["004137629804850","00413762","C02063400400000070610000042","国械注进20243030321","一次性使用动脉导管套装","A130-20040-02","A130-20040-02",null,null,"J3533","佛山市昊宁康医疗器械有限公司","HaolangMedicalUSACorporation昊朗医疗美国公司"]
["004137629804858","00413762","C02063400400000070610000075","国械注进20243030321","一次性使用动脉导管套装","A130-22040-01","A130-22040-01",null,null,"J3533","佛山市昊宁康医疗器械有限公司","HaolangMedicalUSACorporation昊朗医疗美国公司"]
["004137629804859","00413762","C02063400400000070610000083","国械注进20243030321","一次性使用动脉导管套装","A130-22050-01","A130-22050-01",null,null,"J3533","佛山市昊宁康医疗器械有限公司","HaolangMedicalUSACorporation昊朗医疗美国公司"]
["003614449713667","00361444","C14171400000000058860000014","豫械注准20232080884","一次性使用口咽腔导管","4.0","II型",null,null,"HCS01530","新乡市康贝尔医疗科技有限公司","新乡市康贝尔医疗科技有限公司"]
["003614449684545","00361444","C14171400000000058860000002","豫械注准20232080884","一次性使用口咽腔导管","2.0","I型",null,null,"HCS01530","新乡市康贝尔医疗科技有限公司","新乡市康贝尔医疗科技有限公司"]
["003614449713669","00361444","C14171400000000058860000006","豫械注准20232080884","一次性使用口咽腔导管","6.0","I型",null,null,"HCS01530","新乡市康贝尔医疗科技有限公司","新乡市康贝尔医疗科技有限公司"]
["003614449713670","00361444","C14171400000000058860000005","豫械注准20232080884","一次性使用口咽腔导管","5.0","I型",null,null,"HCS01530","新乡市康贝尔医疗科技有限公司","新乡市康贝尔医疗科技有限公司"]
["003614449713671","00361444","C14171400000000058860000004","豫械注准20232080884","一次性使用口咽腔导管","4.0","I型",null,null,"HCS01530","新乡市康贝尔医疗科技有限公司","新乡市康贝尔医疗科技有限公司"]
["003614449713672","00361444","C14171400000000058860000003","豫械注准20232080884","一次性使用口咽腔导管","3.0","I型",null,null,"HCS01530","新乡市康贝尔医疗科技有限公司","新乡市康贝尔医疗科技有限公司"]
["003614449713673","00361444","C14171400000000058860000007","豫械注准20232080884","一次性使用口咽腔导管","8.0","I型",null,null,"HCS01530","新乡市康贝尔医疗科技有限公司","新乡市康贝尔医疗科技有限公司"]
["003614449713674","00361444","C14171400000000058860000008","豫械注准20232080884","一次性使用口咽腔导管","9.0","I型",null,null,"HCS01530","新乡市康贝尔医疗科技有限公司","新乡市康贝尔医疗科技有限公司"]
["003614449713675","00361444","C14171400000000058860000013","豫械注准20232080884","一次性使用口咽腔导管","5.5","I型",null,null,"HCS01530","新乡市康贝尔医疗科技有限公司","新乡市康贝尔医疗科技有限公司"]
["003614449713676","00361444","C14171400000000058860000016","豫械注准20232080884","一次性使用口咽腔导管","6.5","I型",null,null,"HCS01530","新乡市康贝尔医疗科技有限公司","新乡市康贝尔医疗科技有限公司"]
["003614449713677","00361444","C14171400000000058860000019","豫械注准20232080884","一次性使用口咽腔导管","6.5","II型",null,null,"HCS01530","新乡市康贝尔医疗科技有限公司","新乡市康贝尔医疗科技有限公司"]
["003614449713678","00361444","C14171400000000058860000011","豫械注准20232080884","一次性使用口咽腔导管","2.0","II型",null,null,"HCS01530","新乡市康贝尔医疗科技有限公司","新乡市康贝尔医疗科技有限公司"]
["003614449713679","00361444","C14171400000000058860000021","豫械注准20232080884","一次性使用口咽腔导管","8.0","II型",null,null,"HCS01530","新乡市康贝尔医疗科技有限公司","新乡市康贝尔医疗科技有限公司"]
["003614449713680","00361444","C14171400000000058860000018","豫械注准20232080884","一次性使用口咽腔导管","5.5","II型",null,null,"HCS01530","新乡市康贝尔医疗科技有限公司","新乡市康贝尔医疗科技有限公司"]
["003614449713681","00361444","C14171400000000058860000017","豫械注准20232080884","一次性使用口咽腔导管","6.0","II型",null,null,"HCS01530","新乡市康贝尔医疗科技有限公司","新乡市康贝尔医疗科技有限公司"]
["003614449713682","00361444","C14171400000000058860000015","豫械注准20232080884","一次性使用口咽腔导管","5.0","II型",null,null,"HCS01530","新乡市康贝尔医疗科技有限公司","新乡市康贝尔医疗科技有限公司"]
["003614449713683","00361444","C14171400000000058860000020","豫械注准20232080884","一次性使用口咽腔导管","7.0","II型",null,null,"HCS01530","新乡市康贝尔医疗科技有限公司","新乡市康贝尔医疗科技有限公司"]
["003614449713684","00361444","C14171400000000058860000012","豫械注准20232080884","一次性使用口咽腔导管","3.0","II型",null,null,"HCS01530","新乡市康贝尔医疗科技有限公司","新乡市康贝尔医疗科技有限公司"]
["003614449713685","00361444","C14171400000000058860000010","豫械注准20232080884","一次性使用口咽腔导管","7.5","II型",null,null,"HCS01530","新乡市康贝尔医疗科技有限公司","新乡市康贝尔医疗科技有限公司"]
["003614449713686","00361444","C14171400000000058860000009","豫械注准20232080884","一次性使用口咽腔导管","7.5","I型",null,null,"HCS01530","新乡市康贝尔医疗科技有限公司","新乡市康贝尔医疗科技有限公司"]
["003614449713687","00361444","C14171400000000058860000022","豫械注准20232080884","一次性使用口咽腔导管","9.0","II型",null,null,"HCS01530","新乡市康贝尔医疗科技有限公司","新乡市康贝尔医疗科技有限公司"]
["004135899802295","00413589","C17010621601000041170000031","鄂械注准20252145348","聚氨酯泡沫敷料","15*15cm","有边普通型",null,null,"HCS01459","奥美医疗用品股份有限公司","奥美医疗用品股份有限公司"]
["003581769817953","00358176","C14020200000000041170000449","鄂械注准20232144708","外科通用手术包","眼科：包布，洞巾，一次性使用手术衣，治疗巾，量碗，量杯，弯盘， 纱布片，无菌棉签","Ⅱ型",null,null,"HCS01459","奥美医疗用品股份有限公司","奥美医疗用品股份有限公司"]
["003581769817954","00358176","C14020200000000041170000452","鄂械注准20232144708","外科通用手术包","介入：包布；中单；一次性使用手术衣2；洞巾；一次性使用无菌手术膜；治疗巾；医用护理垫；量杯；量碗；弯盘；器械保护套；纱布片；一次性使用塑柄手术刀；托盘；消毒刷","III型",null,null,"HCS01459","奥美医疗用品股份有限公司","奥美医疗用品股份有限公司"]
["003581769798291","00358176","C14020200000000041170000520","鄂械注准20232144708","外科通用手术包","膝关节1:一次性使用手术衣 、治疗巾、洞巾、包布","I型",null,null,"HCS01459","奥美医疗用品股份有限公司","奥美医疗用品股份有限公司"]
["003581769798292","00358176","C14020200000000041170000513","鄂械注准20232144708","外科通用手术包","腹腔1：一次性使用手术衣 、 纱布片、治疗巾、中单、洞巾、包布","I型",null,null,"HCS01459","奥美医疗用品股份有限公司","奥美医疗用品股份有限公司"]
["003581769798293","00358176","C14020200000000041170000511","鄂械注准20232144708","外科通用手术包","上肢1:一次性使用手术衣 、 备胶条、治疗巾、洞巾、包布","I型",null,null,"HCS01459","奥美医疗用品股份有限公司","奥美医疗用品股份有限公司"]
["003581769798294","00358176","C14020200000000041170000514","鄂械注准20232144708","外科通用手术包","剖腹产1：一次性使用手术衣 、 纱布片、无纺布片、 臀底单、治疗巾、中单、洞巾、包布","I型",null,null,"HCS01459","奥美医疗用品股份有限公司","奥美医疗用品股份有限公司"]
["003581769798295","00358176","C14020200000000041170000518","鄂械注准20232144708","外科通用手术包","泌尿1:一次性使用手术衣 、治疗巾、洞巾、包布","I型",null,null,"HCS01459","奥美医疗用品股份有限公司","奥美医疗用品股份有限公司"]
["002941069808360","00294106","C14020226600013034970000003","闽厦械备20190319号","鼻氧管","AO0067(3232)","PSTE",null,null,"HCS01651","崇仁（厦门）医疗器械有限公司"]
["002941069808361","00294106","C14020226600013034970000002","闽厦械备20190319号","鼻氧管","AO0068(3233)","PSTE",null,null,"HCS01651","崇仁（厦门）医疗器械有限公司"]
["002941069808362","00294106","C14020226600013034970000030","闽厦械备20190319号","鼻氧管","AO0175","PHFE",null,null,"HCS01651","崇仁（厦门）医疗器械有限公司"]
["002941069808363","00294106","C14020226600013034970000029","闽厦械备20190319号","鼻氧管","AO0174","PHFE",null,null,"HCS01651","崇仁（厦门）医疗器械有限公司"]
["002941069808364","00294106","C14020226600013034970000031","闽厦械备20190319号","鼻氧管","AO0176","PHFE",null,null,"HCS01651","崇仁（厦门）医疗器械有限公司"]
["003277699809266","00327769","C14020200000000034970000730","闽械注准20192080070","麻醉呼吸管路","AB0090(6787)","RVA200",null,null,"HCS01651","崇仁（厦门）医疗器械有限公司"]
["003821649819751","00382164","C17010821605000058190000210","湘械注准20232141225","医用重组胶原蛋白敷料","28g","T-Ⅲ型",null,null,"HCS01512","长沙海润生物技术有限公司","长沙海润生物技术有限公司"]
["003384849787988","00338484","C14020200000000095560000622","豫械注准20202142092","医用纱布垫","20cm*40cm*3p","B型",null,null,"HCS01103","新乡市金世康医疗器械有限公司"]
["003906039795941","00390603","C17010821605000036040000050","苏械注准20242141553","医用重组胶原蛋白敷料","JM01","JM01",null,null,"HCS01627","苏州圣惠医疗器械有限公司","苏州圣惠医疗器械有限公司"]
["003906039795943","00390603","C17010821605000036040000053","苏械注准20242141553","医用重组胶原蛋白敷料","JM02","JM02",null,null,"HCS01627","苏州圣惠医疗器械有限公司","苏州圣惠医疗器械有限公司"]
["003906019795819","00390601","C07120415000000036040000047","苏械注准20242171403","口腔溃疡含漱液","F-120","F-120",null,null,"HCS01627","苏州圣惠医疗器械有限公司","苏州圣惠医疗器械有限公司"]
["003906049796028","00390604","C07050414300000036040000021","苏械注准20242171401","牙齿脱敏剂","110g","110g",null,null,"HCS01627","苏州圣惠医疗器械有限公司","苏州圣惠医疗器械有限公司"]
["003906029632907","00390602","C14020200000000036040000033","苏械注准20242141414","耳道清洗器","15ml","15ml",null,null,"HCS01627","苏州圣惠医疗器械有限公司","苏州圣惠医疗器械有限公司"]
["003231579809410","00323157","C14171101000000055520000229","陕械注准20192080031","可控式吸痰管","4.67mm（14F）×470mm   1只纸托手套","DRE-S",null,null,"HCS01267","宝鸡市德尔医疗器械制造有限责任公司"]
["003231579809411","00323157","C14171101000000055520000224","陕械注准20192080031","可控式吸痰管","3.33mm（10F）×470mm   1只纸托手套","DRE-S",null,null,"HCS01267","宝鸡市德尔医疗器械制造有限责任公司"]
["003231579809412","00323157","C14171101000000055520000222","陕械注准20192080031","可控式吸痰管","2.67mm（8F）×470mm   1只纸托手套","DRE-S",null,null,"HCS01267","宝鸡市德尔医疗器械制造有限责任公司"]
["003231579809413","00323157","C14171101000000055520000230","陕械注准20192080031","可控式吸痰管","5.33mm（16F）×470mm    1只纸托手套","DRE-S",null,null,"HCS01267","宝鸡市德尔医疗器械制造有限责任公司"]
["003231579809414","00323157","C14171101000000055520000220","陕械注准20192080031","可控式吸痰管","2.0mm（6F）×470mm   1只纸托手套","DRE-S",null,null,"HCS01267","宝鸡市德尔医疗器械制造有限责任公司"]
["003231579809603","00323157","C14171101000000055520000227","陕械注准20192080031","可控式吸痰管","4.67mm（14F）×470mm    2只PE手套","DRE-S",null,null,"HCS01267","宝鸡市德尔医疗器械制造有限责任公司"]
["003231579809409","00323157","C14171101000000055520000226","陕械注准20192080031","可控式吸痰管","4.0mm（12F）×470m    1只纸托手套","DRE-S",null,null,"HCS01267","宝鸡市德尔医疗器械制造有限责任公司"]
["003231579809604","00323157","C14171101000000055520000225","陕械注准20192080031","可控式吸痰管","4.0mm（12F）×470m    2只PE手套","DRE-S",null,null,"HCS01267","宝鸡市德尔医疗器械制造有限责任公司"]
["004091289798359","00409128","C17010521603000105380000021","鲁械注准20252140050","亲水性纤维医用伤口敷料","5cm×10cm","A型",null,null,"HCS01158","山东星之诚生物科技有限公司","山东星之诚生物科技有限公司"]
["002991709786335","00299170","C14020200000000010690001504","粤穗械备20160369号","定位膜","RF-V101P-2003W 颈肩胸型","RF-V101P-2003W 颈肩胸型",null,null,"HCS01371","广州美岑医疗设备有限公司","广州美岑医疗设备有限公司"]
["002991709786340","00299170","C14020200000000010690000650","粤穗械备20160369号","定位膜","RF-F101P-2002W S头颈肩型","RF-F101P-2002W S头颈肩型",null,null,"HCS01371","广州美岑医疗设备有限公司","广州美岑医疗设备有限公司"]
["002991709786466","00299170","C14020200000000010690001685","粤穗械备20160369号","定位膜","RF-H421P-2001W 胸腹型","RF-H421P-2001W 胸腹型",null,null,"HCS01371","广州美岑医疗设备有限公司","广州美岑医疗设备有限公司"]
["002991709786501","00299170","C14020200000000010690001096","粤穗械备20160369号","定位膜","RF-A101P-2002W U型","RF-A101P-2002W U型",null,null,"HCS01371","广州美岑医疗设备有限公司","广州美岑医疗设备有限公司"]
["002991709786338","00299170","C14020200000000010690001384","粤穗械备20160369号","定位膜","F621W(360) 体型","F621W(360) 体型",null,null,"HCS01371","广州美岑医疗设备有限公司","广州美岑医疗设备有限公司"]
["002991709786441","00299170","C14020200000000010690001588","粤穗械备20160369号","定位膜","RF-T611-2020W 体型","RF-T611-2020W 体型",null,null,"HCS01371","广州美岑医疗设备有限公司","广州美岑医疗设备有限公司"]
["002991709786453","00299170","C14020200000000010690000729","粤穗械备20160369号","定位膜","RF-A101P-2003W U型","RF-A101P-2003W U型",null,null,"HCS01371","广州美岑医疗设备有限公司","广州美岑医疗设备有限公司"]
["002991709786467","00299170","C14020200000000010690001391","粤穗械备20160369号","定位膜","RF-K521P-2001W 腹型","RF-K521P-2001W 腹型",null,null,"HCS01371","广州美岑医疗设备有限公司","广州美岑医疗设备有限公司"]
["002991709786468","00299170","C14020200000000010690001640","粤穗械备20160369号","定位膜","RF-J101P-2005W 颈肩胸型","RF-J101P-2005W 颈肩胸型",null,null,"HCS01371","广州美岑医疗设备有限公司","广州美岑医疗设备有限公司"]
["002991709786469","00299170","C14020200000000010690001674","粤穗械备20160369号","定位膜","RF-C107P-2250W S型","RF-C107P-2250W S型",null,null,"HCS01371","广州美岑医疗设备有限公司","广州美岑医疗设备有限公司"]
["002991709786339","00299170","C14020200000000010690000933","粤穗械备20160369号","定位膜","RF-C101P-2004W S型","RF-C101P-2004W S型",null,null,"HCS01371","广州美岑医疗设备有限公司","广州美岑医疗设备有限公司"]
["002991709786336","00299170","C14020200000000010690001669","粤穗械备20160369号","定位膜","RF-V101P-2010W 颈肩胸型","RF-V101P-2010W 颈肩胸型",null,null,"HCS01371","广州美岑医疗设备有限公司","广州美岑医疗设备有限公司"]
["002991709786337","00299170","C14020200000000010690001070","粤穗械备20160369号","定位膜","F400B 胸型","F400B 胸型",null,null,"HCS01371","广州美岑医疗设备有限公司","广州美岑医疗设备有限公司"]
["002991709786442","00299170","C14020200000000010690001013","粤穗械备20160369号","定位膜","F222B 头颈肩型","F222B 头颈肩型",null,null,"HCS01371","广州美岑医疗设备有限公司","广州美岑医疗设备有限公司"]
["002991709786480","00299170","C14020200000000010690001694","粤穗械备20160369号","定位膜","RF-V102P-2320W 胸型","RF-V102P-2320W 胸型",null,null,"HCS01371","广州美岑医疗设备有限公司","广州美岑医疗设备有限公司"]
["002991709786512","00299170","C14020200000000010690001724","粤穗械备20160369号","定位膜","F361W 胸型","F361W 胸型",null,null,"HCS01371","广州美岑医疗设备有限公司","广州美岑医疗设备有限公司"]
["002991709786513","00299170","C14020200000000010690001665","粤穗械备20160369号","定位膜","RF-J100-2065B 颈肩胸型","RF-J100-2065B 颈肩胸型",null,null,"HCS01371","广州美岑医疗设备有限公司","广州美岑医疗设备有限公司"]
["002991709786465","00299170","C14020200000000010690001459","粤穗械备20160369号","定位膜","RF-E222P-2003W 头颈肩型","RF-E222P-2003W 头颈肩型",null,null,"HCS01371","广州美岑医疗设备有限公司","广州美岑医疗设备有限公司"]
["002991709786525","00299170","C14020200000000010690001350","粤穗械备20160369号","定位膜","F624B 体型","F624B 体型",null,null,"HCS01371","广州美岑医疗设备有限公司","广州美岑医疗设备有限公司"]
["002991709786454","00299170","C14020200000000010690001679","粤穗械备20160369号","定位膜","RF-F105P-2001W S头颈肩型","RF-F105P-2001W S头颈肩型",null,null,"HCS01371","广州美岑医疗设备有限公司","广州美岑医疗设备有限公司"]
["003111449671509","00311144","C17010821601000046670000042","苏械注准20142140069","贻贝粘蛋白创面修复敷料","（苏械注准20142140069）5mL","1.5mg/mL",null,null,"HCS01450","江阴贝瑞森生化技术有限公司"]
["003886919788636","00388691","C14240203500002057040000058","鄂械注准20242145076","肠梗阻导管套件","导管：WD-DZ（Ⅱ）-F16-3500  导丝：GW-1.24-4500","标准型",null,null,"HCS01259","武汉沃德利派医疗器械有限公司","武汉沃德利派医疗器械有限公司"]
["003886919788637","00388691","C14240203500002057040000059","鄂械注准20242145076","肠梗阻导管套件","导管：WD-DZ（Ⅱ）-F16-3500  导丝：GW-1.32-4500","标准型",null,null,"HCS01259","武汉沃德利派医疗器械有限公司","武汉沃德利派医疗器械有限公司"]
["003886919788638","00388691","C14240203500002057040000057","鄂械注准20242145076","肠梗阻导管套件","导管：WD-DZ（Ⅱ）-F16-3500  导丝：GW-1.14-4500","标准型",null,null,"HCS01259","武汉沃德利派医疗器械有限公司","武汉沃德利派医疗器械有限公司"]
["002936097945814","00293609","C14171503500000109460000013","苏械注准20182141647","一次性使用负压引流管路套装","YLGL22(7.33mmFr22-7.33mmFr22-200-1000)","多沟槽型（十字槽型）",null,null,"HCS01585","江苏迪沃生物制品有限公司"]
["002936099813980","00293609","C14171503500000109460000004","苏械注准20182141647","一次性使用负压引流管路套装","YLGL24","多沟槽型（十字槽型）",null,null,"HCS01585","江苏迪沃生物制品有限公司"]
["003130259786088","00313025","C17010821605000008670000113","吉械注准20222140648","医用护理敷料","0.1mg/mL×100mL/瓶","Ⅱ型",null,null,"HCS01750","吉林普泽生物医药有限公司"]
["003578529798578","00357852","C14020200000000040600008662","豫械注准20182140247","一次性使用无菌保护罩","26cm×25cm","26cm×25cm",null,null,"HCS01141","河南省蓝天医疗器械有限公司（生产）","河南省蓝天医疗器械有限公司（生产）"]
["003578529797242","00357852","C14020200000000040600008651","豫械注准20182140247","一次性使用无菌保护罩","12cm×20cm","12cm×20cm",null,null,"HCS01141","河南省蓝天医疗器械有限公司（生产）","河南省蓝天医疗器械有限公司（生产）"]
["003989489790813","00398948","C16030103200000085520000336","国械注准20153141645","一次性使用无菌注射针","0.3*25TW LB","0.3*25TW LB",null,null,"HCS01338","稳健平安医疗科技（湖南）有限公司（原稳健平安医械科技（湖南）有限公司）","稳健平安医疗科技（湖南）有限公司（原稳健平安医械科技（湖南）有限公司）"]
["003989489790812","00398948","C16030103200000085520000346","国械注准20153141645","一次性使用无菌注射针","0.3*4TW LB","0.3*4TW LB",null,null,"HCS01338","稳健平安医疗科技（湖南）有限公司（原稳健平安医械科技（湖南）有限公司）","稳健平安医疗科技（湖南）有限公司（原稳健平安医械科技（湖南）有限公司）"]
["003989489790745","00398948","C16030103200000085520000334","国械注准20153141645","一次性使用无菌注射针","0.18*13TW LB","0.18*13TW LB",null,null,"HCS01338","稳健平安医疗科技（湖南）有限公司（原稳健平安医械科技（湖南）有限公司）","稳健平安医疗科技（湖南）有限公司（原稳健平安医械科技（湖南）有限公司）"]
["003989489790746","00398948","C16030103200000085520000333","国械注准20153141645","一次性使用无菌注射针","0.18*1.5TW LB","0.18*1.5TW LB",null,null,"HCS01338","稳健平安医疗科技（湖南）有限公司（原稳健平安医械科技（湖南）有限公司）","稳健平安医疗科技（湖南）有限公司（原稳健平安医械科技（湖南）有限公司）"]
["003989489790747","00398948","C16030103200000085520000343","国械注准20153141645","一次性使用无菌注射针","0.18*4TW LB","0.18*4TW LB",null,null,"HCS01338","稳健平安医疗科技（湖南）有限公司（原稳健平安医械科技（湖南）有限公司）","稳健平安医疗科技（湖南）有限公司（原稳健平安医械科技（湖南）有限公司）"]
["003989489790748","00398948","C16030103200000085520000340","国械注准20153141645","一次性使用无菌注射针","0.18*8TW LB","0.18*8TW LB",null,null,"HCS01338","稳健平安医疗科技（湖南）有限公司（原稳健平安医械科技（湖南）有限公司）","稳健平安医疗科技（湖南）有限公司（原稳健平安医械科技（湖南）有限公司）"]
["003989489790749","00398948","C16030103200000085520000347","国械注准20153141645","一次性使用无菌注射针","0.18*6TW LB","0.18*6TW LB",null,null,"HCS01338","稳健平安医疗科技（湖南）有限公司（原稳健平安医械科技（湖南）有限公司）","稳健平安医疗科技（湖南）有限公司（原稳健平安医械科技（湖南）有限公司）"]
["003989489790750","00398948","C16030103200000085520000344","国械注准20153141645","一次性使用无菌注射针","0.18*2.5TW LB","0.18*2.5TW LB",null,null,"HCS01338","稳健平安医疗科技（湖南）有限公司（原稳健平安医械科技（湖南）有限公司）","稳健平安医疗科技（湖南）有限公司（原稳健平安医械科技（湖南）有限公司）"]
["003989489790751","00398948","C16030103200000085520000335","国械注准20153141645","一次性使用无菌注射针","0.23*13TW LB","0.23*13TW LB",null,null,"HCS01338","稳健平安医疗科技（湖南）有限公司（原稳健平安医械科技（湖南）有限公司）","稳健平安医疗科技（湖南）有限公司（原稳健平安医械科技（湖南）有限公司）"]
["003989489790752","00398948","C16030103200000085520000342","国械注准20153141645","一次性使用无菌注射针","0.23*1.5TW LB","0.23*1.5TW LB",null,null,"HCS01338","稳健平安医疗科技（湖南）有限公司（原稳健平安医械科技（湖南）有限公司）","稳健平安医疗科技（湖南）有限公司（原稳健平安医械科技（湖南）有限公司）"]
["003989489790753","00398948","C16030103200000085520000339","国械注准20153141645","一次性使用无菌注射针","0.23*8TW LB","0.23*8TW LB",null,null,"HCS01338","稳健平安医疗科技（湖南）有限公司（原稳健平安医械科技（湖南）有限公司）","稳健平安医疗科技（湖南）有限公司（原稳健平安医械科技（湖南）有限公司）"]
["003989489790754","00398948","C16030103200000085520000348","国械注准20153141645","一次性使用无菌注射针","0.23*2.5TW LB","0.23*2.5TW LB",null,null,"HCS01338","稳健平安医疗科技（湖南）有限公司（原稳健平安医械科技（湖南）有限公司）","稳健平安医疗科技（湖南）有限公司（原稳健平安医械科技（湖南）有限公司）"]
["003989489790755","00398948","C16030103200000085520000337","国械注准20153141645","一次性使用无菌注射针","0.23*25TW LB","0.23*25TW LB",null,null,"HCS01338","稳健平安医疗科技（湖南）有限公司（原稳健平安医械科技（湖南）有限公司）","稳健平安医疗科技（湖南）有限公司（原稳健平安医械科技（湖南）有限公司）"]
["003989489790756","00398948","C16030103200000085520000338","国械注准20153141645","一次性使用无菌注射针","0.23*4TW LB","0.23*4TW LB",null,null,"HCS01338","稳健平安医疗科技（湖南）有限公司（原稳健平安医械科技（湖南）有限公司）","稳健平安医疗科技（湖南）有限公司（原稳健平安医械科技（湖南）有限公司）"]
["003989489790757","00398948","C16030103200000085520000341","国械注准20153141645","一次性使用无菌注射针","0.23*6TW LB","0.23*6TW LB",null,null,"HCS01338","稳健平安医疗科技（湖南）有限公司（原稳健平安医械科技（湖南）有限公司）","稳健平安医疗科技（湖南）有限公司（原稳健平安医械科技（湖南）有限公司）"]
["003989489790809","00398948","C16030103200000085520000236","国械注准20153141645","一次性使用无菌注射针","0.3*13TW LB","0.3*13TW LB",null,null,"HCS01338","稳健平安医疗科技（湖南）有限公司（原稳健平安医械科技（湖南）有限公司）","稳健平安医疗科技（湖南）有限公司（原稳健平安医械科技（湖南）有限公司）"]
["003989489790810","00398948","C16030103200000085520000332","国械注准20153141645","一次性使用无菌注射针","0.3*8TW LB","0.3*8TW LB",null,null,"HCS01338","稳健平安医疗科技（湖南）有限公司（原稳健平安医械科技（湖南）有限公司）","稳健平安医疗科技（湖南）有限公司（原稳健平安医械科技（湖南）有限公司）"]
["003989489790811","00398948","C16030103200000085520000345","国械注准20153141645","一次性使用无菌注射针","0.3*6TW LB","0.3*6TW LB",null,null,"HCS01338","稳健平安医疗科技（湖南）有限公司（原稳健平安医械科技（湖南）有限公司）","稳健平安医疗科技（湖南）有限公司（原稳健平安医械科技（湖南）有限公司）"]
["003839379616468","00383937","C14080618700001085520000493","湘械注准20192020229","皮肤吻合器及附件","14.0cm S","PA-PFWH-I",null,null,"HCS01338","稳健平安医疗科技（湖南）有限公司（原稳健平安医械科技（湖南）有限公司）","稳健平安医疗科技（湖南）有限公司（原稳健平安医械科技（湖南）有限公司）"]
["003839379616513","00383937","C14080618700001085520000172","湘械注准20192020229","皮肤吻合器及附件","8.0cm S","PA-PFWH-III",null,null,"HCS01338","稳健平安医疗科技（湖南）有限公司（原稳健平安医械科技（湖南）有限公司）","稳健平安医疗科技（湖南）有限公司（原稳健平安医械科技（湖南）有限公司）"]
["003839379616511","00383937","C14080618700001085520001560","湘械注准20192020229","皮肤吻合器及附件","2.0cm S","PA-PFWH-III",null,null,"HCS01338","稳健平安医疗科技（湖南）有限公司（原稳健平安医械科技（湖南）有限公司）","稳健平安医疗科技（湖南）有限公司（原稳健平安医械科技（湖南）有限公司）"]
["003839379616548","00383937","C14080618700001085520000892","湘械注准20192020229","皮肤吻合器及附件","15.5cm S","PA-PFWH-III",null,null,"HCS01338","稳健平安医疗科技（湖南）有限公司（原稳健平安医械科技（湖南）有限公司）","稳健平安医疗科技（湖南）有限公司（原稳健平安医械科技（湖南）有限公司）"]
["003839379616555","00383937","C14080618700001085520001613","湘械注准20192020229","皮肤吻合器及附件","28.0cm S","PA-PFWH-III",null,null,"HCS01338","稳健平安医疗科技（湖南）有限公司（原稳健平安医械科技（湖南）有限公司）","稳健平安医疗科技（湖南）有限公司（原稳健平安医械科技（湖南）有限公司）"]
["003839379616547","00383937","C14080618700001085520001236","湘械注准20192020229","皮肤吻合器及附件","13.0cm S","PA-PFWH-III",null,null,"HCS01338","稳健平安医疗科技（湖南）有限公司（原稳健平安医械科技（湖南）有限公司）","稳健平安医疗科技（湖南）有限公司（原稳健平安医械科技（湖南）有限公司）"]
["003839379616562","00383937","C14080618700001085520000279","湘械注准20192020229","皮肤吻合器及附件","2.0cm","PA-PFWH-I",null,null,"HCS01338","稳健平安医疗科技（湖南）有限公司（原稳健平安医械科技（湖南）有限公司）","稳健平安医疗科技（湖南）有限公司（原稳健平安医械科技（湖南）有限公司）"]
["003839379616969","00383937","C14080618700001085520001498","湘械注准20192020229","皮肤吻合器及附件","20.5cm","PA-PFWH-III",null,null,"HCS01338","稳健平安医疗科技（湖南）有限公司（原稳健平安医械科技（湖南）有限公司）","稳健平安医疗科技（湖南）有限公司（原稳健平安医械科技（湖南）有限公司）"]
["003839379616974","00383937","C14080618700001085520001348","湘械注准20192020229","皮肤吻合器及附件","23.0cm","PA-PFWH-III",null,null,"HCS01338","稳健平安医疗科技（湖南）有限公司（原稳健平安医械科技（湖南）有限公司）","稳健平安医疗科技（湖南）有限公司（原稳健平安医械科技（湖南）有限公司）"]
["003839379616977","00383937","C14080618700001085520000733","湘械注准20192020229","皮肤吻合器及附件","12.0cm","PA-PFWH-I",null,null,"HCS01338","稳健平安医疗科技（湖南）有限公司（原稳健平安医械科技（湖南）有限公司）","稳健平安医疗科技（湖南）有限公司（原稳健平安医械科技（湖南）有限公司）"]
["003839379616978","00383937","C14080618700001085520001829","湘械注准20192020229","皮肤吻合器及附件","10.0cm","PA-PFWH-I",null,null,"HCS01338","稳健平安医疗科技（湖南）有限公司（原稳健平安医械科技（湖南）有限公司）","稳健平安医疗科技（湖南）有限公司（原稳健平安医械科技（湖南）有限公司）"]
["003839379616551","00383937","C14080618700001085520001722","湘械注准20192020229","皮肤吻合器及附件","23.0cm S","PA-PFWH-III",null,null,"HCS01338","稳健平安医疗科技（湖南）有限公司（原稳健平安医械科技（湖南）有限公司）","稳健平安医疗科技（湖南）有限公司（原稳健平安医械科技（湖南）有限公司）"]
["003839379616552","00383937","C14080618700001085520000140","湘械注准20192020229","皮肤吻合器及附件","25.5cm S","PA-PFWH-III",null,null,"HCS01338","稳健平安医疗科技（湖南）有限公司（原稳健平安医械科技（湖南）有限公司）","稳健平安医疗科技（湖南）有限公司（原稳健平安医械科技（湖南）有限公司）"]
["003839379616449","00383937","C14080618700001085520001378","湘械注准20192020229","皮肤吻合器及附件","4.0cm S","PA-PFWH-I",null,null,"HCS01338","稳健平安医疗科技（湖南）有限公司（原稳健平安医械科技（湖南）有限公司）","稳健平安医疗科技（湖南）有限公司（原稳健平安医械科技（湖南）有限公司）"]
["003839379616440","00383937","C14080618700001085520000317","湘械注准20192020229","皮肤吻合器及附件","2.0cm S","PA-PFWH-I",null,null,"HCS01338","稳健平安医疗科技（湖南）有限公司（原稳健平安医械科技（湖南）有限公司）","稳健平安医疗科技（湖南）有限公司（原稳健平安医械科技（湖南）有限公司）"]
["003839379616510","00383937","C14080618700001085520000200","湘械注准20192020229","皮肤吻合器及附件","20.0cm S","PA-PFWH-I",null,null,"HCS01338","稳健平安医疗科技（湖南）有限公司（原稳健平安医械科技（湖南）有限公司）","稳健平安医疗科技（湖南）有限公司（原稳健平安医械科技（湖南）有限公司）"]
["003839379616457","00383937","C14080618700001085520000609","湘械注准20192020229","皮肤吻合器及附件","8.0cm S","PA-PFWH-I",null,null,"HCS01338","稳健平安医疗科技（湖南）有限公司（原稳健平安医械科技（湖南）有限公司）","稳健平安医疗科技（湖南）有限公司（原稳健平安医械科技（湖南）有限公司）"]
["003839379616952","00383937","C14080618700001085520000218","湘械注准20192020229","皮肤吻合器及附件","8.0cm","PA-PFWH-III",null,null,"HCS01338","稳健平安医疗科技（湖南）有限公司（原稳健平安医械科技（湖南）有限公司）","稳健平安医疗科技（湖南）有限公司（原稳健平安医械科技（湖南）有限公司）"]
["003839379616957","00383937","C14080618700001085520000281","湘械注准20192020229","皮肤吻合器及附件","16.0cm","PA-PFWH-I",null,null,"HCS01338","稳健平安医疗科技（湖南）有限公司（原稳健平安医械科技（湖南）有限公司）","稳健平安医疗科技（湖南）有限公司（原稳健平安医械科技（湖南）有限公司）"]
["003839379616958","00383937","C14080618700001085520000212","湘械注准20192020229","皮肤吻合器及附件","18.0cm","PA-PFWH-I",null,null,"HCS01338","稳健平安医疗科技（湖南）有限公司（原稳健平安医械科技（湖南）有限公司）","稳健平安医疗科技（湖南）有限公司（原稳健平安医械科技（湖南）有限公司）"]
["003839379616959","00383937","C14080618700001085520001820","湘械注准20192020229","皮肤吻合器及附件","20.0cm","PA-PFWH-I",null,null,"HCS01338","稳健平安医疗科技（湖南）有限公司（原稳健平安医械科技（湖南）有限公司）","稳健平安医疗科技（湖南）有限公司（原稳健平安医械科技（湖南）有限公司）"]
["003839379616960","00383937","C14080618700001085520000352","湘械注准20192020229","皮肤吻合器及附件","2.0cm","PA-PFWH-III",null,null,"HCS01338","稳健平安医疗科技（湖南）有限公司（原稳健平安医械科技（湖南）有限公司）","稳健平安医疗科技（湖南）有限公司（原稳健平安医械科技（湖南）有限公司）"]
["003839379616965","00383937","C14080618700001085520000199","湘械注准20192020229","皮肤吻合器及附件","10.5cm","PA-PFWH-III",null,null,"HCS01338","稳健平安医疗科技（湖南）有限公司（原稳健平安医械科技（湖南）有限公司）","稳健平安医疗科技（湖南）有限公司（原稳健平安医械科技（湖南）有限公司）"]
["003839379616975","00383937","C14080618700001085520001299","湘械注准20192020229","皮肤吻合器及附件","25.5cm","PA-PFWH-III",null,null,"HCS01338","稳健平安医疗科技（湖南）有限公司（原稳健平安医械科技（湖南）有限公司）","稳健平安医疗科技（湖南）有限公司（原稳健平安医械科技（湖南）有限公司）"]
["003839379616979","00383937","C14080618700001085520000262","湘械注准20192020229","皮肤吻合器及附件","8.0cm","PA-PFWH-I",null,null,"HCS01338","稳健平安医疗科技（湖南）有限公司（原稳健平安医械科技（湖南）有限公司）","稳健平安医疗科技（湖南）有限公司（原稳健平安医械科技（湖南）有限公司）"]
["003839379616984","00383937","C14080618700001085520001676","湘械注准20192020229","皮肤吻合器及附件","6.0cm","PA-PFWH-I",null,null,"HCS01338","稳健平安医疗科技（湖南）有限公司（原稳健平安医械科技（湖南）有限公司）","稳健平安医疗科技（湖南）有限公司（原稳健平安医械科技（湖南）有限公司）"]
["003839379616458","00383937","C14080618700001085520001902","湘械注准20192020229","皮肤吻合器及附件","10.0cm S","PA-PFWH-I",null,null,"HCS01338","稳健平安医疗科技（湖南）有限公司（原稳健平安医械科技（湖南）有限公司）","稳健平安医疗科技（湖南）有限公司（原稳健平安医械科技（湖南）有限公司）"]
["003839379616469","00383937","C14080618700001085520000881","湘械注准20192020229","皮肤吻合器及附件","16.0cm S","PA-PFWH-I",null,null,"HCS01338","稳健平安医疗科技（湖南）有限公司（原稳健平安医械科技（湖南）有限公司）","稳健平安医疗科技（湖南）有限公司（原稳健平安医械科技（湖南）有限公司）"]
["003839379616470","00383937","C14080618700001085520001761","湘械注准20192020229","皮肤吻合器及附件","18.0cm S","PA-PFWH-I",null,null,"HCS01338","稳健平安医疗科技（湖南）有限公司（原稳健平安医械科技（湖南）有限公司）","稳健平安医疗科技（湖南）有限公司（原稳健平安医械科技（湖南）有限公司）"]
["003839379616967","00383937","C14080618700001085520001180","湘械注准20192020229","皮肤吻合器及附件","15.5cm","PA-PFWH-III",null,null,"HCS01338","稳健平安医疗科技（湖南）有限公司（原稳健平安医械科技（湖南）有限公司）","稳健平安医疗科技（湖南）有限公司（原稳健平安医械科技（湖南）有限公司）"]
["003839379616968","00383937","C14080618700001085520001673","湘械注准20192020229","皮肤吻合器及附件","18.0cm","PA-PFWH-III",null,null,"HCS01338","稳健平安医疗科技（湖南）有限公司（原稳健平安医械科技（湖南）有限公司）","稳健平安医疗科技（湖南）有限公司（原稳健平安医械科技（湖南）有限公司）"]
["003839379616592","00383937","C14080618700001085520001582","湘械注准20192020229","皮肤吻合器及附件","4.0cm","PA-PFWH-I",null,null,"HCS01338","稳健平安医疗科技（湖南）有限公司（原稳健平安医械科技（湖南）有限公司）","稳健平安医疗科技（湖南）有限公司（原稳健平安医械科技（湖南）有限公司）"]
["003839379616966","00383937","C14080618700001085520001386","湘械注准20192020229","皮肤吻合器及附件","13.0cm","PA-PFWH-III",null,null,"HCS01338","稳健平安医疗科技（湖南）有限公司（原稳健平安医械科技（湖南）有限公司）","稳健平安医疗科技（湖南）有限公司（原稳健平安医械科技（湖南）有限公司）"]
["003839379616976","00383937","C14080618700001085520001072","湘械注准20192020229","皮肤吻合器及附件","28.0cm","PA-PFWH-III",null,null,"HCS01338","稳健平安医疗科技（湖南）有限公司（原稳健平安医械科技（湖南）有限公司）","稳健平安医疗科技（湖南）有限公司（原稳健平安医械科技（湖南）有限公司）"]
["003839379616454","00383937","C14080618700001085520001512","湘械注准20192020229","皮肤吻合器及附件","6.0cm S","PA-PFWH-I",null,null,"HCS01338","稳健平安医疗科技（湖南）有限公司（原稳健平安医械科技（湖南）有限公司）","稳健平安医疗科技（湖南）有限公司（原稳健平安医械科技（湖南）有限公司）"]
["003839379616460","00383937","C14080618700001085520000875","湘械注准20192020229","皮肤吻合器及附件","12.0cm S","PA-PFWH-I",null,null,"HCS01338","稳健平安医疗科技（湖南）有限公司（原稳健平安医械科技（湖南）有限公司）","稳健平安医疗科技（湖南）有限公司（原稳健平安医械科技（湖南）有限公司）"]
["003839379616744","00383937","C14080618700001085520000481","湘械注准20192020229","皮肤吻合器及附件","14.0cm","PA-PFWH-I",null,null,"HCS01338","稳健平安医疗科技（湖南）有限公司（原稳健平安医械科技（湖南）有限公司）","稳健平安医疗科技（湖南）有限公司（原稳健平安医械科技（湖南）有限公司）"]
["003368899790814","00336889","C14230220300012085520000878","湘械注准20182220037","一次性使用真空采血管","(玻璃)8ml","肝素管",null,null,"HCS01338","稳健平安医疗科技（湖南）有限公司（原稳健平安医械科技（湖南）有限公司）"]
["003368899790815","00336889","C14230220300012085520000877","湘械注准20182220037","一次性使用真空采血管","(塑料)8ml","肝素管",null,null,"HCS01338","稳健平安医疗科技（湖南）有限公司（原稳健平安医械科技（湖南）有限公司）"]
["003368899790842","00336889","C14230220300012085520000011","湘械注准20182220037","一次性使用真空采血管","（玻璃）3ml","血常规管（EDTAK2）",null,null,"HCS01338","稳健平安医疗科技（湖南）有限公司（原稳健平安医械科技（湖南）有限公司）"]
["003368899791053","00336889","C14230220300012085520000861","湘械注准20182220037","一次性使用真空采血管","(塑料)3ml","EDTA/分离胶",null,null,"HCS01338","稳健平安医疗科技（湖南）有限公司（原稳健平安医械科技（湖南）有限公司）"]
["003368899791054","00336889","C14230220300012085520000821","湘械注准20182220037","一次性使用真空采血管","(玻璃)3ml","EDTA/分离胶",null,null,"HCS01338","稳健平安医疗科技（湖南）有限公司（原稳健平安医械科技（湖南）有限公司）"]
["003233869790690","00323386","C16010110200001085520000026","国械注准20223140827","一次性使用无菌胰岛素注射器","0.25*8RW LB","1mL(U-100)",null,null,"HCS01338","稳健平安医疗科技（湖南）有限公司（原稳健平安医械科技（湖南）有限公司）"]
["003233869790695","00323386","C16010110200001085520000028","国械注准20223140827","一次性使用无菌胰岛素注射器","0.25*6RW LB","1mL(U-40)",null,null,"HCS01338","稳健平安医疗科技（湖南）有限公司（原稳健平安医械科技（湖南）有限公司）"]
["003233869790689","00323386","C16010110200001085520000025","国械注准20223140827","一次性使用无菌胰岛素注射器","0.25*6RW LB","1mL(U-100)",null,null,"HCS01338","稳健平安医疗科技（湖南）有限公司（原稳健平安医械科技（湖南）有限公司）"]
["003233869790694","00323386","C16010110200001085520000032","国械注准20223140827","一次性使用无菌胰岛素注射器","0.33*6RW LB","1mL(U-100)",null,null,"HCS01338","稳健平安医疗科技（湖南）有限公司（原稳健平安医械科技（湖南）有限公司）"]
["003233869790697","00323386","C16010110200001085520000033","国械注准20223140827","一次性使用无菌胰岛素注射器","0.25*8RW LB","1mL(U-40)",null,null,"HCS01338","稳健平安医疗科技（湖南）有限公司（原稳健平安医械科技（湖南）有限公司）"]
["003233869790692","00323386","C16010110200001085520000027","国械注准20223140827","一次性使用无菌胰岛素注射器","0.3*6RW LB","1mL(U-100)",null,null,"HCS01338","稳健平安医疗科技（湖南）有限公司（原稳健平安医械科技（湖南）有限公司）"]
["003233869790696","00323386","C16010110200001085520000031","国械注准20223140827","一次性使用无菌胰岛素注射器","0.33*6RW LB","1mL(U-40)",null,null,"HCS01338","稳健平安医疗科技（湖南）有限公司（原稳健平安医械科技（湖南）有限公司）"]
["003233869790698","00323386","C16010110200001085520000034","国械注准20223140827","一次性使用无菌胰岛素注射器","0.3*6RW LB","1mL(U-40)",null,null,"HCS01338","稳健平安医疗科技（湖南）有限公司（原稳健平安医械科技（湖南）有限公司）"]
["003233869790699","00323386","C16010110200001085520000029","国械注准20223140827","一次性使用无菌胰岛素注射器","0.25*13RW LB","1mL(U-40)",null,null,"HCS01338","稳健平安医疗科技（湖南）有限公司（原稳健平安医械科技（湖南）有限公司）"]
["003233869790691","00323386","C16010110200001085520000030","国械注准20223140827","一次性使用无菌胰岛素注射器","0.25*13RW LB","1mL(U-100)",null,null,"HCS01338","稳健平安医疗科技（湖南）有限公司（原稳健平安医械科技（湖南）有限公司）"]
["003368899791060","00336889","C14230220300012085520000864","湘械注准20182220037","一次性使用真空采血管","(玻璃)5ml","EDTA/分离胶",null,null,"HCS01338","稳健平安医疗科技（湖南）有限公司（原稳健平安医械科技（湖南）有限公司）"]
["003368899791061","00336889","C14230220300012085520000172","湘械注准20182220037","一次性使用真空采血管","(塑料)4ml","EDTA/分离胶",null,null,"HCS01338","稳健平安医疗科技（湖南）有限公司（原稳健平安医械科技（湖南）有限公司）"]
["003368899791062","00336889","C14230220300012085520000745","湘械注准20182220037","一次性使用真空采血管","(塑料)5ml","EDTA/分离胶",null,null,"HCS01338","稳健平安医疗科技（湖南）有限公司（原稳健平安医械科技（湖南）有限公司）"]
["003368899791063","00336889","C14230220300012085520000425","湘械注准20182220037","一次性使用真空采血管","(玻璃)4ml","EDTA/分离胶",null,null,"HCS01338","稳健平安医疗科技（湖南）有限公司（原稳健平安医械科技（湖南）有限公司）"]
["003368899791045","00336889","C14230220300012085520000030","湘械注准20182220037","一次性使用真空采血管","(玻璃)10ml","血常规管(EDTAK2)",null,null,"HCS01338","稳健平安医疗科技（湖南）有限公司（原稳健平安医械科技（湖南）有限公司）"]
["003368899790840","00336889","C14230220300012085520000875","湘械注准20182220037","一次性使用真空采血管","(塑料)9ml","肝素管",null,null,"HCS01338","稳健平安医疗科技（湖南）有限公司（原稳健平安医械科技（湖南）有限公司）"]
["003368899790841","00336889","C14230220300012085520000876","湘械注准20182220037","一次性使用真空采血管","(玻璃)9ml","肝素管",null,null,"HCS01338","稳健平安医疗科技（湖南）有限公司（原稳健平安医械科技（湖南）有限公司）"]
["003368899791040","00336889","C14230220300012085520000056","湘械注准20182220037","一次性使用真空采血管","(塑料)10ml","血常规管(EDTAK2)",null,null,"HCS01338","稳健平安医疗科技（湖南）有限公司（原稳健平安医械科技（湖南）有限公司）"]
["003368899791041","00336889","C14230220300012085520000305","湘械注准20182220037","一次性使用真空采血管","(玻璃)8ml","血常规管(EDTAK2)",null,null,"HCS01338","稳健平安医疗科技（湖南）有限公司（原稳健平安医械科技（湖南）有限公司）"]
["003368899791042","00336889","C14230220300012085520000183","湘械注准20182220037","一次性使用真空采血管","(塑料)8ml","血常规管(EDTAK2)",null,null,"HCS01338","稳健平安医疗科技（湖南）有限公司（原稳健平安医械科技（湖南）有限公司）"]
["003368899791043","00336889","C14230220300012085520000611","湘械注准20182220037","一次性使用真空采血管","(玻璃)9ml","血常规管(EDTAK2)",null,null,"HCS01338","稳健平安医疗科技（湖南）有限公司（原稳健平安医械科技（湖南）有限公司）"]
["003368899791044","00336889","C14230220300012085520000396","湘械注准20182220037","一次性使用真空采血管","(塑料)9ml","血常规管(EDTAK2)",null,null,"HCS01338","稳健平安医疗科技（湖南）有限公司（原稳健平安医械科技（湖南）有限公司）"]
["003754789791070","00375478","C16010110200003085520003520","国械注准20153140969","一次性使用无菌注射器 带针","0.7*31TW LB","2.5ml螺口",null,null,"HCS01338","稳健平安医疗科技（湖南）有限公司（原稳健平安医械科技（湖南）有限公司）","稳健平安医疗科技（湖南）有限公司（原稳健平安医械科技（湖南）有限公司）"]
["003754789791071","00375478","C16010110200003085520003521","国械注准20153140969","一次性使用无菌注射器 带针","0.45*16RW LB","2.5ml螺口",null,null,"HCS01338","稳健平安医疗科技（湖南）有限公司（原稳健平安医械科技（湖南）有限公司）","稳健平安医疗科技（湖南）有限公司（原稳健平安医械科技（湖南）有限公司）"]
["004102769793174","00410276","C14090118800000014720000114","豫长械备20160012号","医用透气胶带","10cm×10cm","C型",null,null,"HCS01521","河南省安邦卫材有限公司","河南省安邦卫材有限公司"]
["004102769793175","00410276","C14090118800000014720000116","豫长械备20160012号","医用透气胶带","11cm×11cm","C型",null,null,"HCS01521","河南省安邦卫材有限公司","河南省安邦卫材有限公司"]
["004102769793181","00410276","C14090118800000014720000128","豫长械备20160012号","医用透气胶带","15cm×15cm","C型",null,null,"HCS01521","河南省安邦卫材有限公司","河南省安邦卫材有限公司"]
["004102769793182","00410276","C14090118800000014720000120","豫长械备20160012号","医用透气胶带","9cm×12cm","C型",null,null,"HCS01521","河南省安邦卫材有限公司","河南省安邦卫材有限公司"]
["004102769793183","00410276","C14090118800000014720000127","豫长械备20160012号","医用透气胶带","13cm×13cm","C型",null,null,"HCS01521","河南省安邦卫材有限公司","河南省安邦卫材有限公司"]
["004102769793184","00410276","C14090118800000014720000108","豫长械备20160012号","医用透气胶带","4cm×4cm","C型",null,null,"HCS01521","河南省安邦卫材有限公司","河南省安邦卫材有限公司"]
["004102769793185","00410276","C14090118800000014720000124","豫长械备20160012号","医用透气胶带","14cm×17cm","C型",null,null,"HCS01521","河南省安邦卫材有限公司","河南省安邦卫材有限公司"]
["004102769793186","00410276","C14090118800000014720000129","豫长械备20160012号","医用透气胶带","9cm×9cm","C型",null,null,"HCS01521","河南省安邦卫材有限公司","河南省安邦卫材有限公司"]
["004102769793187","00410276","C14090118800000014720000125","豫长械备20160012号","医用透气胶带","15cm×20cm","C型",null,null,"HCS01521","河南省安邦卫材有限公司","河南省安邦卫材有限公司"]
["004102769793188","00410276","C14090118800000014720000126","豫长械备20160012号","医用透气胶带","20cm×20cm","C型",null,null,"HCS01521","河南省安邦卫材有限公司","河南省安邦卫材有限公司"]
["004102769793189","00410276","C14090118800000014720000130","豫长械备20160012号","医用透气胶带","7cm×8cm","C型",null,null,"HCS01521","河南省安邦卫材有限公司","河南省安邦卫材有限公司"]
["004102769793190","00410276","C14090118800000014720000131","豫长械备20160012号","医用透气胶带","6cm×7cm","C型",null,null,"HCS01521","河南省安邦卫材有限公司","河南省安邦卫材有限公司"]
["004102769793191","00410276","C14090118800000014720000123","豫长械备20160012号","医用透气胶带","14cm×14cm","C型",null,null,"HCS01521","河南省安邦卫材有限公司","河南省安邦卫材有限公司"]
["004102769793192","00410276","C14090118800000014720000117","豫长械备20160012号","医用透气胶带","12cm×12cm","C型",null,null,"HCS01521","河南省安邦卫材有限公司","河南省安邦卫材有限公司"]
["004102769793193","00410276","C14090118800000014720000122","豫长械备20160012号","医用透气胶带","10cm×12cm","C型",null,null,"HCS01521","河南省安邦卫材有限公司","河南省安邦卫材有限公司"]
["004102769793194","00410276","C14090118800000014720000121","豫长械备20160012号","医用透气胶带","12cm×15cm","C型",null,null,"HCS01521","河南省安邦卫材有限公司","河南省安邦卫材有限公司"]
["003538609787456","00353860","C17010221604000036610000088","吉械注准20232140211","贻贝粘蛋白修复液体敷料","0.5mg/ml×20ml","0.5mg/ml×20ml(贻贝修复液体敷料)",null,null,"HCS01614","吉林省徐氏生物医药有限公司","吉林省徐氏生物医药有限公司"]
["003538539787368","00353853","C17010121601000036610000031","吉械注准20232140209","贻贝粘蛋白水凝胶","1.5mg/g×5g","1.5mg/g×5g(痔疮水凝胶)",null,null,"HCS01614","吉林省徐氏生物医药有限公司","吉林省徐氏生物医药有限公司"]
["003538539787369","00353853","C17010121601000036610000033","吉械注准20232140209","贻贝粘蛋白水凝胶","1.5mg/g×15g","1.5mg/g×15g(痔疮水凝胶)",null,null,"HCS01614","吉林省徐氏生物医药有限公司","吉林省徐氏生物医药有限公司"]
["003538539787370","00353853","C17010121601000036610000022","吉械注准20232140209","贻贝粘蛋白水凝胶","1.5mg/g×20g","1.5mg/g×20g(痔疮水凝胶)",null,null,"HCS01614","吉林省徐氏生物医药有限公司","吉林省徐氏生物医药有限公司"]
["003538539787371","00353853","C17010121601000036610000020","吉械注准20232140209","贻贝粘蛋白水凝胶","0.5mg/g×5g","0.5mg/g×5g(痔疮水凝胶)",null,null,"HCS01614","吉林省徐氏生物医药有限公司","吉林省徐氏生物医药有限公司"]
["003538539787372","00353853","C17010121601000036610000032","吉械注准20232140209","贻贝粘蛋白水凝胶","0.5mg/g×15g","0.5mg/g×15g(痔疮水凝胶)",null,null,"HCS01614","吉林省徐氏生物医药有限公司","吉林省徐氏生物医药有限公司"]
["003538539787373","00353853","C17010121601000036610000021","吉械注准20232140209","贻贝粘蛋白水凝胶","1.5mg/g×3g","1.5mg/g×3g(痔疮水凝胶)",null,null,"HCS01614","吉林省徐氏生物医药有限公司","吉林省徐氏生物医药有限公司"]
["003538539787374","00353853","C17010121601000036610000028","吉械注准20232140209","贻贝粘蛋白水凝胶","0.5mg/g×20g","0.5mg/g×20g(痔疮水凝胶)",null,null,"HCS01614","吉林省徐氏生物医药有限公司","吉林省徐氏生物医药有限公司"]
["003538539787375","00353853","C17010121601000036610000025","吉械注准20232140209","贻贝粘蛋白水凝胶","0.5mg/g×3g","0.5mg/g×3g(痔疮水凝胶)",null,null,"HCS01614","吉林省徐氏生物医药有限公司","吉林省徐氏生物医药有限公司"]
["003538549787376","00353854","C17010121601000036610000048","吉械注准20232140111","贻贝粘蛋白水凝胶敷料","0.5mg/g×20g","0.5mg/g×20g(水凝胶敷料)",null,null,"HCS01614","吉林省徐氏生物医药有限公司","吉林省徐氏生物医药有限公司"]
["003538549787377","00353854","C17010121601000036610000054","吉械注准20232140111","贻贝粘蛋白水凝胶敷料","0.5mg/g×3g","0.5mg/g×3g(水凝胶敷料)",null,null,"HCS01614","吉林省徐氏生物医药有限公司","吉林省徐氏生物医药有限公司"]
["003538519787367","00353851","C17010121601000036610000011","吉械注准20232140214","贻贝粘蛋白覆膜凝胶","0.5mg/g×20g","0.5mg/g×20g(覆膜凝胶)",null,null,"HCS01614","吉林省徐氏生物医药有限公司","吉林省徐氏生物医药有限公司"]
["003538489787345","00353848","C17010221604000036610000081","吉械注准20232140057","医用喷剂敷料","500ml/支","500ml/支(医用喷剂敷料)",null,null,"HCS01614","吉林省徐氏生物医药有限公司","吉林省徐氏生物医药有限公司"]
["003538489787346","00353848","C17010221604000036610000079","吉械注准20232140057","医用喷剂敷料","200ml/支","200ml/支(医用喷剂敷料)",null,null,"HCS01614","吉林省徐氏生物医药有限公司","吉林省徐氏生物医药有限公司"]
["003538489787347","00353848","C17010221604000036610000075","吉械注准20232140057","医用喷剂敷料","300ml/支","300ml/支(医用喷剂敷料)",null,null,"HCS01614","吉林省徐氏生物医药有限公司","吉林省徐氏生物医药有限公司"]
["003538569787380","00353856","C17010221604000036610000021","吉械注准20232140210","贻贝粘蛋白喷剂","0.5mg/ml×20ml","0.5mg/ml×20ml(贻贝喷剂)",null,null,"HCS01614","吉林省徐氏生物医药有限公司","吉林省徐氏生物医药有限公司"]
["003538509787350","00353850","C17010221604000036610000010","吉械注准20232140019","皮肤喷剂敷料","500ml/支","500ml/支(皮肤喷剂敷料)",null,null,"HCS01614","吉林省徐氏生物医药有限公司","吉林省徐氏生物医药有限公司"]
["003538509787349","00353850","C17010221604000036610000013","吉械注准20232140019","皮肤喷剂敷料","200ml/支","200ml/支(皮肤喷剂敷料)",null,null,"HCS01614","吉林省徐氏生物医药有限公司","吉林省徐氏生物医药有限公司"]
["003538509787351","00353850","C17010221604000036610000006","吉械注准20232140019","皮肤喷剂敷料","300ml/支","300ml/支(皮肤喷剂敷料)",null,null,"HCS01614","吉林省徐氏生物医药有限公司","吉林省徐氏生物医药有限公司"]
["003587549820149","00358754","C14020225400001036610000005","吉械注准20222140166","海水鼻腔喷雾器","50ml/支","50ml/支",null,null,"HCS01614","吉林省徐氏生物医药有限公司","吉林省徐氏生物医药有限公司"]
["003587549820150","00358754","C14020225400001036610000003","吉械注准20222140166","海水鼻腔喷雾器","100ml/支","100ml/支",null,null,"HCS01614","吉林省徐氏生物医药有限公司","吉林省徐氏生物医药有限公司"]
["003587549820151","00358754","C14020225400001036610000002","吉械注准20222140166","海水鼻腔喷雾器","80ml/支","80ml/支",null,null,"HCS01614","吉林省徐氏生物医药有限公司","吉林省徐氏生物医药有限公司"]
["003587549820152","00358754","C14020225400001036610000006","吉械注准20222140166","海水鼻腔喷雾器","150ml/支","150ml/支",null,null,"HCS01614","吉林省徐氏生物医药有限公司","吉林省徐氏生物医药有限公司"]
["003587549820153","00358754","C14020225400001036610000009","吉械注准20222140166","海水鼻腔喷雾器","15ml/支","15ml/支",null,null,"HCS01614","吉林省徐氏生物医药有限公司","吉林省徐氏生物医药有限公司"]
["003587549820154","00358754","C14020225400001036610000008","吉械注准20222140166","海水鼻腔喷雾器","10ml/支","10ml/支",null,null,"HCS01614","吉林省徐氏生物医药有限公司","吉林省徐氏生物医药有限公司"]
["003587549820155","00358754","C14020225400001036610000007","吉械注准20222140166","海水鼻腔喷雾器","30ml/支","30ml/支",null,null,"HCS01614","吉林省徐氏生物医药有限公司","吉林省徐氏生物医药有限公司"]
["003538599787444","00353859","C17010221604000036610000054","吉械注准20232140212","贻贝粘蛋白皮肤护理液","0.5mg/ml×20ml","0.5mg/ml×20ml(皮肤护理液)",null,null,"HCS01614","吉林省徐氏生物医药有限公司","吉林省徐氏生物医药有限公司"]
["003894349789296","00389434","C01022102300000100790000006","苏械注准20242021412","一次性使用无菌痔疮套扎线","2001","2001",null,null,"HCS01331","泰州市榕兴医疗用品股份有限公司","泰州市榕兴医疗用品股份有限公司"]
["003894349789310","00389434","C01022102300000100790000008","苏械注准20242021412","一次性使用无菌痔疮套扎线","2003","2003",null,null,"HCS01331","泰州市榕兴医疗用品股份有限公司","泰州市榕兴医疗用品股份有限公司"]
["003931269789526","00393126","C14020200000000025390000153","鄂械注准20142142024","一次性使用急救包","（Ⅱ型）","（Ⅱ型）",null,null,"HCS01606","湖北唯美医疗用品有限公司","湖北唯美医疗用品有限公司"]
["003931269789527","00393126","C14020200000000025390000151","鄂械注准20142142024","一次性使用急救包","（I型）","（I型）",null,null,"HCS01606","湖北唯美医疗用品有限公司","湖北唯美医疗用品有限公司"]
["003931269789528","00393126","C14020200000000025390000152","鄂械注准20142142024","一次性使用急救包","（Ⅲ型）","（Ⅲ型）",null,null,"HCS01606","湖北唯美医疗用品有限公司","湖北唯美医疗用品有限公司"]
["003853059789520","00385305","C14020200000000025390000148","鄂械注准20142142023","一次性使用手术包","Ⅺ型","Ⅺ型",null,null,"HCS01606","湖北唯美医疗用品有限公司","湖北唯美医疗用品有限公司"]
["003853059789428","00385305","C14020200000000025390000143","鄂械注准20142142023","一次性使用手术包","Ⅵ型","Ⅵ型",null,null,"HCS01606","湖北唯美医疗用品有限公司","湖北唯美医疗用品有限公司"]
["003853059789514","00385305","C14020200000000025390000142","鄂械注准20142142023","一次性使用手术包","Ⅴ型","Ⅴ型",null,null,"HCS01606","湖北唯美医疗用品有限公司","湖北唯美医疗用品有限公司"]
["003853059789218","00385305","C14020200000000025390000139","鄂械注准20142142023","一次性使用手术包","Ⅱ型","Ⅱ型",null,null,"HCS01606","湖北唯美医疗用品有限公司","湖北唯美医疗用品有限公司"]
["003853059789513","00385305","C14020200000000025390000144","鄂械注准20142142023","一次性使用手术包","Ⅶ型","Ⅶ型",null,null,"HCS01606","湖北唯美医疗用品有限公司","湖北唯美医疗用品有限公司"]
["003853059789517","00385305","C14020200000000025390000141","鄂械注准20142142023","一次性使用手术包","Ⅳ型","Ⅳ型",null,null,"HCS01606","湖北唯美医疗用品有限公司","湖北唯美医疗用品有限公司"]
["003853059789519","00385305","C14020200000000025390000146","鄂械注准20142142023","一次性使用手术包","Ⅸ型","Ⅸ型",null,null,"HCS01606","湖北唯美医疗用品有限公司","湖北唯美医疗用品有限公司"]
["003853059789521","00385305","C14020200000000025390000147","鄂械注准20142142023","一次性使用手术包","Ⅹ型","Ⅹ型",null,null,"HCS01606","湖北唯美医疗用品有限公司","湖北唯美医疗用品有限公司"]
["003853059789429","00385305","C14020200000000025390000140","鄂械注准20142142023","一次性使用手术包","Ⅲ型","Ⅲ型",null,null,"HCS01606","湖北唯美医疗用品有限公司","湖北唯美医疗用品有限公司"]
["003853059789512","00385305","C14020200000000025390000149","鄂械注准20142142023","一次性使用手术包","Ⅻ型","Ⅻ型",null,null,"HCS01606","湖北唯美医疗用品有限公司","湖北唯美医疗用品有限公司"]
["003853059789524","00385305","C14020200000000025390000145","鄂械注准20142142023","一次性使用手术包","Ⅷ型","Ⅷ型",null,null,"HCS01606","湖北唯美医疗用品有限公司","湖北唯美医疗用品有限公司"]
["004086469789211","00408646","C11011318710022115940000179","冀械注准20252020090","一次性腹壁吻合器套件","TS-Ⅰ-001","Ⅰ型",null,null,"HCS01766","河北卫崭医疗科技有限公司","河北卫崭医疗科技有限公司"]
["004086469789212","00408646","C11011318710022115940000176","冀械注准20252020090","一次性腹壁吻合器套件","TS-Ⅰ-006","Ⅰ型",null,null,"HCS01766","河北卫崭医疗科技有限公司","河北卫崭医疗科技有限公司"]
["004086469789213","00408646","C11011318710022115940000177","冀械注准20252020090","一次性腹壁吻合器套件","TS-Ⅱ-022-2","Ⅱ型",null,null,"HCS01766","河北卫崭医疗科技有限公司","河北卫崭医疗科技有限公司"]
["004086469789216","00408646","C11011318710022115940000178","冀械注准20252020090","一次性腹壁吻合器套件","TS-Ⅱ-025-2","Ⅱ型",null,null,"HCS01766","河北卫崭医疗科技有限公司","河北卫崭医疗科技有限公司"]
["004086469789214","00408646","C11011318710022115940000181","冀械注准20252020090","一次性腹壁吻合器套件","TS-Ⅱ-078-2","Ⅱ型",null,null,"HCS01766","河北卫崭医疗科技有限公司","河北卫崭医疗科技有限公司"]
["004086469789215","00408646","C11011318710022115940000180","冀械注准20252020090","一次性腹壁吻合器套件","TS-Ⅱ-077-2","Ⅱ型",null,null,"HCS01766","河北卫崭医疗科技有限公司","河北卫崭医疗科技有限公司"]
["004145149820168","00414514",null,"苏械注准20172401014","人绒毛膜促性腺激素检测试剂盒（化学发光免疫分析法）","50人份/盒","通用型",null,null,"HCS01775","苏州长光华医生物医学工程有限公司","苏州长光华医生物医学工程有限公司"]
["003571009791166","00357100","C03440310704005108450000031","国械注准20233131979","髋关节假体-髋臼假体-双动外杯","48×42","SDB01",null,null,"HCS01216","北京科仪邦恩医疗器械科技有限公司","北京科仪邦恩医疗器械科技有限公司"]
["003571009791167","00357100","C03440310704005108450000036","国械注准20233131979","髋关节假体-髋臼假体-双动外杯","64×58","SDB01",null,null,"HCS01216","北京科仪邦恩医疗器械科技有限公司","北京科仪邦恩医疗器械科技有限公司"]
["003571009791168","00357100","C03440310704005108450000033","国械注准20233131979","髋关节假体-髋臼假体-双动外杯","52×46","SDB01",null,null,"HCS01216","北京科仪邦恩医疗器械科技有限公司","北京科仪邦恩医疗器械科技有限公司"]
["003571009791169","00357100","C03440310704005108450000003","国械注准20233131979","髋关节假体-髋臼假体-双动外杯","46×40","SDB01",null,null,"HCS01216","北京科仪邦恩医疗器械科技有限公司","北京科仪邦恩医疗器械科技有限公司"]
["003571009791170","00357100","C03440310704005108450000022","国械注准20233131979","髋关节假体-髋臼假体-双动外杯","54×48","SDB01",null,null,"HCS01216","北京科仪邦恩医疗器械科技有限公司","北京科仪邦恩医疗器械科技有限公司"]
["003571009791171","00357100","C03440310704005108450000018","国械注准20233131979","髋关节假体-髋臼假体-双动外杯","66×58","SDB01",null,null,"HCS01216","北京科仪邦恩医疗器械科技有限公司","北京科仪邦恩医疗器械科技有限公司"]
["003571009791172","00357100","C03440310704005108450000011","国械注准20233131979","髋关节假体-髋臼假体-双动外杯","62×54","SDB01",null,null,"HCS01216","北京科仪邦恩医疗器械科技有限公司","北京科仪邦恩医疗器械科技有限公司"]
["003571009791173","00357100","C03440310704005108450000010","国械注准20233131979","髋关节假体-髋臼假体-双动外杯","60×54","SDB01",null,null,"HCS01216","北京科仪邦恩医疗器械科技有限公司","北京科仪邦恩医疗器械科技有限公司"]
["003571009791174","00357100","C03440310704005108450000015","国械注准20233131979","髋关节假体-髋臼假体-双动外杯","56×50","SDB01",null,null,"HCS01216","北京科仪邦恩医疗器械科技有限公司","北京科仪邦恩医疗器械科技有限公司"]
["003571009791175","00357100","C03440310704005108450000021","国械注准20233131979","髋关节假体-髋臼假体-双动外杯","50×44","SDB01",null,null,"HCS01216","北京科仪邦恩医疗器械科技有限公司","北京科仪邦恩医疗器械科技有限公司"]
["003571009791176","00357100","C03440310704005108450000030","国械注准20233131979","髋关节假体-髋臼假体-双动外杯","44×38","SDB01",null,null,"HCS01216","北京科仪邦恩医疗器械科技有限公司","北京科仪邦恩医疗器械科技有限公司"]
["003571009791177","00357100","C03440310704005108450000023","国械注准20233131979","髋关节假体-髋臼假体-双动外杯","58×50","SDB01",null,null,"HCS01216","北京科仪邦恩医疗器械科技有限公司","北京科仪邦恩医疗器械科技有限公司"]
["003140429791112","00314042","C03480511500000108450000040","京械注准20222040388","一次性使用刨削刀头","Φ2.0×148","SURC03",null,null,"HCS01216","北京科仪邦恩医疗器械科技有限公司"]
["003692319791139","00369231","C03140408701005108450000007","京械注准20242040073","环棒组合式骨科外固定支架","(弹簧)φ0.9×φ9×20mm，非无菌","HJ12",null,null,"HCS01216","北京科仪邦恩医疗器械科技有限公司","北京科仪邦恩医疗器械科技有限公司"]
["003573459791556","00357345","C03410710700000108450000185","国械注准20193130376","膝关节假体-胫骨垫片","A～H/1～2/13","KY-PCR-02",null,null,"HCS01216","北京科仪邦恩医疗器械科技有限公司","北京科仪邦恩医疗器械科技有限公司"]
["003573459791557","00357345","C03410710700000108450000182","国械注准20193130376","膝关节假体-胫骨垫片","A～H/5～6/15","KY-PCR-02",null,null,"HCS01216","北京科仪邦恩医疗器械科技有限公司","北京科仪邦恩医疗器械科技有限公司"]
["003573459791558","00357345","C03410710700000108450000181","国械注准20193130376","膝关节假体-胫骨垫片","A～H/3～4/15","KY-PCR-02",null,null,"HCS01216","北京科仪邦恩医疗器械科技有限公司","北京科仪邦恩医疗器械科技有限公司"]
["003573459791559","00357345","C03410710700000108450000188","国械注准20193130376","膝关节假体-胫骨垫片","A～H/3～4/11","KY-PCR-02",null,null,"HCS01216","北京科仪邦恩医疗器械科技有限公司","北京科仪邦恩医疗器械科技有限公司"]
["003573459791560","00357345","C03410710700000108450000186","国械注准20193130376","膝关节假体-胫骨垫片","A～H/5～6/13","KY-PCR-02",null,null,"HCS01216","北京科仪邦恩医疗器械科技有限公司","北京科仪邦恩医疗器械科技有限公司"]
["003573459791561","00357345","C03410710700000108450000183","国械注准20193130376","膝关节假体-胫骨垫片","A～H/1～2/15","KY-PCR-02",null,null,"HCS01216","北京科仪邦恩医疗器械科技有限公司","北京科仪邦恩医疗器械科技有限公司"]
["003573459791562","00357345","C03410710700000108450000187","国械注准20193130376","膝关节假体-胫骨垫片","A～H/3～4/13","KY-PCR-02",null,null,"HCS01216","北京科仪邦恩医疗器械科技有限公司","北京科仪邦恩医疗器械科技有限公司"]
["003573459791563","00357345","C03410710700000108450000189","国械注准20193130376","膝关节假体-胫骨垫片","A～H/5～6/11","KY-PCR-02",null,null,"HCS01216","北京科仪邦恩医疗器械科技有限公司","北京科仪邦恩医疗器械科技有限公司"]
["003573459791564","00357345","C03410710700000108450000184","国械注准20193130376","膝关节假体-胫骨垫片","A～H/1～2/11","KY-PCR-02",null,null,"HCS01216","北京科仪邦恩医疗器械科技有限公司","北京科仪邦恩医疗器械科技有限公司"]
["003572589791709","00357258","C03430210702008108450000115","国械注准20193130376","膝关节假体-胫骨垫片","C～D/1～2/18","KY-PPS-03",null,null,"HCS01216","北京科仪邦恩医疗器械科技有限公司","北京科仪邦恩医疗器械科技有限公司"]
["003572589791710","00357258","C03430210702008108450000119","国械注准20193130376","膝关节假体-胫骨垫片","E～F/3～4/18","KY-PPS-03",null,null,"HCS01216","北京科仪邦恩医疗器械科技有限公司","北京科仪邦恩医疗器械科技有限公司"]
["003572589791711","00357258","C03430210702008108450000117","国械注准20193130376","膝关节假体-胫骨垫片","C～D/5～6/18","KY-PPS-03",null,null,"HCS01216","北京科仪邦恩医疗器械科技有限公司","北京科仪邦恩医疗器械科技有限公司"]
["003572589791712","00357258","C03430210702008108450000116","国械注准20193130376","膝关节假体-胫骨垫片","C～D/5～6/16","KY-PPS-03",null,null,"HCS01216","北京科仪邦恩医疗器械科技有限公司","北京科仪邦恩医疗器械科技有限公司"]
["003572589791713","00357258","C03430210702008108450000114","国械注准20193130376","膝关节假体-胫骨垫片","C～D/1～2/16","KY-PPS-03",null,null,"HCS01216","北京科仪邦恩医疗器械科技有限公司","北京科仪邦恩医疗器械科技有限公司"]
["003572589791714","00357258","C03430210702008108450000118","国械注准20193130376","膝关节假体-胫骨垫片","E～F/3～4/16","KY-PPS-03",null,null,"HCS01216","北京科仪邦恩医疗器械科技有限公司","北京科仪邦恩医疗器械科技有限公司"]
["003887229807982","00388722","C14230120200001012900000004","国械注准20243141380","一次性使用泵用静脉输液套件","KD-SY-Ⅲ-6A","KD-SY-Ⅲ-6A",null,null,"HCS01546","珠海金导医疗科技有限公司","珠海金导医疗科技有限公司"]
["003887229808209","00388722","C14230120200001012900000021","国械注准20243141380","一次性使用泵用静脉输液套件","KD-SY-Ⅱ-4","KD-SY-Ⅱ-4",null,null,"HCS01546","珠海金导医疗科技有限公司","珠海金导医疗科技有限公司"]
["003887229808210","00388722","C14230120200001012900000011","国械注准20243141380","一次性使用泵用静脉输液套件","KD-SY-Ⅲ-8B","KD-SY-Ⅲ-8B",null,null,"HCS01546","珠海金导医疗科技有限公司","珠海金导医疗科技有限公司"]
["003887229808180","00388722","C14230120200001012900000023","国械注准20243141380","一次性使用泵用静脉输液套件","KD-SY-Ⅲ-3A","KD-SY-Ⅲ-3A",null,null,"HCS01546","珠海金导医疗科技有限公司","珠海金导医疗科技有限公司"]
["003887229808219","00388722","C14230120200001012900000009","国械注准20243141380","一次性使用泵用静脉输液套件","KD-SY- Ⅲ-7C","KD-SY- Ⅲ-7C",null,null,"HCS01546","珠海金导医疗科技有限公司","珠海金导医疗科技有限公司"]
["003887229808222","00388722","C14230120200001012900000015","国械注准20243141380","一次性使用泵用静脉输液套件","KD-SY-Ⅲ-9C","KD-SY-Ⅲ-9C",null,null,"HCS01546","珠海金导医疗科技有限公司","珠海金导医疗科技有限公司"]
["003887229808149","00388722","C14230120200001012900000012","国械注准20243141380","一次性使用泵用静脉输液套件","KD-SY-Ⅲ-8C","KD-SY-Ⅲ-8C",null,null,"HCS01546","珠海金导医疗科技有限公司","珠海金导医疗科技有限公司"]
["003887229808189","00388722","C14230120200001012900000013","国械注准20243141380","一次性使用泵用静脉输液套件","KD-SY- Ⅲ-9A","KD-SY- Ⅲ-9A",null,null,"HCS01546","珠海金导医疗科技有限公司","珠海金导医疗科技有限公司"]
["003887229808208","00388722","C14230120200001012900000016","国械注准20243141380","一次性使用泵用静脉输液套件","KD-SY-Ⅱ-2","KD-SY-Ⅱ-2",null,null,"HCS01546","珠海金导医疗科技有限公司","珠海金导医疗科技有限公司"]
["003887229808215","00388722","C14230120200001012900000008","国械注准20243141380","一次性使用泵用静脉输液套件","KD-SY-Ⅲ-7B","KD-SY-Ⅲ-7B",null,null,"HCS01546","珠海金导医疗科技有限公司","珠海金导医疗科技有限公司"]
["003887229808216","00388722","C14230120200001012900000020","国械注准20243141380","一次性使用泵用静脉输液套件","KD-SY-Ⅱ-3","KD-SY-Ⅱ-3",null,null,"HCS01546","珠海金导医疗科技有限公司","珠海金导医疗科技有限公司"]
["003887229808217","00388722","C14230120200001012900000002","国械注准20243141380","一次性使用泵用静脉输液套件","KD-SY-Ⅲ-5A","KD-SY-Ⅲ-5A",null,null,"HCS01546","珠海金导医疗科技有限公司","珠海金导医疗科技有限公司"]
["003887229808218","00388722","C14230120200001012900000024","国械注准20243141380","一次性使用泵用静脉输液套件","KD-SY-Ⅲ-3B","KD-SY-Ⅲ-3B",null,null,"HCS01546","珠海金导医疗科技有限公司","珠海金导医疗科技有限公司"]
["003887229808220","00388722","C14230120200001012900000026","国械注准20243141380","一次性使用泵用静脉输液套件","KD-SY- Ⅲ-4B","KD-SY- Ⅲ-4B",null,null,"HCS01546","珠海金导医疗科技有限公司","珠海金导医疗科技有限公司"]
["003887229808221","00388722","C14230120200001012900000006","国械注准20243141380","一次性使用泵用静脉输液套件","KD-SY-Ⅲ-6C","KD-SY-Ⅲ-6C",null,null,"HCS01546","珠海金导医疗科技有限公司","珠海金导医疗科技有限公司"]
["003887229808223","00388722","C14230120200001012900000018","国械注准20243141380","一次性使用泵用静脉输液套件","KD-SY-Ⅲ-10B","KD-SY-Ⅲ-10B",null,null,"HCS01546","珠海金导医疗科技有限公司","珠海金导医疗科技有限公司"]
["003887229808224","00388722","C14230120200001012900000010","国械注准20243141380","一次性使用泵用静脉输液套件","KD-SY-Ⅲ-8A","KD-SY-Ⅲ-8A",null,null,"HCS01546","珠海金导医疗科技有限公司","珠海金导医疗科技有限公司"]
["003887229808225","00388722","C14230120200001012900000022","国械注准20243141380","一次性使用泵用静脉输液套件","KD-SY- Ⅱ-5","KD-SY- Ⅱ-5",null,null,"HCS01546","珠海金导医疗科技有限公司","珠海金导医疗科技有限公司"]
["003887229808226","00388722","C14230120200001012900000019","国械注准20243141380","一次性使用泵用静脉输液套件","KD-SY-Ⅲ-10C","KD-SY-Ⅲ-10C",null,null,"HCS01546","珠海金导医疗科技有限公司","珠海金导医疗科技有限公司"]
["003887229808227","00388722","C14230120200001012900000014","国械注准20243141380","一次性使用泵用静脉输液套件","KD-SY-Ⅲ-9B","KD-SY-Ⅲ-9B",null,null,"HCS01546","珠海金导医疗科技有限公司","珠海金导医疗科技有限公司"]
["003887229808228","00388722","C14230120200001012900000003","国械注准20243141380","一次性使用泵用静脉输液套件","KD-SY-Ⅲ-5B","KD-SY-Ⅲ-5B",null,null,"HCS01546","珠海金导医疗科技有限公司","珠海金导医疗科技有限公司"]
["003887229808229","00388722","C14230120200001012900000017","国械注准20243141380","一次性使用泵用静脉输液套件","KD-SY-Ⅲ-10A","KD-SY-Ⅲ-10A",null,null,"HCS01546","珠海金导医疗科技有限公司","珠海金导医疗科技有限公司"]
["003887229808110","00388722","C14230120200001012900000005","国械注准20243141380","一次性使用泵用静脉输液套件","KD-SY- Ⅲ-6B","KD-SY- Ⅲ-6B",null,null,"HCS01546","珠海金导医疗科技有限公司","珠海金导医疗科技有限公司"]
["003887229808146","00388722","C14230120200001012900000025","国械注准20243141380","一次性使用泵用静脉输液套件","KD-SY-Ⅲ-4A","KD-SY-Ⅲ-4A",null,null,"HCS01546","珠海金导医疗科技有限公司","珠海金导医疗科技有限公司"]
["003887229808170","00388722","C14230120200001012900000007","国械注准20243141380","一次性使用泵用静脉输液套件","KD-SY-Ⅲ-7A","KD-SY-Ⅲ-7A",null,null,"HCS01546","珠海金导医疗科技有限公司","珠海金导医疗科技有限公司"]
["003604099673489","00360409","C03470210900000075380000097","国械注准20173131462","同种骨植入材料","2cm3","松质骨条",null,null,"HCS01591","河北科硕生物技术有限公司（原河北鑫康辰生物技术有限公司）","河北科硕生物技术有限公司（原河北鑫康辰生物技术有限公司）"]
["003604099673506","00360409","C03470210900000075380000113","国械注准20173131462","同种骨植入材料","1cm3","冻干松质骨",null,null,"HCS01591","河北科硕生物技术有限公司（原河北鑫康辰生物技术有限公司）","河北科硕生物技术有限公司（原河北鑫康辰生物技术有限公司）"]
["003604099673507","00360409","C03470210900000075380000007","国械注准20173131462","同种骨植入材料","1ml","冻干松质骨",null,null,"HCS01591","河北科硕生物技术有限公司（原河北鑫康辰生物技术有限公司）","河北科硕生物技术有限公司（原河北鑫康辰生物技术有限公司）"]
["003604099673509","00360409","C03470210900000075380000073","国械注准20173131462","同种骨植入材料","2ml","冻干松质骨",null,null,"HCS01591","河北科硕生物技术有限公司（原河北鑫康辰生物技术有限公司）","河北科硕生物技术有限公司（原河北鑫康辰生物技术有限公司）"]
["003604099673486","00360409","C03470210900000075380000030","国械注准20173131462","同种骨植入材料","1cm3","松质骨条",null,null,"HCS01591","河北科硕生物技术有限公司（原河北鑫康辰生物技术有限公司）","河北科硕生物技术有限公司（原河北鑫康辰生物技术有限公司）"]
["003604099673510","00360409","C03470210900000075380000082","国械注准20173131462","同种骨植入材料","3ml","冻干松质骨",null,null,"HCS01591","河北科硕生物技术有限公司（原河北鑫康辰生物技术有限公司）","河北科硕生物技术有限公司（原河北鑫康辰生物技术有限公司）"]
["003604099673511","00360409","C03470210900000075380000135","国械注准20173131462","同种骨植入材料","5ml","冻干松质骨",null,null,"HCS01591","河北科硕生物技术有限公司（原河北鑫康辰生物技术有限公司）","河北科硕生物技术有限公司（原河北鑫康辰生物技术有限公司）"]
["003604099673487","00360409","C03470210900000075380000081","国械注准20173131462","同种骨植入材料","1ml","松质骨条",null,null,"HCS01591","河北科硕生物技术有限公司（原河北鑫康辰生物技术有限公司）","河北科硕生物技术有限公司（原河北鑫康辰生物技术有限公司）"]
["004131949753950","00413194",null,"苏苏械备20160522","血细胞分析用稀释液","1L","RT-RD",null,null,"HCS01888","江苏美诚生物科技有限公司","江苏美诚生物科技有限公司"]
["003233899753452","00323389","C16020103202004086100000024","国械注准20223140645","一次性使用注射笔用针头","0.25mm(31G)×6mm","QPN",null,null,"HCS02301","普昂（杭州）医疗科技股份有限公司（原普昂（杭州）医疗科技有限公司）"]
["003233899753463","00323389","C16020103202004086100000029","国械注准20223140645","一次性使用注射笔用针头","0.23mm(32G)×4mm","QPN",null,null,"HCS02301","普昂（杭州）医疗科技股份有限公司（原普昂（杭州）医疗科技有限公司）"]
["003939839405049","00393983","C10080600400004060710000017","国械注准20243101468","一次性使用无菌血液透析导管","DC-02 8F×16cm(直\r\n管)复合装","DC-02 8F×16cm(直\r\n管)复合装",null,null,"HCS02345","深圳市天可医疗科技有限公司","深圳市天可医疗科技有限公司"]
["003939839405067","00393983","C10080600400004060710000019","国械注准20243101468","一次性使用无菌血液透析导管","DC-03 12F×13cm(直\r\n管)复合装","DC-03 12F×13cm(直\r\n管)复合装",null,null,"HCS02345","深圳市天可医疗科技有限公司","深圳市天可医疗科技有限公司"]
["003926989782687","00392698","C14250120900000017200000849","皖械注准20242080095","一次性使用气管插管套件","2.5mm","普通型(含麻醉面罩、一次性使用呼吸过滤器、一次性使用医用喉罩)",null,null,"HCS02422","合肥达米医疗科技有限公司","合肥达米医疗科技有限公司"]
["003926989782688","00392698","C14250120900000017200000819","皖械注准20242080095","一次性使用气管插管套件","5.5mm","普通型(含麻醉面罩、一次性使用呼吸过滤器、一次性使用医用喉罩)",null,null,"HCS02422","合肥达米医疗科技有限公司","合肥达米医疗科技有限公司"]
["003926989782689","00392698","C14250120900000017200000781","皖械注准20242080095","一次性使用气管插管套件","4.0mm","普通型(含麻醉面罩、一次性使用呼吸过滤器、一次性使用医用喉罩)",null,null,"HCS02422","合肥达米医疗科技有限公司","合肥达米医疗科技有限公司"]
["003926989782690","00392698","C14250120900000017200000803","皖械注准20242080095","一次性使用气管插管套件","3.0mm","普通型(含麻醉面罩、一次性使用呼吸过滤器、一次性使用医用喉罩)",null,null,"HCS02422","合肥达米医疗科技有限公司","合肥达米医疗科技有限公司"]
["003926989782691","00392698","C14250120900000017200000780","皖械注准20242080095","一次性使用气管插管套件","7.5mm","普通型(含麻醉面罩、一次性使用呼吸过滤器、一次性使用医用喉罩)",null,null,"HCS02422","合肥达米医疗科技有限公司","合肥达米医疗科技有限公司"]
["003926989782692","00392698","C14250120900000017200000820","皖械注准20242080095","一次性使用气管插管套件","6.5mm","普通型(含麻醉面罩、一次性使用呼吸过滤器、一次性使用医用喉罩)",null,null,"HCS02422","合肥达米医疗科技有限公司","合肥达米医疗科技有限公司"]
["003926989782693","00392698","C14250120900000017200000855","皖械注准20242080095","一次性使用气管插管套件","8.5mm","普通型(含麻醉面罩、一次性使用呼吸过滤器、一次性使用医用喉罩)",null,null,"HCS02422","合肥达米医疗科技有限公司","合肥达米医疗科技有限公司"]
["003926989782694","00392698","C14250120900000017200000833","皖械注准20242080095","一次性使用气管插管套件","9.5mm","普通型(含麻醉面罩、一次性使用呼吸过滤器、一次性使用医用喉罩)",null,null,"HCS02422","合肥达米医疗科技有限公司","合肥达米医疗科技有限公司"]
["003926989782695","00392698","C14250120900000017200000840","皖械注准20242080095","一次性使用气管插管套件","3.5mm","普通型(含麻醉面罩、一次性使用呼吸过滤器、一次性使用医用喉罩)",null,null,"HCS02422","合肥达米医疗科技有限公司","合肥达米医疗科技有限公司"]
["003926989782696","00392698","C14250120900000017200000854","皖械注准20242080095","一次性使用气管插管套件","7.0mm","普通型(含麻醉面罩、一次性使用呼吸过滤器、一次性使用医用喉罩)",null,null,"HCS02422","合肥达米医疗科技有限公司","合肥达米医疗科技有限公司"]
["003926989782697","00392698","C14250120900000017200000801","皖械注准20242080095","一次性使用气管插管套件","6.0mm","普通型(含麻醉面罩、一次性使用呼吸过滤器、一次性使用医用喉罩)",null,null,"HCS02422","合肥达米医疗科技有限公司","合肥达米医疗科技有限公司"]
["003926989782698","00392698","C14250120900000017200000832","皖械注准20242080095","一次性使用气管插管套件","9.0mm","普通型(含麻醉面罩、一次性使用呼吸过滤器、一次性使用医用喉罩)",null,null,"HCS02422","合肥达米医疗科技有限公司","合肥达米医疗科技有限公司"]
["003926989782699","00392698","C14250120900000017200000870","皖械注准20242080095","一次性使用气管插管套件","10.0mm","普通型(含麻醉面罩、一次性使用呼吸过滤器、一次性使用医用喉罩)",null,null,"HCS02422","合肥达米医疗科技有限公司","合肥达米医疗科技有限公司"]
["003926989782700","00392698","C14250120900000017200000792","皖械注准20242080095","一次性使用气管插管套件","4.5mm","普通型(含麻醉面罩、一次性使用呼吸过滤器、一次性使用医用喉罩)",null,null,"HCS02422","合肥达米医疗科技有限公司","合肥达米医疗科技有限公司"]
["003926989782701","00392698","C14250120900000017200000815","皖械注准20242080095","一次性使用气管插管套件","2.0mm","普通型(含麻醉面罩、一次性使用呼吸过滤器、一次性使用医用喉罩)",null,null,"HCS02422","合肥达米医疗科技有限公司","合肥达米医疗科技有限公司"]
["003926989782702","00392698","C14250120900000017200000807","皖械注准20242080095","一次性使用气管插管套件","8.0mm","普通型(含麻醉面罩、一次性使用呼吸过滤器、一次性使用医用喉罩)",null,null,"HCS02422","合肥达米医疗科技有限公司","合肥达米医疗科技有限公司"]
["003926989782703","00392698","C14250120900000017200000809","皖械注准20242080095","一次性使用气管插管套件","5.0mm","普通型(含麻醉面罩、一次性使用呼吸过滤器、一次性使用医用喉罩)",null,null,"HCS02422","合肥达米医疗科技有限公司","合肥达米医疗科技有限公司"]
["003491239810654","00349123","C14080418500011114900000085","国械注准20233020195","可吸收性外科缝线","5-0#-BC-A","PGLA 不带针",null,null,"HCS02480","山东海迪科医用制品有限公司","山东海迪科医用制品有限公司"]
["003491239810655","00349123","C14080418500011114900000140","国械注准20233020195","可吸收性外科缝线","4-0#-BC-A","PGLA 不带针",null,null,"HCS02480","山东海迪科医用制品有限公司","山东海迪科医用制品有限公司"]
["003491239810656","00349123","C14080418500011114900000056","国械注准20233020195","可吸收性外科缝线","6-0#-BC-A","PGLA 不带针",null,null,"HCS02480","山东海迪科医用制品有限公司","山东海迪科医用制品有限公司"]
["003491239811662","00349123","C14080418500011114900000054","国械注准20233020195","可吸收性外科缝线","6-0#-JSD-B","PGLA 不带针 埋线",null,null,"HCS02480","山东海迪科医用制品有限公司","山东海迪科医用制品有限公司"]
["003491239811663","00349123","C14080418500011114900000178","国械注准20233020195","可吸收性外科缝线","5-0#-JSD-B","PGLA 不带针 埋线",null,null,"HCS02480","山东海迪科医用制品有限公司","山东海迪科医用制品有限公司"]
["003491239811664","00349123","C14080418500011114900000127","国械注准20233020195","可吸收性外科缝线","4-0#-JSD-B","PGLA 不带针 埋线",null,null,"HCS02480","山东海迪科医用制品有限公司","山东海迪科医用制品有限公司"]
["003491239811364","00349123","C14080418500011114900000236","国械注准20233020195","可吸收性外科缝线","线规格：6-0 线长：2cm","PGLA不带针",null,null,"HCS02480","山东海迪科医用制品有限公司","山东海迪科医用制品有限公司"]
["003491239811365","00349123","C14080418500011114900000230","国械注准20233020195","可吸收性外科缝线","线规格：4-0 线长：2cm","PGLA不带针",null,null,"HCS02480","山东海迪科医用制品有限公司","山东海迪科医用制品有限公司"]
["003491239811363","00349123","C14080418500011114900000225","国械注准20233020195","可吸收性外科缝线","线规格：5-0 线长：2cm","PGLA不带针",null,null,"HCS02480","山东海迪科医用制品有限公司","山东海迪科医用制品有限公司"]
["003491239811523","00349123","C14080418500011114900000233","国械注准20233020195","可吸收性外科缝线","线规格：4-0 线长：5cm","PGLA不带针",null,null,"HCS02480","山东海迪科医用制品有限公司","山东海迪科医用制品有限公司"]
["003491239811524","00349123","C14080418500011114900000228","国械注准20233020195","可吸收性外科缝线","线规格：5-0 线长：5cm","PGLA不带针",null,null,"HCS02480","山东海迪科医用制品有限公司","山东海迪科医用制品有限公司"]
["003491239811525","00349123","C14080418500011114900000232","国械注准20233020195","可吸收性外科缝线","线规格：6-0 线长：5cm","PGLA不带针",null,null,"HCS02480","山东海迪科医用制品有限公司","山东海迪科医用制品有限公司"]
["003491239811528","00349123","C14080418500011114900000227","国械注准20233020195","可吸收性外科缝线","线规格：5-0 线长：6cm","PGLA不带针",null,null,"HCS02480","山东海迪科医用制品有限公司","山东海迪科医用制品有限公司"]
["003491239811529","00349123","C14080418500011114900000229","国械注准20233020195","可吸收性外科缝线","线规格：6-0 线长：6cm","PGLA不带针",null,null,"HCS02480","山东海迪科医用制品有限公司","山东海迪科医用制品有限公司"]
["003491239811530","00349123","C14080418500011114900000222","国械注准20233020195","可吸收性外科缝线","线规格：4-0 线长：6cm","PGLA不带针",null,null,"HCS02480","山东海迪科医用制品有限公司","山东海迪科医用制品有限公司"]
["003491239811531","00349123","C14080418500011114900000231","国械注准20233020195","可吸收性外科缝线","线规格：6-0 线长：7cm","PGLA不带针",null,null,"HCS02480","山东海迪科医用制品有限公司","山东海迪科医用制品有限公司"]
["003491239811532","00349123","C14080418500011114900000226","国械注准20233020195","可吸收性外科缝线","线规格：4-0 线长：7cm","PGLA不带针",null,null,"HCS02480","山东海迪科医用制品有限公司","山东海迪科医用制品有限公司"]
["003491239811533","00349123","C14080418500011114900000220","国械注准20233020195","可吸收性外科缝线","线规格：5-0 线长：7cm","PGLA不带针",null,null,"HCS02480","山东海迪科医用制品有限公司","山东海迪科医用制品有限公司"]
["003491239810233","00349123","C14080418500011114900000039","国械注准20233020195","可吸收性外科缝线","6-0#(BC)","PGLA不带针 2cm",null,null,"HCS02480","山东海迪科医用制品有限公司","山东海迪科医用制品有限公司"]
["003491239810234","00349123","C14080418500011114900000034","国械注准20233020195","可吸收性外科缝线","4-0#(BC)","PGLA不带针 2cm",null,null,"HCS02480","山东海迪科医用制品有限公司","山东海迪科医用制品有限公司"]
["003491239810235","00349123","C14080418500011114900000035","国械注准20233020195","可吸收性外科缝线","5-0#(BC)","PGLA不带针 2cm",null,null,"HCS02480","山东海迪科医用制品有限公司","山东海迪科医用制品有限公司"]
["003491239810612","00349123","C14080418500011114900000038","国械注准20233020195","可吸收性外科缝线","5-0#(BC)","PGLA不带针 3cm",null,null,"HCS02480","山东海迪科医用制品有限公司","山东海迪科医用制品有限公司"]
["003491239809424","00349123","C14080418500011114900000200","国械注准20233020195","可吸收性外科缝线","4-0","PGLA不带针 5cm(JSD)",null,null,"HCS02480","山东海迪科医用制品有限公司","山东海迪科医用制品有限公司"]
["003491239809425","00349123","C14080418500011114900000199","国械注准20233020195","可吸收性外科缝线","5-0","PGLA不带针 5cm(JSD)",null,null,"HCS02480","山东海迪科医用制品有限公司","山东海迪科医用制品有限公司"]
["003491239809426","00349123","C14080418500011114900000196","国械注准20233020195","可吸收性外科缝线","6-0","PGLA不带针 5cm(JSD)",null,null,"HCS02480","山东海迪科医用制品有限公司","山东海迪科医用制品有限公司"]
["003491239810974","00349123","C14080418500011114900000181","国械注准20233020195","可吸收性外科缝线","5-0#-BC-B","PGLA 不带针",null,null,"HCS02480","山东海迪科医用制品有限公司","山东海迪科医用制品有限公司"]
["003491239810975","00349123","C14080418500011114900000151","国械注准20233020195","可吸收性外科缝线","4-0#-BC-B","PGLA 不带针",null,null,"HCS02480","山东海迪科医用制品有限公司","山东海迪科医用制品有限公司"]
["003491239810976","00349123","C14080418500011114900000165","国械注准20233020195","可吸收性外科缝线","6-0#-BC-B","PGLA 不带针",null,null,"HCS02480","山东海迪科医用制品有限公司","山东海迪科医用制品有限公司"]
["003491239810610","00349123","C14080418500011114900000032","国械注准20233020195","可吸收性外科缝线","4-0#(BC)","PGLA不带针 3cm",null,null,"HCS02480","山东海迪科医用制品有限公司","山东海迪科医用制品有限公司"]
["003491239810611","00349123","C14080418500011114900000037","国械注准20233020195","可吸收性外科缝线","6-0#(BC)","PGLA不带针 3cm",null,null,"HCS02480","山东海迪科医用制品有限公司","山东海迪科医用制品有限公司"]
["003491239811430","00349123","C14080418500011114900000235","国械注准20233020195","可吸收性外科缝线","线规格：5-0 线长：3cm","PGLA不带针",null,null,"HCS02480","山东海迪科医用制品有限公司","山东海迪科医用制品有限公司"]
["003491239811431","00349123","C14080418500011114900000234","国械注准20233020195","可吸收性外科缝线","线规格：6-0 线长：3cm","PGLA不带针",null,null,"HCS02480","山东海迪科医用制品有限公司","山东海迪科医用制品有限公司"]
["003491239811432","00349123","C14080418500011114900000224","国械注准20233020195","可吸收性外科缝线","线规格：4-0 线长：3cm","PGLA不带针",null,null,"HCS02480","山东海迪科医用制品有限公司","山东海迪科医用制品有限公司"]
["003491239811433","00349123","C14080418500011114900000221","国械注准20233020195","可吸收性外科缝线","线规格：4-0 线长：3.5cm","PGLA不带针",null,null,"HCS02480","山东海迪科医用制品有限公司","山东海迪科医用制品有限公司"]
["003491239811434","00349123","C14080418500011114900000237","国械注准20233020195","可吸收性外科缝线","线规格：6-0 线长：3.5cm","PGLA不带针",null,null,"HCS02480","山东海迪科医用制品有限公司","山东海迪科医用制品有限公司"]
["003491239811435","00349123","C14080418500011114900000223","国械注准20233020195","可吸收性外科缝线","线规格：5-0 线长：3.5cm","PGLA不带针",null,null,"HCS02480","山东海迪科医用制品有限公司","山东海迪科医用制品有限公司"]
["003491239811616","00349123","C14080418500011114900000154","国械注准20233020195","可吸收性外科缝线","6-0#-JSD-A","PGLA 不带针 埋线",null,null,"HCS02480","山东海迪科医用制品有限公司","山东海迪科医用制品有限公司"]
["003491239811617","00349123","C14080418500011114900000091","国械注准20233020195","可吸收性外科缝线","5-0#-JSD-A","PGLA 不带针 埋线",null,null,"HCS02480","山东海迪科医用制品有限公司","山东海迪科医用制品有限公司"]
["003491239811618","00349123","C14080418500011114900000062","国械注准20233020195","可吸收性外科缝线","4-0#-JSD-A","PGLA 不带针 埋线",null,null,"HCS02480","山东海迪科医用制品有限公司","山东海迪科医用制品有限公司"]
["003491209810622","00349120","C14080418500012114900000072","国械注准20233020195","可吸收性外科缝线","1#(BC)","PGLA不带针 3cm",null,null,"HCS02480","山东海迪科医用制品有限公司","山东海迪科医用制品有限公司"]
["003491209810623","00349120","C14080418500012114900000071","国械注准20233020195","可吸收性外科缝线","3-0#(BC)","PGLA不带针 3cm",null,null,"HCS02480","山东海迪科医用制品有限公司","山东海迪科医用制品有限公司"]
["003491209810624","00349120","C14080418500012114900000067","国械注准20233020195","可吸收性外科缝线","0#(BC)","PGLA不带针 3cm",null,null,"HCS02480","山东海迪科医用制品有限公司","山东海迪科医用制品有限公司"]
["003491209810625","00349120","C14080418500012114900000065","国械注准20233020195","可吸收性外科缝线","2-0#(BC)","PGLA不带针 3cm",null,null,"HCS02480","山东海迪科医用制品有限公司","山东海迪科医用制品有限公司"]
["003491209810626","00349120","C14080418500012114900000069","国械注准20233020195","可吸收性外科缝线","2#(BC)","PGLA不带针 3cm",null,null,"HCS02480","山东海迪科医用制品有限公司","山东海迪科医用制品有限公司"]
["003491209811477","00349120","C14080418500012114900000389","国械注准20233020195","可吸收性外科缝线","线规格：1# 线长：2cm","PGLA不带针",null,null,"HCS02480","山东海迪科医用制品有限公司","山东海迪科医用制品有限公司"]
["003491209811478","00349120","C14080418500012114900000380","国械注准20233020195","可吸收性外科缝线","线规格：3-0 线长：2cm","PGLA不带针",null,null,"HCS02480","山东海迪科医用制品有限公司","山东海迪科医用制品有限公司"]
["003491209811479","00349120","C14080418500012114900000393","国械注准20233020195","可吸收性外科缝线","线规格：2# 线长：2cm","PGLA不带针",null,null,"HCS02480","山东海迪科医用制品有限公司","山东海迪科医用制品有限公司"]
["003491209811480","00349120","C14080418500012114900000394","国械注准20233020195","可吸收性外科缝线","线规格：2-0 线长：2cm","PGLA不带针",null,null,"HCS02480","山东海迪科医用制品有限公司","山东海迪科医用制品有限公司"]
["003491209811481","00349120","C14080418500012114900000399","国械注准20233020195","可吸收性外科缝线","线规格：0# 线长：2cm","PGLA不带针",null,null,"HCS02480","山东海迪科医用制品有限公司","山东海迪科医用制品有限公司"]
["003491209810520","00349120","C14080418500012114900000059","国械注准20233020195","可吸收性外科缝线","2-0#(BC)","PGLA不带针 2cm",null,null,"HCS02480","山东海迪科医用制品有限公司","山东海迪科医用制品有限公司"]
["003491209810521","00349120","C14080418500012114900000073","国械注准20233020195","可吸收性外科缝线","1#(BC)","PGLA不带针 2cm",null,null,"HCS02480","山东海迪科医用制品有限公司","山东海迪科医用制品有限公司"]
["003491209810522","00349120","C14080418500012114900000063","国械注准20233020195","可吸收性外科缝线","3-0#(BC)","PGLA不带针 2cm",null,null,"HCS02480","山东海迪科医用制品有限公司","山东海迪科医用制品有限公司"]
["003491209810523","00349120","C14080418500012114900000070","国械注准20233020195","可吸收性外科缝线","0#(BC)","PGLA不带针 2cm",null,null,"HCS02480","山东海迪科医用制品有限公司","山东海迪科医用制品有限公司"]
["003491209810524","00349120","C14080418500012114900000060","国械注准20233020195","可吸收性外科缝线","2#(BC)","PGLA不带针 2cm",null,null,"HCS02480","山东海迪科医用制品有限公司","山东海迪科医用制品有限公司"]
["003491209811485","00349120","C14080418500012114900000376","国械注准20233020195","可吸收性外科缝线","线规格：0# 线长：3cm","PGLA不带针",null,null,"HCS02480","山东海迪科医用制品有限公司","山东海迪科医用制品有限公司"]
["003491209811486","00349120","C14080418500012114900000390","国械注准20233020195","可吸收性外科缝线","线规格：2-0 线长：3cm","PGLA不带针",null,null,"HCS02480","山东海迪科医用制品有限公司","山东海迪科医用制品有限公司"]
["003491209811487","00349120","C14080418500012114900000385","国械注准20233020195","可吸收性外科缝线","线规格：1# 线长：3cm","PGLA不带针",null,null,"HCS02480","山东海迪科医用制品有限公司","山东海迪科医用制品有限公司"]
["003491209811488","00349120","C14080418500012114900000397","国械注准20233020195","可吸收性外科缝线","线规格：2# 线长：3cm","PGLA不带针",null,null,"HCS02480","山东海迪科医用制品有限公司","山东海迪科医用制品有限公司"]
["003491209811489","00349120","C14080418500012114900000398","国械注准20233020195","可吸收性外科缝线","线规格：3-0 线长：3cm","PGLA不带针",null,null,"HCS02480","山东海迪科医用制品有限公司","山东海迪科医用制品有限公司"]
["003491209811638","00349120","C14080418500012114900000251","国械注准20233020195","可吸收性外科缝线","0#-JSD-A","PGLA 不带针 埋线",null,null,"HCS02480","山东海迪科医用制品有限公司","山东海迪科医用制品有限公司"]
["003491209811639","00349120","C14080418500012114900000292","国械注准20233020195","可吸收性外科缝线","2#-JSD-A","PGLA 不带针 埋线",null,null,"HCS02480","山东海迪科医用制品有限公司","山东海迪科医用制品有限公司"]
["003491209811640","00349120","C14080418500012114900000111","国械注准20233020195","可吸收性外科缝线","1#-JSD-A","PGLA 不带针 埋线",null,null,"HCS02480","山东海迪科医用制品有限公司","山东海迪科医用制品有限公司"]
["003491209811641","00349120","C14080418500012114900000152","国械注准20233020195","可吸收性外科缝线","2-0#-JSD-A","PGLA 不带针 埋线",null,null,"HCS02480","山东海迪科医用制品有限公司","山东海迪科医用制品有限公司"]
["003491209811642","00349120","C14080418500012114900000137","国械注准20233020195","可吸收性外科缝线","3-0#-JSD-A","PGLA 不带针 埋线",null,null,"HCS02480","山东海迪科医用制品有限公司","山东海迪科医用制品有限公司"]
["003491209811710","00349120","C14080418500012114900000171","国械注准20233020195","可吸收性外科缝线","1#-JSD-B","PGLA 不带针 埋线",null,null,"HCS02480","山东海迪科医用制品有限公司","山东海迪科医用制品有限公司"]
["003491209811711","00349120","C14080418500012114900000309","国械注准20233020195","可吸收性外科缝线","2#-JSD-B","PGLA 不带针 埋线",null,null,"HCS02480","山东海迪科医用制品有限公司","山东海迪科医用制品有限公司"]
["003491209811712","00349120","C14080418500012114900000245","国械注准20233020195","可吸收性外科缝线","2-0#-JSD-B","PGLA 不带针 埋线",null,null,"HCS02480","山东海迪科医用制品有限公司","山东海迪科医用制品有限公司"]
["003491209811713","00349120","C14080418500012114900000312","国械注准20233020195","可吸收性外科缝线","0#-JSD-B","PGLA 不带针 埋线",null,null,"HCS02480","山东海迪科医用制品有限公司","山东海迪科医用制品有限公司"]
["003491209811714","00349120","C14080418500012114900000086","国械注准20233020195","可吸收性外科缝线","3-0#-JSD-B","PGLA 不带针 埋线",null,null,"HCS02480","山东海迪科医用制品有限公司","山东海迪科医用制品有限公司"]
["003491209810934","00349120","C14080418500012114900000296","国械注准20233020195","可吸收性外科缝线","3-0#-BC-A","PGLA 不带针",null,null,"HCS02480","山东海迪科医用制品有限公司","山东海迪科医用制品有限公司"]
["003491209810935","00349120","C14080418500012114900000274","国械注准20233020195","可吸收性外科缝线","1#-BC-A","PGLA 不带针",null,null,"HCS02480","山东海迪科医用制品有限公司","山东海迪科医用制品有限公司"]
["003491209810936","00349120","C14080418500012114900000257","国械注准20233020195","可吸收性外科缝线","2#-BC-A","PGLA 不带针",null,null,"HCS02480","山东海迪科医用制品有限公司","山东海迪科医用制品有限公司"]
["003491209810937","00349120","C14080418500012114900000278","国械注准20233020195","可吸收性外科缝线","2-0#-BC-A","PGLA 不带针",null,null,"HCS02480","山东海迪科医用制品有限公司","山东海迪科医用制品有限公司"]
["003491209810938","00349120","C14080418500012114900000265","国械注准20233020195","可吸收性外科缝线","0#-BC-A","PGLA 不带针",null,null,"HCS02480","山东海迪科医用制品有限公司","山东海迪科医用制品有限公司"]
["003491209811148","00349120","C14080418500012114900000084","国械注准20233020195","可吸收性外科缝线","2#-BC-B","PGLA 不带针",null,null,"HCS02480","山东海迪科医用制品有限公司","山东海迪科医用制品有限公司"]
["003491209811149","00349120","C14080418500012114900000283","国械注准20233020195","可吸收性外科缝线","0#-BC-B","PGLA 不带针",null,null,"HCS02480","山东海迪科医用制品有限公司","山东海迪科医用制品有限公司"]
["003491209811150","00349120","C14080418500012114900000187","国械注准20233020195","可吸收性外科缝线","2-0#-BC-B","PGLA 不带针",null,null,"HCS02480","山东海迪科医用制品有限公司","山东海迪科医用制品有限公司"]
["003491209811151","00349120","C14080418500012114900000293","国械注准20233020195","可吸收性外科缝线","1#-BC-B","PGLA 不带针",null,null,"HCS02480","山东海迪科医用制品有限公司","山东海迪科医用制品有限公司"]
["003491209811152","00349120","C14080418500012114900000139","国械注准20233020195","可吸收性外科缝线","3-0#-BC-B","PGLA 不带针",null,null,"HCS02480","山东海迪科医用制品有限公司","山东海迪科医用制品有限公司"]
["003491209811491","00349120","C14080418500012114900000392","国械注准20233020195","可吸收性外科缝线","线规格：1# 线长：3.5cm","PGLA不带针",null,null,"HCS02480","山东海迪科医用制品有限公司","山东海迪科医用制品有限公司"]
["003491209811492","00349120","C14080418500012114900000396","国械注准20233020195","可吸收性外科缝线","线规格：2# 线长：3.5cm","PGLA不带针",null,null,"HCS02480","山东海迪科医用制品有限公司","山东海迪科医用制品有限公司"]
["003491209811493","00349120","C14080418500012114900000384","国械注准20233020195","可吸收性外科缝线","线规格：0# 线长：3.5cm","PGLA不带针",null,null,"HCS02480","山东海迪科医用制品有限公司","山东海迪科医用制品有限公司"]
["003491209811494","00349120","C14080418500012114900000382","国械注准20233020195","可吸收性外科缝线","线规格：2-0 线长：3.5cm","PGLA不带针",null,null,"HCS02480","山东海迪科医用制品有限公司","山东海迪科医用制品有限公司"]
["003491209811495","00349120","C14080418500012114900000383","国械注准20233020195","可吸收性外科缝线","线规格：3-0 线长：3.5cm","PGLA不带针",null,null,"HCS02480","山东海迪科医用制品有限公司","山东海迪科医用制品有限公司"]
["003491209809941","00349120","C14080418500012114900000350","国械注准20233020195","可吸收性外科缝线","2-0#","PGLA不带针 5cm(JSD)",null,null,"HCS02480","山东海迪科医用制品有限公司","山东海迪科医用制品有限公司"]
["003491209809942","00349120","C14080418500012114900000349","国械注准20233020195","可吸收性外科缝线","2#","PGLA不带针 5cm(JSD)",null,null,"HCS02480","山东海迪科医用制品有限公司","山东海迪科医用制品有限公司"]
["003491209809943","00349120","C14080418500012114900000348","国械注准20233020195","可吸收性外科缝线","0#","PGLA不带针 5cm(JSD)",null,null,"HCS02480","山东海迪科医用制品有限公司","山东海迪科医用制品有限公司"]
["003491209809944","00349120","C14080418500012114900000353","国械注准20233020195","可吸收性外科缝线","3-0#","PGLA不带针 5cm(JSD)",null,null,"HCS02480","山东海迪科医用制品有限公司","山东海迪科医用制品有限公司"]
["003491209809945","00349120","C14080418500012114900000346","国械注准20233020195","可吸收性外科缝线","1#","PGLA不带针 5cm(JSD)",null,null,"HCS02480","山东海迪科医用制品有限公司","山东海迪科医用制品有限公司"]
["003491209811550","00349120","C14080418500012114900000377","国械注准20233020195","可吸收性外科缝线","线规格：2-0 线长：5cm","PGLA不带针",null,null,"HCS02480","山东海迪科医用制品有限公司","山东海迪科医用制品有限公司"]
["003491209811551","00349120","C14080418500012114900000378","国械注准20233020195","可吸收性外科缝线","线规格：1# 线长：5cm","PGLA不带针",null,null,"HCS02480","山东海迪科医用制品有限公司","山东海迪科医用制品有限公司"]
["003491209811552","00349120","C14080418500012114900000388","国械注准20233020195","可吸收性外科缝线","线规格：3-0 线长：5cm","PGLA不带针",null,null,"HCS02480","山东海迪科医用制品有限公司","山东海迪科医用制品有限公司"]
["003491209811553","00349120","C14080418500012114900000391","国械注准20233020195","可吸收性外科缝线","线规格：0# 线长：5cm","PGLA不带针",null,null,"HCS02480","山东海迪科医用制品有限公司","山东海迪科医用制品有限公司"]
["003491209811554","00349120","C14080418500012114900000387","国械注准20233020195","可吸收性外科缝线","线规格：2# 线长：5cm","PGLA不带针",null,null,"HCS02480","山东海迪科医用制品有限公司","山东海迪科医用制品有限公司"]
["003491209811558","00349120","C14080418500012114900000375","国械注准20233020195","可吸收性外科缝线","线规格：3-0 线长：6cm","PGLA不带针",null,null,"HCS02480","山东海迪科医用制品有限公司","山东海迪科医用制品有限公司"]
["003491209811559","00349120","C14080418500012114900000379","国械注准20233020195","可吸收性外科缝线","线规格：1# 线长：6cm","PGLA不带针",null,null,"HCS02480","山东海迪科医用制品有限公司","山东海迪科医用制品有限公司"]
["003491209811560","00349120","C14080418500012114900000403","国械注准20233020195","可吸收性外科缝线","线规格：2# 线长：6cm","PGLA不带针",null,null,"HCS02480","山东海迪科医用制品有限公司","山东海迪科医用制品有限公司"]
["003491209811561","00349120","C14080418500012114900000402","国械注准20233020195","可吸收性外科缝线","线规格：0# 线长：6cm","PGLA不带针",null,null,"HCS02480","山东海迪科医用制品有限公司","山东海迪科医用制品有限公司"]
["003491209811562","00349120","C14080418500012114900000395","国械注准20233020195","可吸收性外科缝线","线规格：2-0 线长：6cm","PGLA不带针",null,null,"HCS02480","山东海迪科医用制品有限公司","山东海迪科医用制品有限公司"]
["003491209811592","00349120","C14080418500012114900000374","国械注准20233020195","可吸收性外科缝线","线规格：2# 线长：7cm","PGLA不带针",null,null,"HCS02480","山东海迪科医用制品有限公司","山东海迪科医用制品有限公司"]
["003491209811593","00349120","C14080418500012114900000400","国械注准20233020195","可吸收性外科缝线","线规格：2-0 线长：7cm","PGLA不带针",null,null,"HCS02480","山东海迪科医用制品有限公司","山东海迪科医用制品有限公司"]
["003491209811594","00349120","C14080418500012114900000381","国械注准20233020195","可吸收性外科缝线","线规格：3-0 线长：7cm","PGLA不带针",null,null,"HCS02480","山东海迪科医用制品有限公司","山东海迪科医用制品有限公司"]
["003491209811595","00349120","C14080418500012114900000386","国械注准20233020195","可吸收性外科缝线","线规格：1# 线长：7cm","PGLA不带针",null,null,"HCS02480","山东海迪科医用制品有限公司","山东海迪科医用制品有限公司"]
["003491209811596","00349120","C14080418500012114900000401","国械注准20233020195","可吸收性外科缝线","线规格：0# 线长：7cm","PGLA不带针",null,null,"HCS02480","山东海迪科医用制品有限公司","山东海迪科医用制品有限公司"]
["003393739822276","00339373",null,"粤械注准20232400731","血气测定试剂盒（电极法）","300测试/盒","Ⅰ型：Ucare-BG3-ⅠG",null,null,"HCS02146","广州万孚生物技术股份有限公司","广州万孚生物技术股份有限公司"]
["003393739822288","00339373",null,"粤械注准20232400731","血气测定试剂盒（电极法）","300测试/盒","Ⅰ型：Ucare-BG4-ⅠG",null,null,"HCS02146","广州万孚生物技术股份有限公司","广州万孚生物技术股份有限公司"]
["003393739822277","00339373",null,"粤械注准20232400731","血气测定试剂盒（电极法）","150测试/盒","Ⅰ型：Ucare-BG4-ⅠG",null,null,"HCS02146","广州万孚生物技术股份有限公司","广州万孚生物技术股份有限公司"]
["003393739822273","00339373",null,"粤械注准20232400731","血气测定试剂盒（电极法）","150测试/盒","Ⅰ型：Ucare-BG3-ⅠG",null,null,"HCS02146","广州万孚生物技术股份有限公司","广州万孚生物技术股份有限公司"]
["003570599813854","00357059","C13020117900002094220000016","京械注准20232200742","内热式电热针灸针","ф0.4×25mm","NETN-MJ40",null,null,"HCS02482","北博（北京）医疗器械有限公司","北博（北京）医疗器械有限公司"]
["003570599813855","00357059","C13020117900002094220000015","京械注准20232200742","内热式电热针灸针","ф0.4×45mm","NETN-MJ60",null,null,"HCS02482","北博（北京）医疗器械有限公司","北博（北京）医疗器械有限公司"]
["003570599813856","00357059","C13020117900002094220000014","京械注准20232200742","内热式电热针灸针","ф0.4×65mm","NETN-MJ80",null,null,"HCS02482","北博（北京）医疗器械有限公司","北博（北京）医疗器械有限公司"]
["003073489589982","00307348","C14020226700014055000000059","陕械注准20182080018","一次性整体吸氧面罩(管)","XYG-F200 M","XYG-F",null,null,"HCS02485","陕西沐石医疗技术有限公司"]
["003073489594354","00307348","C14020226700014055000000037","陕械注准20182080018","一次性整体吸氧面罩(管)","XYG-F180-3","XYG-F",null,null,"HCS02485","陕西沐石医疗技术有限公司"]
["003073489594355","00307348","C14020226700014055000000062","陕械注准20182080018","一次性整体吸氧面罩(管)","XYG-E180-2","XYG-E",null,null,"HCS02485","陕西沐石医疗技术有限公司"]
["003073489594356","00307348","C14020226700014055000000049","陕械注准20182080018","一次性整体吸氧面罩(管)","XYG-F200 3米","XYG-F",null,null,"HCS02485","陕西沐石医疗技术有限公司"]
["003073489594357","00307348","C14020226700014055000000042","陕械注准20182080018","一次性整体吸氧面罩(管)","XYG-F180 M","XYG-F",null,null,"HCS02485","陕西沐石医疗技术有限公司"]
["003073489594358","00307348","C14020226700014055000000043","陕械注准20182080018","一次性整体吸氧面罩(管)","XYG-F200-3","XYG-F",null,null,"HCS02485","陕西沐石医疗技术有限公司"]
["003073489594359","00307348","C14020226700014055000000056","陕械注准20182080018","一次性整体吸氧面罩(管)","XYG-D230-2","XYG-D",null,null,"HCS02485","陕西沐石医疗技术有限公司"]
["003073489594360","00307348","C14020226700014055000000068","陕械注准20182080018","一次性整体吸氧面罩(管)","XYG-D100 S","XYG-D",null,null,"HCS02485","陕西沐石医疗技术有限公司"]
["003073489594361","00307348","C14020226700014055000000040","陕械注准20182080018","一次性整体吸氧面罩(管)","XYG-F180 3米","XYG-F",null,null,"HCS02485","陕西沐石医疗技术有限公司"]
["003073489594362","00307348","C14020226700014055000000053","陕械注准20182080018","一次性整体吸氧面罩(管)","XYG-D100-2","XYG-D",null,null,"HCS02485","陕西沐石医疗技术有限公司"]
["003073489594363","00307348","C14020226700014055000000048","陕械注准20182080018","一次性整体吸氧面罩(管)","XYG-F230-3","XYG-F",null,null,"HCS02485","陕西沐石医疗技术有限公司"]
["003073489594364","00307348","C14020226700014055000000047","陕械注准20182080018","一次性整体吸氧面罩(管)","XYG-E100 S","XYG-E",null,null,"HCS02485","陕西沐石医疗技术有限公司"]
["003073489594365","00307348","C14020226700014055000000051","陕械注准20182080018","一次性整体吸氧面罩(管)","XYG-F100-2","XYG-F",null,null,"HCS02485","陕西沐石医疗技术有限公司"]
["003073489594366","00307348","C14020226700014055000000052","陕械注准20182080018","一次性整体吸氧面罩(管)","XYG-F130 3米","XYG-F",null,null,"HCS02485","陕西沐石医疗技术有限公司"]
["003073489594367","00307348","C14020226700014055000000066","陕械注准20182080018","一次性整体吸氧面罩(管)","XYG-D100 M","XYG-D",null,null,"HCS02485","陕西沐石医疗技术有限公司"]
["003073489594368","00307348","C14020226700014055000000057","陕械注准20182080018","一次性整体吸氧面罩(管)","XYG-E100-2","XYG-E",null,null,"HCS02485","陕西沐石医疗技术有限公司"]
["003073489594369","00307348","C14020226700014055000000060","陕械注准20182080018","一次性整体吸氧面罩(管)","XYG-F200 S","XYG-F",null,null,"HCS02485","陕西沐石医疗技术有限公司"]
["003073489594370","00307348","C14020226700014055000000036","陕械注准20182080018","一次性整体吸氧面罩(管)","XYG-D200 M","XYG-D",null,null,"HCS02485","陕西沐石医疗技术有限公司"]
["003073489594371","00307348","C14020226700014055000000065","陕械注准20182080018","一次性整体吸氧面罩(管)","XYG-E230-2","XYG-E",null,null,"HCS02485","陕西沐石医疗技术有限公司"]
["003073489594372","00307348","C14020226700014055000000061","陕械注准20182080018","一次性整体吸氧面罩(管)","XYG-F130 M","XYG-F",null,null,"HCS02485","陕西沐石医疗技术有限公司"]
["003073489594373","00307348","C14020226700014055000000067","陕械注准20182080018","一次性整体吸氧面罩(管)","XYG-F100-3","XYG-F",null,null,"HCS02485","陕西沐石医疗技术有限公司"]
["003073489594374","00307348","C14020226700014055000000038","陕械注准20182080018","一次性整体吸氧面罩(管)","XYG-D200 S","XYG-D",null,null,"HCS02485","陕西沐石医疗技术有限公司"]
["003073489594375","00307348","C14020226700014055000000046","陕械注准20182080018","一次性整体吸氧面罩(管)","XYG-F230-2","XYG-F",null,null,"HCS02485","陕西沐石医疗技术有限公司"]
["003073489594376","00307348","C14020226700014055000000069","陕械注准20182080018","一次性整体吸氧面罩(管)","XYG-F180-2","XYG-F",null,null,"HCS02485","陕西沐石医疗技术有限公司"]
["003073489594377","00307348","C14020226700014055000000064","陕械注准20182080018","一次性整体吸氧面罩(管)","XYG-E200-2","XYG-E",null,null,"HCS02485","陕西沐石医疗技术有限公司"]
["003073489594378","00307348","C14020226700014055000000045","陕械注准20182080018","一次性整体吸氧面罩(管)","XYG-F180 S","XYG-F",null,null,"HCS02485","陕西沐石医疗技术有限公司"]
["003073489594379","00307348","C14020226700014055000000034","陕械注准20182080018","一次性整体吸氧面罩(管)","XYG-F230 3米","XYG-F",null,null,"HCS02485","陕西沐石医疗技术有限公司"]
["003073489594380","00307348","C14020226700014055000000041","陕械注准20182080018","一次性整体吸氧面罩(管)","XYG-F100 M","XYG-F",null,null,"HCS02485","陕西沐石医疗技术有限公司"]
["003073489594381","00307348","C14020226700014055000000058","陕械注准20182080018","一次性整体吸氧面罩(管)","XYG-F100 3米","XYG-F",null,null,"HCS02485","陕西沐石医疗技术有限公司"]
["003073489594382","00307348","C14020226700014055000000044","陕械注准20182080018","一次性整体吸氧面罩(管)","XYG-F100 S","XYG-F",null,null,"HCS02485","陕西沐石医疗技术有限公司"]
["003073489594383","00307348","C14020226700014055000000035","陕械注准20182080018","一次性整体吸氧面罩(管)","XYG-F230 S","XYG-F",null,null,"HCS02485","陕西沐石医疗技术有限公司"]
["003073489594384","00307348","C14020226700014055000000050","陕械注准20182080018","一次性整体吸氧面罩(管)","XYG-E200 S","XYG-E",null,null,"HCS02485","陕西沐石医疗技术有限公司"]
["003073489594385","00307348","C14020226700014055000000054","陕械注准20182080018","一次性整体吸氧面罩(管)","XYG-D180-2","XYG-D",null,null,"HCS02485","陕西沐石医疗技术有限公司"]
["003073489594386","00307348","C14020226700014055000000055","陕械注准20182080018","一次性整体吸氧面罩(管)","XYG-D200-2","XYG-D",null,null,"HCS02485","陕西沐石医疗技术有限公司"]
["003073489594387","00307348","C14020226700014055000000039","陕械注准20182080018","一次性整体吸氧面罩(管)","XYG-F200-2","XYG-F",null,null,"HCS02485","陕西沐石医疗技术有限公司"]
["003073489594388","00307348","C14020226700014055000000063","陕械注准20182080018","一次性整体吸氧面罩(管)","XYG-F130 S","XYG-F",null,null,"HCS02485","陕西沐石医疗技术有限公司"]
["004004509799208","00400450","C14070427300001029510000004","鄂械注准20252065355","医用无菌超声耦合剂套装","2g","A",null,null,"HCS02489","武汉康立优医疗发展有限公司","武汉康立优医疗发展有限公司"]
["003401819805548","00340181",null,"沪械注准20202220259","糖化血红蛋白层析柱套件（高效液相色谱法）","规格3(2400测试)：4.6ID×33MM 1根，RF卡一张","HC208C04",null,null,"HCS01849","上海惠中生物科技有限公司（原上海华臣生物试剂有限公司）","上海惠中生物科技有限公司（原上海华臣生物试剂有限公司）"]
["003285629805547","00328562",null,"沪械注准20232220090","糖化血红蛋白层析柱套件","MQ-DZ-01，选配RF卡规格：RF2400","HC238C09",null,null,"HCS01849","上海惠中生物科技有限公司（原上海华臣生物试剂有限公司）"]
["003180169769948","00318016","C14020226700014088400000005","粤穗械备20210476号","输氧面罩","OM-Ⅰ-15","OM-Ⅰ",null,null,"HCS01852","广州耀远实业有限公司"]
["003502629804176","00350262","C14171503500000114240000156","鲁械注准20202141326","外科手术引流导管套装","A-CROSS-30Fr-200","A型",null,null,"HCS02404","烟台赛达医疗科技有限公司","烟台赛达医疗科技有限公司"]
["003502629804198","00350262","C14171503500000114240000159","鲁械注准20202141326","外科手术引流导管套装","A-CROSS-10Fr-200","A型",null,null,"HCS02404","烟台赛达医疗科技有限公司","烟台赛达医疗科技有限公司"]
["003502629804202","00350262","C14171503500000114240000138","鲁械注准20202141326","外科手术引流导管套装","C-CROSS-10Fr-100","C型",null,null,"HCS02404","烟台赛达医疗科技有限公司","烟台赛达医疗科技有限公司"]
["003502629803996","00350262","C14171503500000114240000121","鲁械注准20202141326","外科手术引流导管套装","F-DCROSS-24Fr-200","F型",null,null,"HCS02404","烟台赛达医疗科技有限公司","烟台赛达医疗科技有限公司"]
["003502629803997","00350262","C14171503500000114240000122","鲁械注准20202141326","外科手术引流导管套装","F-DCROSS-15Fr-200","F型",null,null,"HCS02404","烟台赛达医疗科技有限公司","烟台赛达医疗科技有限公司"]
["003502629803998","00350262","C14171503500000114240000120","鲁械注准20202141326","外科手术引流导管套装","F-DCROSS-19Fr-200","F型",null,null,"HCS02404","烟台赛达医疗科技有限公司","烟台赛达医疗科技有限公司"]
["003502629803999","00350262","C14171503500000114240000180","鲁械注准20202141326","外科手术引流导管套装","F-DCROSS-15Fr-100","F型",null,null,"HCS02404","烟台赛达医疗科技有限公司","烟台赛达医疗科技有限公司"]
["003502629804000","00350262","C14171503500000114240000175","鲁械注准20202141326","外科手术引流导管套装","F-DCROSS-24Fr-100","F型",null,null,"HCS02404","烟台赛达医疗科技有限公司","烟台赛达医疗科技有限公司"]
["003502629804001","00350262","C14171503500000114240000192","鲁械注准20202141326","外科手术引流导管套装","F-DCROSS-12Fr-100","F型",null,null,"HCS02404","烟台赛达医疗科技有限公司","烟台赛达医疗科技有限公司"]
["003502629804002","00350262","C14171503500000114240000119","鲁械注准20202141326","外科手术引流导管套装","F-DCROSS-12Fr-200","F型",null,null,"HCS02404","烟台赛达医疗科技有限公司","烟台赛达医疗科技有限公司"]
["003502629804003","00350262","C14171503500000114240000197","鲁械注准20202141326","外科手术引流导管套装","F-DCROSS-19Fr-100","F型",null,null,"HCS02404","烟台赛达医疗科技有限公司","烟台赛达医疗科技有限公司"]
["003502629301384","00350262","C14171503500000114240000075","鲁械注准20202141326","外科手术引流导管套装","B-ROUND-12Fr","B  型",null,null,"HCS02404","烟台赛达医疗科技有限公司","烟台赛达医疗科技有限公司"]
["003502629301385","00350262","C14171503500000114240000068","鲁械注准20202141326","外科手术引流导管套装","B-ROUND-10Fr","B  型",null,null,"HCS02404","烟台赛达医疗科技有限公司","烟台赛达医疗科技有限公司"]
["003502629804024","00350262","C14171503500000114240000205","鲁械注准20202141326","外科手术引流导管套装","E-200","E型",null,null,"HCS02404","烟台赛达医疗科技有限公司","烟台赛达医疗科技有限公司"]
["003502629804025","00350262","C14171503500000114240000206","鲁械注准20202141326","外科手术引流导管套装","E-100","E型",null,null,"HCS02404","烟台赛达医疗科技有限公司","烟台赛达医疗科技有限公司"]
["003502629800927","00350262","C14171503500000114240000176","鲁械注准20202141326","外科手术引流导管套装","D-ROUND-18Fr","D型",null,null,"HCS02404","烟台赛达医疗科技有限公司","烟台赛达医疗科技有限公司"]
["003502629800928","00350262","C14171503500000114240000196","鲁械注准20202141326","外科手术引流导管套装","D-ROUND-12Fr","D型",null,null,"HCS02404","烟台赛达医疗科技有限公司","烟台赛达医疗科技有限公司"]
["003502629800929","00350262","C14171503500000114240000191","鲁械注准20202141326","外科手术引流导管套装","D-ROUND-20Fr","D型",null,null,"HCS02404","烟台赛达医疗科技有限公司","烟台赛达医疗科技有限公司"]
["003502629800930","00350262","C14171503500000114240000204","鲁械注准20202141326","外科手术引流导管套装","D-ROUND-26Fr","D型",null,null,"HCS02404","烟台赛达医疗科技有限公司","烟台赛达医疗科技有限公司"]
["003502629800931","00350262","C14171503500000114240000168","鲁械注准20202141326","外科手术引流导管套装","D-CROSS-22Fr","D型",null,null,"HCS02404","烟台赛达医疗科技有限公司","烟台赛达医疗科技有限公司"]
["003502629800932","00350262","C14171503500000114240000195","鲁械注准20202141326","外科手术引流导管套装","D-CROSS-12Fr","D型",null,null,"HCS02404","烟台赛达医疗科技有限公司","烟台赛达医疗科技有限公司"]
["003502629800933","00350262","C14171503500000114240000193","鲁械注准20202141326","外科手术引流导管套装","D-CROSS-15Fr","D型",null,null,"HCS02404","烟台赛达医疗科技有限公司","烟台赛达医疗科技有限公司"]
["003502629800934","00350262","C14171503500000114240000190","鲁械注准20202141326","外科手术引流导管套装","D-ROUND-22Fr","D型",null,null,"HCS02404","烟台赛达医疗科技有限公司","烟台赛达医疗科技有限公司"]
["003502629800935","00350262","C14171503500000114240000177","鲁械注准20202141326","外科手术引流导管套装","D-CROSS-8Fr","D型",null,null,"HCS02404","烟台赛达医疗科技有限公司","烟台赛达医疗科技有限公司"]
["003502629800936","00350262","C14171503500000114240000182","鲁械注准20202141326","外科手术引流导管套装","D-ROUND-30Fr","D型",null,null,"HCS02404","烟台赛达医疗科技有限公司","烟台赛达医疗科技有限公司"]
["003502629800937","00350262","C14171503500000114240000188","鲁械注准20202141326","外科手术引流导管套装","D-ROUND-24Fr","D型",null,null,"HCS02404","烟台赛达医疗科技有限公司","烟台赛达医疗科技有限公司"]
["003502629800938","00350262","C14171503500000114240000179","鲁械注准20202141326","外科手术引流导管套装","D-ROUND-28Fr","D型",null,null,"HCS02404","烟台赛达医疗科技有限公司","烟台赛达医疗科技有限公司"]
["003502629800939","00350262","C14171503500000114240000174","鲁械注准20202141326","外科手术引流导管套装","D-ROUND-16Fr","D型",null,null,"HCS02404","烟台赛达医疗科技有限公司","烟台赛达医疗科技有限公司"]
["003502629800940","00350262","C14171503500000114240000194","鲁械注准20202141326","外科手术引流导管套装","D-CROSS-28Fr","D型",null,null,"HCS02404","烟台赛达医疗科技有限公司","烟台赛达医疗科技有限公司"]
["003502629800941","00350262","C14171503500000114240000185","鲁械注准20202141326","外科手术引流导管套装","D-FLAT-15Fr","D型",null,null,"HCS02404","烟台赛达医疗科技有限公司","烟台赛达医疗科技有限公司"]
["003502629800942","00350262","C14171503500000114240000172","鲁械注准20202141326","外科手术引流导管套装","D-ROUND-14Fr","D型",null,null,"HCS02404","烟台赛达医疗科技有限公司","烟台赛达医疗科技有限公司"]
["003502629800943","00350262","C14171503500000114240000173","鲁械注准20202141326","外科手术引流导管套装","D-FLAT-18Fr","D型",null,null,"HCS02404","烟台赛达医疗科技有限公司","烟台赛达医疗科技有限公司"]
["003502629800944","00350262","C14171503500000114240000187","鲁械注准20202141326","外科手术引流导管套装","D-CROSS-30Fr","D型",null,null,"HCS02404","烟台赛达医疗科技有限公司","烟台赛达医疗科技有限公司"]
["003502629800945","00350262","C14171503500000114240000171","鲁械注准20202141326","外科手术引流导管套装","D-ROUND-10Fr","D型",null,null,"HCS02404","烟台赛达医疗科技有限公司","烟台赛达医疗科技有限公司"]
["003502629800946","00350262","C14171503500000114240000186","鲁械注准20202141326","外科手术引流导管套装","D-CROSS-26Fr","D型",null,null,"HCS02404","烟台赛达医疗科技有限公司","烟台赛达医疗科技有限公司"]
["003502629800947","00350262","C14171503500000114240000189","鲁械注准20202141326","外科手术引流导管套装","D-CROSS-10Fr","D型",null,null,"HCS02404","烟台赛达医疗科技有限公司","烟台赛达医疗科技有限公司"]
["003502629800948","00350262","C14171503500000114240000170","鲁械注准20202141326","外科手术引流导管套装","D-CROSS-24Fr","D型",null,null,"HCS02404","烟台赛达医疗科技有限公司","烟台赛达医疗科技有限公司"]
["003502629800949","00350262","C14171503500000114240000183","鲁械注准20202141326","外科手术引流导管套装","D-CROSS-19Fr","D型",null,null,"HCS02404","烟台赛达医疗科技有限公司","烟台赛达医疗科技有限公司"]
["003502629804054","00350262","C14171503500000114240000141","鲁械注准20202141326","外科手术引流导管套装","B-CROSS-8Fr","B型",null,null,"HCS02404","烟台赛达医疗科技有限公司","烟台赛达医疗科技有限公司"]
["003502629804055","00350262","C14171503500000114240000123","鲁械注准20202141326","外科手术引流导管套装","B-ROUND-26Fr","B型",null,null,"HCS02404","烟台赛达医疗科技有限公司","烟台赛达医疗科技有限公司"]
["003502629804056","00350262","C14171503500000114240000129","鲁械注准20202141326","外科手术引流导管套装","B-CROSS-12Fr","B型",null,null,"HCS02404","烟台赛达医疗科技有限公司","烟台赛达医疗科技有限公司"]
["003502629804057","00350262","C14171503500000114240000132","鲁械注准20202141326","外科手术引流导管套装","B-CROSS-28Fr","B型",null,null,"HCS02404","烟台赛达医疗科技有限公司","烟台赛达医疗科技有限公司"]
["003502629804058","00350262","C14171503500000114240000137","鲁械注准20202141326","外科手术引流导管套装","B-ROUND-24Fr","B型",null,null,"HCS02404","烟台赛达医疗科技有限公司","烟台赛达医疗科技有限公司"]
["003502629804059","00350262","C14171503500000114240000133","鲁械注准20202141326","外科手术引流导管套装","B-CROSS-24Fr","B型",null,null,"HCS02404","烟台赛达医疗科技有限公司","烟台赛达医疗科技有限公司"]
["003502629804060","00350262","C14171503500000114240000135","鲁械注准20202141326","外科手术引流导管套装","B-CROSS-10Fr","B型",null,null,"HCS02404","烟台赛达医疗科技有限公司","烟台赛达医疗科技有限公司"]
["003502629804061","00350262","C14171503500000114240000139","鲁械注准20202141326","外科手术引流导管套装","B-ROUND-30Fr","B型",null,null,"HCS02404","烟台赛达医疗科技有限公司","烟台赛达医疗科技有限公司"]
["003502629804062","00350262","C14171503500000114240000136","鲁械注准20202141326","外科手术引流导管套装","B-CROSS-30Fr","B型",null,null,"HCS02404","烟台赛达医疗科技有限公司","烟台赛达医疗科技有限公司"]
["003502629804134","00350262","C14171503500000114240000152","鲁械注准20202141326","外科手术引流导管套装","A-CROSS-10Fr-100","A型",null,null,"HCS02404","烟台赛达医疗科技有限公司","烟台赛达医疗科技有限公司"]
["003502629804135","00350262","C14171503500000114240000148","鲁械注准20202141326","外科手术引流导管套装","A-ROUND-26Fr-100","A型",null,null,"HCS02404","烟台赛达医疗科技有限公司","烟台赛达医疗科技有限公司"]
["003502629804136","00350262","C14171503500000114240000151","鲁械注准20202141326","外科手术引流导管套装","A-ROUND-24Fr-100","A型",null,null,"HCS02404","烟台赛达医疗科技有限公司","烟台赛达医疗科技有限公司"]
["003502629804137","00350262","C14171503500000114240000145","鲁械注准20202141326","外科手术引流导管套装","A-ROUND-30Fr-100","A型",null,null,"HCS02404","烟台赛达医疗科技有限公司","烟台赛达医疗科技有限公司"]
["003502629804138","00350262","C14171503500000114240000146","鲁械注准20202141326","外科手术引流导管套装","A-CROSS-12Fr-100","A型",null,null,"HCS02404","烟台赛达医疗科技有限公司","烟台赛达医疗科技有限公司"]
["003502629804139","00350262","C14171503500000114240000149","鲁械注准20202141326","外科手术引流导管套装","A-CROSS-24Fr-100","A型",null,null,"HCS02404","烟台赛达医疗科技有限公司","烟台赛达医疗科技有限公司"]
["003502629804140","00350262","C14171503500000114240000147","鲁械注准20202141326","外科手术引流导管套装","A-CROSS-28Fr-100","A型",null,null,"HCS02404","烟台赛达医疗科技有限公司","烟台赛达医疗科技有限公司"]
["003502629804141","00350262","C14171503500000114240000153","鲁械注准20202141326","外科手术引流导管套装","A-CROSS-26Fr-100","A型",null,null,"HCS02404","烟台赛达医疗科技有限公司","烟台赛达医疗科技有限公司"]
["003502629804142","00350262","C14171503500000114240000155","鲁械注准20202141326","外科手术引流导管套装","A-CROSS-30Fr-100","A型",null,null,"HCS02404","烟台赛达医疗科技有限公司","烟台赛达医疗科技有限公司"]
["003502629804143","00350262","C14171503500000114240000154","鲁械注准20202141326","外科手术引流导管套装","A-CROSS-8Fr-100","A型",null,null,"HCS02404","烟台赛达医疗科技有限公司","烟台赛达医疗科技有限公司"]
["003502629804144","00350262","C14171503500000114240000150","鲁械注准20202141326","外科手术引流导管套装","A-ROUND-28Fr-100","A型",null,null,"HCS02404","烟台赛达医疗科技有限公司","烟台赛达医疗科技有限公司"]
["003502629804074","00350262","C14171503500000114240000134","鲁械注准20202141326","外科手术引流导管套装","C-CROSS-30Fr-100","C型",null,null,"HCS02404","烟台赛达医疗科技有限公司","烟台赛达医疗科技有限公司"]
["003502629804075","00350262","C14171503500000114240000131","鲁械注准20202141326","外科手术引流导管套装","C-CROSS-8Fr-100","C型",null,null,"HCS02404","烟台赛达医疗科技有限公司","烟台赛达医疗科技有限公司"]
["003502629804076","00350262","C14171503500000114240000126","鲁械注准20202141326","外科手术引流导管套装","C-ROUND-30Fr-100","C型",null,null,"HCS02404","烟台赛达医疗科技有限公司","烟台赛达医疗科技有限公司"]
["003502629804077","00350262","C14171503500000114240000127","鲁械注准20202141326","外科手术引流导管套装","C-CROSS-24Fr-100","C型",null,null,"HCS02404","烟台赛达医疗科技有限公司","烟台赛达医疗科技有限公司"]
["003502629804078","00350262","C14171503500000114240000140","鲁械注准20202141326","外科手术引流导管套装","C-ROUND-26Fr-100","C型",null,null,"HCS02404","烟台赛达医疗科技有限公司","烟台赛达医疗科技有限公司"]
["003502629804079","00350262","C14171503500000114240000125","鲁械注准20202141326","外科手术引流导管套装","C-CROSS-26Fr-100","C型",null,null,"HCS02404","烟台赛达医疗科技有限公司","烟台赛达医疗科技有限公司"]
["003502629804080","00350262","C14171503500000114240000128","鲁械注准20202141326","外科手术引流导管套装","C-CROSS-12Fr-100","C型",null,null,"HCS02404","烟台赛达医疗科技有限公司","烟台赛达医疗科技有限公司"]
["003502629804081","00350262","C14171503500000114240000130","鲁械注准20202141326","外科手术引流导管套装","C-CROSS-28Fr-100","C型",null,null,"HCS02404","烟台赛达医疗科技有限公司","烟台赛达医疗科技有限公司"]
["003502629804082","00350262","C14171503500000114240000142","鲁械注准20202141326","外科手术引流导管套装","C-ROUND-24Fr-100","C型",null,null,"HCS02404","烟台赛达医疗科技有限公司","烟台赛达医疗科技有限公司"]
["003502629804083","00350262","C14171503500000114240000143","鲁械注准20202141326","外科手术引流导管套装","C-ROUND-28Fr-100","C型",null,null,"HCS02404","烟台赛达医疗科技有限公司","烟台赛达医疗科技有限公司"]
["003502629804094","00350262","C14171503500000114240000184","鲁械注准20202141326","外科手术引流导管套装","C-ROUND-30Fr-200","C型",null,null,"HCS02404","烟台赛达医疗科技有限公司","烟台赛达医疗科技有限公司"]
["003502629804095","00350262","C14171503500000114240000203","鲁械注准20202141326","外科手术引流导管套装","C-CROSS-12Fr-200","C型",null,null,"HCS02404","烟台赛达医疗科技有限公司","烟台赛达医疗科技有限公司"]
["003502629804096","00350262","C14171503500000114240000167","鲁械注准20202141326","外科手术引流导管套装","C-CROSS-8Fr-200","C型",null,null,"HCS02404","烟台赛达医疗科技有限公司","烟台赛达医疗科技有限公司"]
["003502629804097","00350262","C14171503500000114240000202","鲁械注准20202141326","外科手术引流导管套装","C-ROUND-28Fr-200","C型",null,null,"HCS02404","烟台赛达医疗科技有限公司","烟台赛达医疗科技有限公司"]
["003502629804098","00350262","C14171503500000114240000169","鲁械注准20202141326","外科手术引流导管套装","C-CROSS-28Fr-200","C型",null,null,"HCS02404","烟台赛达医疗科技有限公司","烟台赛达医疗科技有限公司"]
["003502629804099","00350262","C14171503500000114240000201","鲁械注准20202141326","外科手术引流导管套装","C-CROSS-30Fr-200","C型",null,null,"HCS02404","烟台赛达医疗科技有限公司","烟台赛达医疗科技有限公司"]
["003502629804100","00350262","C14171503500000114240000199","鲁械注准20202141326","外科手术引流导管套装","C-ROUND-26Fr-200","C型",null,null,"HCS02404","烟台赛达医疗科技有限公司","烟台赛达医疗科技有限公司"]
["003502629804101","00350262","C14171503500000114240000200","鲁械注准20202141326","外科手术引流导管套装","C-CROSS-26Fr-200","C型",null,null,"HCS02404","烟台赛达医疗科技有限公司","烟台赛达医疗科技有限公司"]
["003502629804102","00350262","C14171503500000114240000198","鲁械注准20202141326","外科手术引流导管套装","C-ROUND-24Fr-200","C型",null,null,"HCS02404","烟台赛达医疗科技有限公司","烟台赛达医疗科技有限公司"]
["003502629804103","00350262","C14171503500000114240000178","鲁械注准20202141326","外科手术引流导管套装","C-CROSS-24Fr-200","C型",null,null,"HCS02404","烟台赛达医疗科技有限公司","烟台赛达医疗科技有限公司"]
["003502629804104","00350262","C14171503500000114240000181","鲁械注准20202141326","外科手术引流导管套装","C-CROSS-10Fr-200","C型",null,null,"HCS02404","烟台赛达医疗科技有限公司","烟台赛达医疗科技有限公司"]
["003502629804167","00350262","C14171503500000114240000163","鲁械注准20202141326","外科手术引流导管套装","A-ROUND-28Fr-200","A型",null,null,"HCS02404","烟台赛达医疗科技有限公司","烟台赛达医疗科技有限公司"]
["003502629804168","00350262","C14171503500000114240000164","鲁械注准20202141326","外科手术引流导管套装","A-ROUND-26Fr-200","A型",null,null,"HCS02404","烟台赛达医疗科技有限公司","烟台赛达医疗科技有限公司"]
["003502629804169","00350262","C14171503500000114240000166","鲁械注准20202141326","外科手术引流导管套装","A-CROSS-26Fr-200","A型",null,null,"HCS02404","烟台赛达医疗科技有限公司","烟台赛达医疗科技有限公司"]
["003502629804170","00350262","C14171503500000114240000158","鲁械注准20202141326","外科手术引流导管套装","A-CROSS-24Fr-200","A型",null,null,"HCS02404","烟台赛达医疗科技有限公司","烟台赛达医疗科技有限公司"]
["003502629804171","00350262","C14171503500000114240000160","鲁械注准20202141326","外科手术引流导管套装","A-CROSS-28Fr-200","A型",null,null,"HCS02404","烟台赛达医疗科技有限公司","烟台赛达医疗科技有限公司"]
["003502629804172","00350262","C14171503500000114240000165","鲁械注准20202141326","外科手术引流导管套装","A-CROSS-12Fr-200","A型",null,null,"HCS02404","烟台赛达医疗科技有限公司","烟台赛达医疗科技有限公司"]
["003502629804173","00350262","C14171503500000114240000157","鲁械注准20202141326","外科手术引流导管套装","A-ROUND-30Fr-200","A型",null,null,"HCS02404","烟台赛达医疗科技有限公司","烟台赛达医疗科技有限公司"]
["003502629804174","00350262","C14171503500000114240000162","鲁械注准20202141326","外科手术引流导管套装","A-ROUND-24Fr-200","A型",null,null,"HCS02404","烟台赛达医疗科技有限公司","烟台赛达医疗科技有限公司"]
["003502629804175","00350262","C14171503500000114240000161","鲁械注准20202141326","外科手术引流导管套装","A-CROSS-8Fr-200","A型",null,null,"HCS02404","烟台赛达医疗科技有限公司","烟台赛达医疗科技有限公司"]
["003510869628898","00351086","C03480311301001085470000549","黔械注准20232040037","一次性无菌磨头","3mm*100mm","ZEMTB30J100X-YCW",null,null,"HCS02449","贵州梓锐科技有限公司","贵州梓锐科技有限公司"]
["003510869628894","00351086","C03480311301001085470000690","黔械注准20232040037","一次性无菌磨头","4mm*130mm","ZEMTA40J130X-YCW",null,null,"HCS02449","贵州梓锐科技有限公司","贵州梓锐科技有限公司"]
["003510869628895","00351086","C03480311301001085470000881","黔械注准20232040037","一次性无菌磨头","2.5mm*80mm","ZEMTB25J80X-YCW",null,null,"HCS02449","贵州梓锐科技有限公司","贵州梓锐科技有限公司"]
["003510869628899","00351086","C03480311301001085470001010","黔械注准20232040037","一次性无菌磨头","5mm*130mm","ZEMTA50J130X-YCW",null,null,"HCS02449","贵州梓锐科技有限公司","贵州梓锐科技有限公司"]
["003510869628903","00351086","C03480311301001085470000803","黔械注准20232040037","一次性无菌磨头","2mm*80mm","ZEMTC20J80X-YCW",null,null,"HCS02449","贵州梓锐科技有限公司","贵州梓锐科技有限公司"]
["003510869628900","00351086","C03480311301001085470000809","黔械注准20232040037","一次性无菌磨头","5mm*50mm","ZEMTA50J50X-YCW",null,null,"HCS02449","贵州梓锐科技有限公司","贵州梓锐科技有限公司"]
["003510869628893","00351086","C03480311301001085470000784","黔械注准20232040037","一次性无菌磨头","4mm*50mm","ZEMTA40J50X-YCW",null,null,"HCS02449","贵州梓锐科技有限公司","贵州梓锐科技有限公司"]
["003510869628896","00351086","C03480311301001085470000599","黔械注准20232040037","一次性无菌磨头","6mm*50mm","ZEMTA60J50X-YCW",null,null,"HCS02449","贵州梓锐科技有限公司","贵州梓锐科技有限公司"]
["003510869628897","00351086","C03480311301001085470000759","黔械注准20232040037","一次性无菌磨头","3mm*130mm","ZEMTA30J130X-YCW",null,null,"HCS02449","贵州梓锐科技有限公司","贵州梓锐科技有限公司"]
["003510869628901","00351086","C03480311301001085470000567","黔械注准20232040037","一次性无菌磨头","3mm*60mm","ZEMTB30J60X-YCW",null,null,"HCS02449","贵州梓锐科技有限公司","贵州梓锐科技有限公司"]
["003510869628902","00351086","C03480311301001085470000954","黔械注准20232040037","一次性无菌磨头","3mm*80mm","ZEMTB30J80X-YCW",null,null,"HCS02449","贵州梓锐科技有限公司","贵州梓锐科技有限公司"]
["004068069791046","00406806","C01050602100001045640000386","国械注准20253090551","陡脉冲治疗设备-一次性使用陡脉冲消融电极","CNBT1525-20","CNBT1525-20",null,null,"HCS02029","浙江伽奈维医疗科技有限公司","浙江伽奈维医疗科技有限公司"]
["004068069791047","00406806","C01050602100001045640000385","国械注准20253090551","陡脉冲治疗设备-一次性使用陡脉冲消融电极","CNBT1515-10","CNBT1515-10",null,null,"HCS02029","浙江伽奈维医疗科技有限公司","浙江伽奈维医疗科技有限公司"]
["004068069791048","00406806","C01050602100001045640000383","国械注准20253090551","陡脉冲治疗设备-一次性使用陡脉冲消融电极","CNBT1515-20","CNBT1515-20",null,null,"HCS02029","浙江伽奈维医疗科技有限公司","浙江伽奈维医疗科技有限公司"]
["003295489813971","00329548",null,"国械注准20223400375","游离前列腺特异性抗原（f-PSA）检测试剂盒（","500人份/盒","500人份/盒",null,null,"HCS02309","天津博奥赛斯生物科技股份有限公司（原博奥赛斯（天津）生物科技有限公司）","天津博奥赛斯生物科技股份有限公司（原博奥赛斯（天津）生物科技有限公司）"]
["003339079813974","00333907",null,"国械注准20223400281","甲胎蛋白（AFP）检测试剂盒","500人份/盒","500人份/盒",null,null,"HCS02309","天津博奥赛斯生物科技股份有限公司（原博奥赛斯（天津）生物科技有限公司）","天津博奥赛斯生物科技股份有限公司（原博奥赛斯（天津）生物科技有限公司）"]
["003146029813857","00314602",null,"国械注准20193400857","乙型肝炎病毒前S1抗原检测试剂盒（磁微粒化学发光法）","500人份/盒","500人份/盒",null,null,"HCS02309","天津博奥赛斯生物科技股份有限公司（原博奥赛斯（天津）生物科技有限公司）","天津博奥赛斯生物科技股份有限公司（原博奥赛斯（天津）生物科技有限公司）"]
["003888279813689","00388827",null,"国械注准20193400863","丙型肝炎病毒（HCV）抗体检测试剂盒（磁微粒化学发光法）","500人份/盒","500人份/盒",null,null,"HCS02309","天津博奥赛斯生物科技股份有限公司（原博奥赛斯（天津）生物科技有限公司）","天津博奥赛斯生物科技股份有限公司（原博奥赛斯（天津）生物科技有限公司）"]
["003295539813972","00329553",null,"国械注准20223400376","总前列腺特异性抗原（tPSA）检测试剂盒","500人份/盒","500人份/盒",null,null,"HCS02309","天津博奥赛斯生物科技股份有限公司（原博奥赛斯（天津）生物科技有限公司）","天津博奥赛斯生物科技股份有限公司（原博奥赛斯（天津）生物科技有限公司）"]
["003990529793795","00399052","C01031101500003054590000083","豫械注准20182020528","一次性使用输尿管导引鞘","13Fr42cm","直型",null,null,"HCS02394","河南健和实业有限公司","河南健和实业有限公司"]
["003990529793796","00399052","C01031101500003054590000123","豫械注准20182020528","一次性使用输尿管导引鞘","13Fr50cm","直型",null,null,"HCS02394","河南健和实业有限公司","河南健和实业有限公司"]
["003990529793797","00399052","C01031101500003054590000103","豫械注准20182020528","一次性使用输尿管导引鞘","13Fr52cm","直型",null,null,"HCS02394","河南健和实业有限公司","河南健和实业有限公司"]
["003990529793798","00399052","C01031101500003054590000089","豫械注准20182020528","一次性使用输尿管导引鞘","13Fr55cm","直型",null,null,"HCS02394","河南健和实业有限公司","河南健和实业有限公司"]
["003990529793799","00399052","C01031101500003054590000098","豫械注准20182020528","一次性使用输尿管导引鞘","13Fr40cm","直型",null,null,"HCS02394","河南健和实业有限公司","河南健和实业有限公司"]
["003990529793810","00399052","C01031101500003054590000095","豫械注准20182020528","一次性使用输尿管导引鞘","11Fr40cm","Y型",null,null,"HCS02394","河南健和实业有限公司","河南健和实业有限公司"]
["003990529793811","00399052","C01031101500003054590000082","豫械注准20182020528","一次性使用输尿管导引鞘","11Fr52cm","Y型",null,null,"HCS02394","河南健和实业有限公司","河南健和实业有限公司"]
["003990529793812","00399052","C01031101500003054590000076","豫械注准20182020528","一次性使用输尿管导引鞘","11Fr50cm","Y型",null,null,"HCS02394","河南健和实业有限公司","河南健和实业有限公司"]
["003990529793813","00399052","C01031101500003054590000111","豫械注准20182020528","一次性使用输尿管导引鞘","11Fr42cm","Y型",null,null,"HCS02394","河南健和实业有限公司","河南健和实业有限公司"]
["003990529793814","00399052","C01031101500003054590000106","豫械注准20182020528","一次性使用输尿管导引鞘","11Fr55cm","Y型",null,null,"HCS02394","河南健和实业有限公司","河南健和实业有限公司"]
["003990529793820","00399052","C01031101500003054590000107","豫械注准20182020528","一次性使用输尿管导引鞘","13Fr50cm","Y型",null,null,"HCS02394","河南健和实业有限公司","河南健和实业有限公司"]
["003990529793821","00399052","C01031101500003054590000121","豫械注准20182020528","一次性使用输尿管导引鞘","13Fr42cm","Y型",null,null,"HCS02394","河南健和实业有限公司","河南健和实业有限公司"]
["003990529793822","00399052","C01031101500003054590000088","豫械注准20182020528","一次性使用输尿管导引鞘","13Fr40cm","Y型",null,null,"HCS02394","河南健和实业有限公司","河南健和实业有限公司"]
["003990529793823","00399052","C01031101500003054590000115","豫械注准20182020528","一次性使用输尿管导引鞘","13Fr55cm","Y型",null,null,"HCS02394","河南健和实业有限公司","河南健和实业有限公司"]
["003990529793824","00399052","C01031101500003054590000077","豫械注准20182020528","一次性使用输尿管导引鞘","13Fr52cm","Y型",null,null,"HCS02394","河南健和实业有限公司","河南健和实业有限公司"]
["003990529793825","00399052","C01031101500003054590000094","豫械注准20182020528","一次性使用输尿管导引鞘","14Fr42cm","Y型",null,null,"HCS02394","河南健和实业有限公司","河南健和实业有限公司"]
["003990529793826","00399052","C01031101500003054590000118","豫械注准20182020528","一次性使用输尿管导引鞘","14Fr40cm","Y型",null,null,"HCS02394","河南健和实业有限公司","河南健和实业有限公司"]
["003990529793827","00399052","C01031101500003054590000080","豫械注准20182020528","一次性使用输尿管导引鞘","14Fr55cm","Y型",null,null,"HCS02394","河南健和实业有限公司","河南健和实业有限公司"]
["003990529793828","00399052","C01031101500003054590000112","豫械注准20182020528","一次性使用输尿管导引鞘","14Fr50cm","Y型",null,null,"HCS02394","河南健和实业有限公司","河南健和实业有限公司"]
["003990529793829","00399052","C01031101500003054590000122","豫械注准20182020528","一次性使用输尿管导引鞘","14Fr52cm","Y型",null,null,"HCS02394","河南健和实业有限公司","河南健和实业有限公司"]
["003990529793752","00399052","C01031101500003054590000116","豫械注准20182020528","一次性使用输尿管导引鞘","11Fr55cm","直型",null,null,"HCS02394","河南健和实业有限公司","河南健和实业有限公司"]
["003990529793753","00399052","C01031101500003054590000100","豫械注准20182020528","一次性使用输尿管导引鞘","11Fr42cm","直型",null,null,"HCS02394","河南健和实业有限公司","河南健和实业有限公司"]
["003990529793754","00399052","C01031101500003054590000124","豫械注准20182020528","一次性使用输尿管导引鞘","11Fr40cm","直型",null,null,"HCS02394","河南健和实业有限公司","河南健和实业有限公司"]
["003990529793755","00399052","C01031101500003054590000104","豫械注准20182020528","一次性使用输尿管导引鞘","11Fr50cm","直型",null,null,"HCS02394","河南健和实业有限公司","河南健和实业有限公司"]
["003990529793756","00399052","C01031101500003054590000096","豫械注准20182020528","一次性使用输尿管导引鞘","11Fr52cm","直型",null,null,"HCS02394","河南健和实业有限公司","河南健和实业有限公司"]
["003990529793790","00399052","C01031101500003054590000090","豫械注准20182020528","一次性使用输尿管导引鞘","12Fr52cm","直型",null,null,"HCS02394","河南健和实业有限公司","河南健和实业有限公司"]
["003990529793791","00399052","C01031101500003054590000105","豫械注准20182020528","一次性使用输尿管导引鞘","12Fr42cm","直型",null,null,"HCS02394","河南健和实业有限公司","河南健和实业有限公司"]
["003990529793792","00399052","C01031101500003054590000087","豫械注准20182020528","一次性使用输尿管导引鞘","12Fr40cm","直型",null,null,"HCS02394","河南健和实业有限公司","河南健和实业有限公司"]
["003990529793793","00399052","C01031101500003054590000113","豫械注准20182020528","一次性使用输尿管导引鞘","12Fr50cm","直型",null,null,"HCS02394","河南健和实业有限公司","河南健和实业有限公司"]
["003990529793794","00399052","C01031101500003054590000093","豫械注准20182020528","一次性使用输尿管导引鞘","12Fr55cm","直型",null,null,"HCS02394","河南健和实业有限公司","河南健和实业有限公司"]
["003990529793805","00399052","C01031101500003054590000086","豫械注准20182020528","一次性使用输尿管导引鞘","10Fr55cm","Y型",null,null,"HCS02394","河南健和实业有限公司","河南健和实业有限公司"]
["003990529793806","00399052","C01031101500003054590000101","豫械注准20182020528","一次性使用输尿管导引鞘","10Fr52cm","Y型",null,null,"HCS02394","河南健和实业有限公司","河南健和实业有限公司"]
["003990529793807","00399052","C01031101500003054590000102","豫械注准20182020528","一次性使用输尿管导引鞘","10Fr42cm","Y型",null,null,"HCS02394","河南健和实业有限公司","河南健和实业有限公司"]
["003990529793808","00399052","C01031101500003054590000117","豫械注准20182020528","一次性使用输尿管导引鞘","10Fr50cm","Y型",null,null,"HCS02394","河南健和实业有限公司","河南健和实业有限公司"]
["003990529793809","00399052","C01031101500003054590000109","豫械注准20182020528","一次性使用输尿管导引鞘","10Fr40cm","Y型",null,null,"HCS02394","河南健和实业有限公司","河南健和实业有限公司"]
["003990529793815","00399052","C01031101500003054590000108","豫械注准20182020528","一次性使用输尿管导引鞘","12Fr42cm","Y型",null,null,"HCS02394","河南健和实业有限公司","河南健和实业有限公司"]
["003990529793816","00399052","C01031101500003054590000084","豫械注准20182020528","一次性使用输尿管导引鞘","12Fr52cm","Y型",null,null,"HCS02394","河南健和实业有限公司","河南健和实业有限公司"]
["003990529793817","00399052","C01031101500003054590000092","豫械注准20182020528","一次性使用输尿管导引鞘","12Fr55cm","Y型",null,null,"HCS02394","河南健和实业有限公司","河南健和实业有限公司"]
["003990529793818","00399052","C01031101500003054590000099","豫械注准20182020528","一次性使用输尿管导引鞘","12Fr40cm","Y型",null,null,"HCS02394","河南健和实业有限公司","河南健和实业有限公司"]
["003990529793819","00399052","C01031101500003054590000114","豫械注准20182020528","一次性使用输尿管导引鞘","12Fr50cm","Y型",null,null,"HCS02394","河南健和实业有限公司","河南健和实业有限公司"]
["003990529793688","00399052","C01031101500003054590000119","豫械注准20182020528","一次性使用输尿管导引鞘","10Fr50cm","直型",null,null,"HCS02394","河南健和实业有限公司","河南健和实业有限公司"]
["003990529793689","00399052","C01031101500003054590000078","豫械注准20182020528","一次性使用输尿管导引鞘","10Fr55cm","直型",null,null,"HCS02394","河南健和实业有限公司","河南健和实业有限公司"]
["003990529793690","00399052","C01031101500003054590000125","豫械注准20182020528","一次性使用输尿管导引鞘","10Fr40cm","直型",null,null,"HCS02394","河南健和实业有限公司","河南健和实业有限公司"]
["003990529793691","00399052","C01031101500003054590000085","豫械注准20182020528","一次性使用输尿管导引鞘","10Fr42cm","直型",null,null,"HCS02394","河南健和实业有限公司","河南健和实业有限公司"]
["003990529793692","00399052","C01031101500003054590000097","豫械注准20182020528","一次性使用输尿管导引鞘","10Fr52cm","直型",null,null,"HCS02394","河南健和实业有限公司","河南健和实业有限公司"]
["003990529793800","00399052","C01031101500003054590000079","豫械注准20182020528","一次性使用输尿管导引鞘","14Fr50cm","直型",null,null,"HCS02394","河南健和实业有限公司","河南健和实业有限公司"]
["003990529793801","00399052","C01031101500003054590000081","豫械注准20182020528","一次性使用输尿管导引鞘","14Fr55cm","直型",null,null,"HCS02394","河南健和实业有限公司","河南健和实业有限公司"]
["003990529793802","00399052","C01031101500003054590000091","豫械注准20182020528","一次性使用输尿管导引鞘","14Fr40cm","直型",null,null,"HCS02394","河南健和实业有限公司","河南健和实业有限公司"]
["003990529793803","00399052","C01031101500003054590000110","豫械注准20182020528","一次性使用输尿管导引鞘","14Fr52cm","直型",null,null,"HCS02394","河南健和实业有限公司","河南健和实业有限公司"]
["003990529793804","00399052","C01031101500003054590000120","豫械注准20182020528","一次性使用输尿管导引鞘","14Fr42cm","直型",null,null,"HCS02394","河南健和实业有限公司","河南健和实业有限公司"]
["003593019808766","00359301",null,"京械注准20242400031","同型半胱氨酸测定试剂盒（荧光免疫层析法）","1人份/盒","1人份/盒",null,null,"HCS01836","北京乐普诊断科技股份有限公司（原北京乐普医疗科技有限责任公司）","北京乐普诊断科技股份有限公司（原北京乐普医疗科技有限责任公司）"]
["003593099807523","00359309",null,"京械注准20242400032","脑利钠肽测定试剂盒（荧光免疫层析法）","10人份/卡盒×2","10人份/卡盒×2",null,null,"HCS01836","北京乐普诊断科技股份有限公司（原北京乐普医疗科技有限责任公司）","北京乐普诊断科技股份有限公司（原北京乐普医疗科技有限责任公司）"]
["003593099807528","00359309",null,"京械注准20242400032","脑利钠肽测定试剂盒（荧光免疫层析法）","20人份/卡盒×3","20人份/卡盒×3",null,null,"HCS01836","北京乐普诊断科技股份有限公司（原北京乐普医疗科技有限责任公司）","北京乐普诊断科技股份有限公司（原北京乐普医疗科技有限责任公司）"]
["003593099807522","00359309",null,"京械注准20242400032","脑利钠肽测定试剂盒（荧光免疫层析法）","1人份/盒","1人份/盒",null,null,"HCS01836","北京乐普诊断科技股份有限公司（原北京乐普医疗科技有限责任公司）","北京乐普诊断科技股份有限公司（原北京乐普医疗科技有限责任公司）"]
["003593099807524","00359309",null,"京械注准20242400032","脑利钠肽测定试剂盒（荧光免疫层析法）","10人份/卡盒×3","10人份/卡盒×3",null,null,"HCS01836","北京乐普诊断科技股份有限公司（原北京乐普医疗科技有限责任公司）","北京乐普诊断科技股份有限公司（原北京乐普医疗科技有限责任公司）"]
["003593099807525","00359309",null,"京械注准20242400032","脑利钠肽测定试剂盒（荧光免疫层析法）","10人份/卡盒×4","10人份/卡盒×4",null,null,"HCS01836","北京乐普诊断科技股份有限公司（原北京乐普医疗科技有限责任公司）","北京乐普诊断科技股份有限公司（原北京乐普医疗科技有限责任公司）"]
["003593099807526","00359309",null,"京械注准20242400032","脑利钠肽测定试剂盒（荧光免疫层析法）","10人份/卡盒×5","10人份/卡盒×5",null,null,"HCS01836","北京乐普诊断科技股份有限公司（原北京乐普医疗科技有限责任公司）","北京乐普诊断科技股份有限公司（原北京乐普医疗科技有限责任公司）"]
["003593099807527","00359309",null,"京械注准20242400032","脑利钠肽测定试剂盒（荧光免疫层析法）","20人份/卡盒×2","20人份/卡盒×2",null,null,"HCS01836","北京乐普诊断科技股份有限公司（原北京乐普医疗科技有限责任公司）","北京乐普诊断科技股份有限公司（原北京乐普医疗科技有限责任公司）"]
["003593099807529","00359309",null,"京械注准20242400032","脑利钠肽测定试剂盒（荧光免疫层析法）","20人份/卡盒×4","20人份/卡盒×4",null,null,"HCS01836","北京乐普诊断科技股份有限公司（原北京乐普医疗科技有限责任公司）","北京乐普诊断科技股份有限公司（原北京乐普医疗科技有限责任公司）"]
["004080699808061","00408069",null,"京械注准20152401261","D-二聚体测定试剂盒（荧光免疫层析法）","1人份/袋","1人份/袋",null,null,"HCS01836","北京乐普诊断科技股份有限公司（原北京乐普医疗科技有限责任公司）","北京乐普诊断科技股份有限公司（原北京乐普医疗科技有限责任公司）"]
["004080699808062","00408069",null,"京械注准20152401261","D-二聚体测定试剂盒（荧光免疫层析法）","20人份/盒","20人份/盒",null,null,"HCS01836","北京乐普诊断科技股份有限公司（原北京乐普医疗科技有限责任公司）","北京乐普诊断科技股份有限公司（原北京乐普医疗科技有限责任公司）"]
["004080699808063","00408069",null,"京械注准20152401261","D-二聚体测定试剂盒（荧光免疫层析法）","50人份/盒","50人份/盒",null,null,"HCS01836","北京乐普诊断科技股份有限公司（原北京乐普医疗科技有限责任公司）","北京乐普诊断科技股份有限公司（原北京乐普医疗科技有限责任公司）"]
["004080699808064","00408069",null,"京械注准20152401261","D-二聚体测定试剂盒（荧光免疫层析法）","20人份/卡盒×2","20人份/卡盒×2",null,null,"HCS01836","北京乐普诊断科技股份有限公司（原北京乐普医疗科技有限责任公司）","北京乐普诊断科技股份有限公司（原北京乐普医疗科技有限责任公司）"]
["004080699808065","00408069",null,"京械注准20152401261","D-二聚体测定试剂盒（荧光免疫层析法）","20人份/卡盒×3","20人份/卡盒×3",null,null,"HCS01836","北京乐普诊断科技股份有限公司（原北京乐普医疗科技有限责任公司）","北京乐普诊断科技股份有限公司（原北京乐普医疗科技有限责任公司）"]
["004080699808066","00408069",null,"京械注准20152401261","D-二聚体测定试剂盒（荧光免疫层析法）","20人份/卡盒×4","20人份/卡盒×4",null,null,"HCS01836","北京乐普诊断科技股份有限公司（原北京乐普医疗科技有限责任公司）","北京乐普诊断科技股份有限公司（原北京乐普医疗科技有限责任公司）"]
["003115809811517","00311580","C17020121601000089130000043","湘械注准20222140616","医用疤痕护理凝胶","12g","12g",null,null,"HCS02243","湖南仁馨生物技术有限公司"]
["003657939573000","00365793","C14020200000000011640001066","粤械注准20162081555","一次性使用呼吸回路和接头","成人1.6m，HILNTR","波纹管基本B型",null,null,"HCS01922","斯莱达医疗用品（惠州）有限公司","斯莱达医疗用品（惠州）有限公司"]
["003657939690630","00365793","C14020200000000011640002587","粤械注准20162081555","一次性使用呼吸回路和接头","成人1.6m，HJ","波纹管基本C型",null,null,"HCS01922","斯莱达医疗用品（惠州）有限公司","斯莱达医疗用品（惠州）有限公司"]
["003657939573001","00365793","C14020200000000011640002236","粤械注准20162081555","一次性使用呼吸回路和接头","成人1.6m,HKT","波纹管基本C型",null,null,"HCS01922","斯莱达医疗用品（惠州）有限公司","斯莱达医疗用品（惠州）有限公司"]
["003657939573003","00365793","C14020200000000011640002588","粤械注准20162081555","一次性使用呼吸回路和接头","儿童1.6m，HKPT","波纹管基本C型",null,null,"HCS01922","斯莱达医疗用品（惠州）有限公司","斯莱达医疗用品（惠州）有限公司"]
["003124899788709","00312489","C14020200000000011640002810","粤械注准20192080527","一次性使用呼吸机回路套装","成人普通管1.2m，带湿化罐，（01-01-02-05-06-07-15）","双加热A型",null,null,"HCS01922","斯莱达医疗用品（惠州）有限公司"]
["003124899788846","00312489","C14020200000000011640002823","粤械注准20192080527","一次性使用呼吸机回路套装","婴儿普通管1.6m，带湿化罐，（02-15-16-36-37-39）","双加热A型",null,null,"HCS01922","斯莱达医疗用品（惠州）有限公司"]
["003124899788850","00312489","C14020200000000011640002827","粤械注准20192080527","一次性使用呼吸机回路套装","成人普通管1.2m，带湿化罐，（01-01-02-05-06-07-15）","单加热A型",null,null,"HCS01922","斯莱达医疗用品（惠州）有限公司"]
["003124899788803","00312489","C14020200000000011640002818","粤械注准20192080527","一次性使用呼吸机回路套装","成人普通管1.6m，带湿化罐，（01-01-02-06-07-07-15）","单加热A型",null,null,"HCS01922","斯莱达医疗用品（惠州）有限公司"]
["003124899788806","00312489","C14020200000000011640002819","粤械注准20192080527","一次性使用呼吸机回路套装","儿童普通管1.6m，带湿化罐，（01-01-02-02-06-11-15）","单加热A型",null,null,"HCS01922","斯莱达医疗用品（惠州）有限公司"]
["003124899788807","00312489","C14020200000000011640002820","粤械注准20192080527","一次性使用呼吸机回路套装","婴儿普通管1.6m，带湿化罐，（02-12-15-16-30-34-36-37-39）","单加热A型",null,null,"HCS01922","斯莱达医疗用品（惠州）有限公司"]
["003124899788810","00312489","C14020200000000011640002821","粤械注准20192080527","一次性使用呼吸机回路套装","成人普通管1.2m，带湿化罐，（01-01-02-02-06-07-15）","双加热A型",null,null,"HCS01922","斯莱达医疗用品（惠州）有限公司"]
["003124899788814","00312489","C14020200000000011640002822","粤械注准20192080527","一次性使用呼吸机回路套装","儿童普通管1.6m，带湿化罐，（01-01-02-02-06-07-09-10-11-12-13-14-15）","双加热A型",null,null,"HCS01922","斯莱达医疗用品（惠州）有限公司"]
["003124899575224","00312489","C14020200000000011640002562","粤械注准20192080527","一次性使用呼吸机回路套装","儿童普通管1.6m，带湿化罐，(01-01-02-06-11-15)","单加热A型",null,null,"HCS01922","斯莱达医疗用品（惠州）有限公司"]
["003124899575194","00312489","C14020200000000011640002426","粤械注准20192080527","一次性使用呼吸机回路套装","PEEP呼气阀","部件",null,null,"HCS01922","斯莱达医疗用品（惠州）有限公司"]
["003688849575604","00368884","C14020200000000011640002435","粤械注准20202080242","婴儿呼吸管路套件","婴儿发生器(鼻塞)，小号 S","部件",null,null,"HCS01922","斯莱达医疗用品（惠州）有限公司","斯莱达医疗用品（惠州）有限公司"]
["003688849575605","00368884","C14020200000000011640002439","粤械注准20202080242","婴儿呼吸管路套件","婴儿发生器(鼻罩)，大号 L","部件",null,null,"HCS01922","斯莱达医疗用品（惠州）有限公司","斯莱达医疗用品（惠州）有限公司"]
["003688849575606","00368884","C14020200000000011640002432","粤械注准20202080242","婴儿呼吸管路套件","鼻导管鼻塞A，2号","部件",null,null,"HCS01922","斯莱达医疗用品（惠州）有限公司","斯莱达医疗用品（惠州）有限公司"]
["003688849575607","00368884","C14020200000000011640002440","粤械注准20202080242","婴儿呼吸管路套件","鼻导管鼻塞B，1号","部件",null,null,"HCS01922","斯莱达医疗用品（惠州）有限公司","斯莱达医疗用品（惠州）有限公司"]
["003688849575608","00368884","C14020200000000011640002431","粤械注准20202080242","婴儿呼吸管路套件","103B，01-02-03-06-13-21-31","INDH-Ⅰ",null,null,"HCS01922","斯莱达医疗用品（惠州）有限公司","斯莱达医疗用品（惠州）有限公司"]
["003688849575609","00368884","C14020200000000011640002441","粤械注准20202080242","婴儿呼吸管路套件","婴儿发生器(鼻塞)，大号 L","部件",null,null,"HCS01922","斯莱达医疗用品（惠州）有限公司","斯莱达医疗用品（惠州）有限公司"]
["003688849575610","00368884","C14020200000000011640002443","粤械注准20202080242","婴儿呼吸管路套件","鼻导管鼻塞A，4号","部件",null,null,"HCS01922","斯莱达医疗用品（惠州）有限公司","斯莱达医疗用品（惠州）有限公司"]
["003688849575611","00368884","C14020200000000011640002442","粤械注准20202080242","婴儿呼吸管路套件","鼻导管鼻塞B，2号","部件",null,null,"HCS01922","斯莱达医疗用品（惠州）有限公司","斯莱达医疗用品（惠州）有限公司"]
["003688849575612","00368884","C14020200000000011640002436","粤械注准20202080242","婴儿呼吸管路套件","婴儿发生器(鼻塞)，特小号S-","部件",null,null,"HCS01922","斯莱达医疗用品（惠州）有限公司","斯莱达医疗用品（惠州）有限公司"]
["003688849575613","00368884","C14020200000000011640002438","粤械注准20202080242","婴儿呼吸管路套件","婴儿发生器(鼻罩)，小号 S","部件",null,null,"HCS01922","斯莱达医疗用品（惠州）有限公司","斯莱达医疗用品（惠州）有限公司"]
["003688849575614","00368884","C14020200000000011640002430","粤械注准20202080242","婴儿呼吸管路套件","鼻导管鼻塞A，1号","部件",null,null,"HCS01922","斯莱达医疗用品（惠州）有限公司","斯莱达医疗用品（惠州）有限公司"]
["003688849575615","00368884","C14020200000000011640002444","粤械注准20202080242","婴儿呼吸管路套件","婴儿发生器(鼻塞)，中号 M","部件",null,null,"HCS01922","斯莱达医疗用品（惠州）有限公司","斯莱达医疗用品（惠州）有限公司"]
["003688849575616","00368884","C14020200000000011640002437","粤械注准20202080242","婴儿呼吸管路套件","鼻导管鼻塞A，3号","部件",null,null,"HCS01922","斯莱达医疗用品（惠州）有限公司","斯莱达医疗用品（惠州）有限公司"]
["003688849575617","00368884","C14020200000000011640002433","粤械注准20202080242","婴儿呼吸管路套件","鼻导管鼻塞B，0号","部件",null,null,"HCS01922","斯莱达医疗用品（惠州）有限公司","斯莱达医疗用品（惠州）有限公司"]
["003688849575619","00368884","C14020200000000011640002469","粤械注准20202080242","婴儿呼吸管路套件","T，13","NO",null,null,"HCS01922","斯莱达医疗用品（惠州）有限公司","斯莱达医疗用品（惠州）有限公司"]
["003124797894663","00312479","C14250621000000011640000575","粤械注准20162081602","一次性使用呼吸过滤器","普通型2，带接头","普通型2，带接头",null,null,"HCS01922","斯莱达医疗用品（惠州）有限公司"]
["003124797894664","00312479","C14250621000000011640000570","粤械注准20162081602","一次性使用呼吸过滤器","气切型，带氧气管","气切型，带氧气管",null,null,"HCS01922","斯莱达医疗用品（惠州）有限公司"]
["003124797894665","00312479","C14250621000000011640000577","粤械注准20162081602","一次性使用呼吸过滤器","皱纸型5，带接头","皱纸型5，带接头",null,null,"HCS01922","斯莱达医疗用品（惠州）有限公司"]
["003124797894666","00312479","C14250621000000011640000566","粤械注准20162081602","一次性使用呼吸过滤器","皱纸型，带接头","皱纸型，带接头",null,null,"HCS01922","斯莱达医疗用品（惠州）有限公司"]
["003124797894667","00312479","C14250621000000011640000553","粤械注准20162081602","一次性使用呼吸过滤器","皱纸型4，带接头","皱纸型4，带接头",null,null,"HCS01922","斯莱达医疗用品（惠州）有限公司"]
["003124797894668","00312479","C14250621000000011640000574","粤械注准20162081602","一次性使用呼吸过滤器","滤纸型2，带接头","滤纸型2，带接头",null,null,"HCS01922","斯莱达医疗用品（惠州）有限公司"]
["003124797894669","00312479","C14250621000000011640000572","粤械注准20162081602","一次性使用呼吸过滤器","温湿型，带接头","温湿型，带接头",null,null,"HCS01922","斯莱达医疗用品（惠州）有限公司"]
["003124797894670","00312479","C14250621000000011640000568","粤械注准20162081602","一次性使用呼吸过滤器","复合型4，带接头","复合型4，带接头",null,null,"HCS01922","斯莱达医疗用品（惠州）有限公司"]
["003124797894671","00312479","C14250621000000011640000556","粤械注准20162081602","一次性使用呼吸过滤器","复合型5，带接头","复合型5，带接头",null,null,"HCS01922","斯莱达医疗用品（惠州）有限公司"]
["003124797894672","00312479","C14250621000000011640000567","粤械注准20162081602","一次性使用呼吸过滤器","复合型3，带接头","复合型3，带接头",null,null,"HCS01922","斯莱达医疗用品（惠州）有限公司"]
["003124797894673","00312479","C14250621000000011640000554","粤械注准20162081602","一次性使用呼吸过滤器","气切型2，带氧气管","气切型2，带氧气管",null,null,"HCS01922","斯莱达医疗用品（惠州）有限公司"]
["003124797894674","00312479","C14250621000000011640000555","粤械注准20162081602","一次性使用呼吸过滤器","复合型2，带接头","复合型2，带接头",null,null,"HCS01922","斯莱达医疗用品（惠州）有限公司"]
["003124797894675","00312479","C14250621000000011640000578","粤械注准20162081602","一次性使用呼吸过滤器","温湿型3，带接头","温湿型3，带接头",null,null,"HCS01922","斯莱达医疗用品（惠州）有限公司"]
["003124797894676","00312479","C14250621000000011640000559","粤械注准20162081602","一次性使用呼吸过滤器","温湿型4，带接头","温湿型4，带接头",null,null,"HCS01922","斯莱达医疗用品（惠州）有限公司"]
["003124797894677","00312479","C14250621000000011640000558","粤械注准20162081602","一次性使用呼吸过滤器","普通型4，带接头","普通型4，带接头",null,null,"HCS01922","斯莱达医疗用品（惠州）有限公司"]
["003124797894678","00312479","C14250621000000011640000561","粤械注准20162081602","一次性使用呼吸过滤器","皱纸型2，带接头","皱纸型2，带接头",null,null,"HCS01922","斯莱达医疗用品（惠州）有限公司"]
["003124797894679","00312479","C14250621000000011640000576","粤械注准20162081602","一次性使用呼吸过滤器","滤纸型1，带接头","滤纸型1，带接头",null,null,"HCS01922","斯莱达医疗用品（惠州）有限公司"]
["003124797894680","00312479","C14250621000000011640000563","粤械注准20162081602","一次性使用呼吸过滤器","普通型3，带接头","普通型3，带接头",null,null,"HCS01922","斯莱达医疗用品（惠州）有限公司"]
["003124797894681","00312479","C14250621000000011640000557","粤械注准20162081602","一次性使用呼吸过滤器","普通型，带接头","普通型，带接头",null,null,"HCS01922","斯莱达医疗用品（惠州）有限公司"]
["003124797894682","00312479","C14250621000000011640000564","粤械注准20162081602","一次性使用呼吸过滤器","温湿型5，带接头","温湿型5，带接头",null,null,"HCS01922","斯莱达医疗用品（惠州）有限公司"]
["003124797894683","00312479","C14250621000000011640000560","粤械注准20162081602","一次性使用呼吸过滤器","温湿型6，带接头","温湿型6，带接头",null,null,"HCS01922","斯莱达医疗用品（惠州）有限公司"]
["003124797894684","00312479","C14250621000000011640000571","粤械注准20162081602","一次性使用呼吸过滤器","温湿型2，带接头","温湿型2，带接头",null,null,"HCS01922","斯莱达医疗用品（惠州）有限公司"]
["003124797894685","00312479","C14250621000000011640000573","粤械注准20162081602","一次性使用呼吸过滤器","气切型3，带氧气管","气切型3，带氧气管",null,null,"HCS01922","斯莱达医疗用品（惠州）有限公司"]
["003124797894686","00312479","C14250621000000011640000565","粤械注准20162081602","一次性使用呼吸过滤器","普通型5，带接头","普通型5，带接头",null,null,"HCS01922","斯莱达医疗用品（惠州）有限公司"]
["003124797894687","00312479","C14250621000000011640000569","粤械注准20162081602","一次性使用呼吸过滤器","皱纸型3，带接头","皱纸型3，带接头",null,null,"HCS01922","斯莱达医疗用品（惠州）有限公司"]
["003124797894688","00312479","C14250621000000011640000562","粤械注准20162081602","一次性使用呼吸过滤器","复合型，带接头","复合型，带接头",null,null,"HCS01922","斯莱达医疗用品（惠州）有限公司"]
["004043579620057","00404357","C14250900000002094930000043","闽械注准20162080062","喉罩","1#","AuraGain",null,null,"HCS02325","安保（厦门）医疗器械有限公司","安保（厦门）医疗器械有限公司"]
["003242169821848","00324216","C14171101000000046470000197","苏械注准20182141202","一次性使用吸引连接管","10.00mm(F30)*2.9m","/",null,null,"HCS02114","苏州安密医疗器械有限公司"]
["003242169821849","00324216","C14171101000000046470000192","苏械注准20182141202","一次性使用吸引连接管","9.33mm(F28) *2.4m","/",null,null,"HCS02114","苏州安密医疗器械有限公司"]
["003242169821850","00324216","C14171101000000046470000196","苏械注准20182141202","一次性使用吸引连接管","9.33mm(F28) *1.5m","/",null,null,"HCS02114","苏州安密医疗器械有限公司"]
["003242169821851","00324216","C14171101000000046470000193","苏械注准20182141202","一次性使用吸引连接管","9.33mm(F28) *2.9m","/",null,null,"HCS02114","苏州安密医疗器械有限公司"]
["003242169821852","00324216","C14171101000000046470000190","苏械注准20182141202","一次性使用吸引连接管","10.00mm(F30)*1.9m","/",null,null,"HCS02114","苏州安密医疗器械有限公司"]
["003242169821853","00324216","C14171101000000046470000222","苏械注准20182141202","一次性使用吸引连接管","10.00mm(F30)*1.85m","/",null,null,"HCS02114","苏州安密医疗器械有限公司"]
["003242169821854","00324216","C14171101000000046470000198","苏械注准20182141202","一次性使用吸引连接管","9.33mm(F28)*1.6m","/",null,null,"HCS02114","苏州安密医疗器械有限公司"]
["003242169821855","00324216","C14171101000000046470000207","苏械注准20182141202","一次性使用吸引连接管","8.67mm(F26)*1.8m","/",null,null,"HCS02114","苏州安密医疗器械有限公司"]
["003242169821856","00324216","C14171101000000046470000191","苏械注准20182141202","一次性使用吸引连接管","10.00mm(F30)*2.4m","/",null,null,"HCS02114","苏州安密医疗器械有限公司"]
["003242169821857","00324216","C14171101000000046470000189","苏械注准20182141202","一次性使用吸引连接管","10.00mm(F30)*1.75m","/",null,null,"HCS02114","苏州安密医疗器械有限公司"]
["003242169821858","00324216","C14171101000000046470000195","苏械注准20182141202","一次性使用吸引连接管","9.33mm(F28) *1.75m","/",null,null,"HCS02114","苏州安密医疗器械有限公司"]
["003242169821859","00324216","C14171101000000046470000194","苏械注准20182141202","一次性使用吸引连接管","9.33mm(F28) *1.9m","/",null,null,"HCS02114","苏州安密医疗器械有限公司"]
["003242169821860","00324216","C14171101000000046470000199","苏械注准20182141202","一次性使用吸引连接管","9.33mm(F28)*1.5m","/",null,null,"HCS02114","苏州安密医疗器械有限公司"]
["003242169821861","00324216","C14171101000000046470000227","苏械注准20182141202","一次性使用吸引连接管","9.33mm(F28)*1.85m","/",null,null,"HCS02114","苏州安密医疗器械有限公司"]
["003685369821869","00368536","C14120203500000046470000096","苏苏械备20170734号","引流袋","500ml＋2500ml 选配","精密型",null,null,"HCS02114","苏州安密医疗器械有限公司","苏州安密医疗器械有限公司"]
["003574739821878","00357473","C14020200000000046470000035","苏械注准20182021208","一次性使用备皮包","基本配置＋选用配置","基本配置＋选用配置",null,null,"HCS02114","苏州安密医疗器械有限公司","苏州安密医疗器械有限公司"]
["003445749819257","00344574","C14120203500000046470000098","苏械注准20232141060","一次性使用引流袋","1000mL 鲁尔接头 导管长1米","防逆型",null,null,"HCS02114","苏州安密医疗器械有限公司","苏州安密医疗器械有限公司"]
["003445749819258","00344574","C14120203500000046470000095","苏械注准20232141060","一次性使用引流袋","1500mL 采样口接头 导管长1米","防逆型",null,null,"HCS02114","苏州安密医疗器械有限公司","苏州安密医疗器械有限公司"]
["003445749819259","00344574","C14120203500000046470000097","苏械注准20232141060","一次性使用引流袋","1500mL 鲁尔接头 导管长1米","防逆型",null,null,"HCS02114","苏州安密医疗器械有限公司","苏州安密医疗器械有限公司"]
["003445749819260","00344574","C14120203500000046470000073","苏械注准20232141060","一次性使用引流袋","500mL＋2500mL 导管长1.15米","精密型",null,null,"HCS02114","苏州安密医疗器械有限公司","苏州安密医疗器械有限公司"]
["003445749819251","00344574","C14120203500000046470000066","苏械注准20232141060","一次性使用引流袋","500mL＋2500mL 导管长1.1米","精密型",null,null,"HCS02114","苏州安密医疗器械有限公司","苏州安密医疗器械有限公司"]
["003445749819252","00344574","C14120203500000046470000067","苏械注准20232141060","一次性使用引流袋","1500mL 宝塔接头 导管长1米","防逆型",null,null,"HCS02114","苏州安密医疗器械有限公司","苏州安密医疗器械有限公司"]
["003445749819253","00344574","C14120203500000046470000068","苏械注准20232141060","一次性使用引流袋","1000mL 宝塔接头 导管长1米","防逆型",null,null,"HCS02114","苏州安密医疗器械有限公司","苏州安密医疗器械有限公司"]
["003445749819254","00344574","C14120203500000046470000065","苏械注准20232141060","一次性使用引流袋","500mL＋2500mL 导管长1.3米","精密型",null,null,"HCS02114","苏州安密医疗器械有限公司","苏州安密医疗器械有限公司"]
["003445749819255","00344574","C14120203500000046470000064","苏械注准20232141060","一次性使用引流袋","1000mL 宝塔接头 导管长1.15米","防逆型",null,null,"HCS02114","苏州安密医疗器械有限公司","苏州安密医疗器械有限公司"]
["003445749819256","00344574","C14120203500000046470000063","苏械注准20232141060","一次性使用引流袋","1500mL 宝塔接头 导管长1.15米","防逆型",null,null,"HCS02114","苏州安密医疗器械有限公司","苏州安密医疗器械有限公司"]
["003685109822037","00368510","C14020226700014046470000009","苏苏械备20210182","医用吸氧面罩","中号 管长2米","/",null,null,"HCS02114","苏州安密医疗器械有限公司","苏州安密医疗器械有限公司"]
["003685109822039","00368510","C14020226700014046470000010","苏苏械备20210182","医用吸氧面罩","小号 管长2米","/",null,null,"HCS02114","苏州安密医疗器械有限公司","苏州安密医疗器械有限公司"]
["003685109822038","00368510","C14020226700014046470000008","苏苏械备20210182","医用吸氧面罩","大号 管长2米","/",null,null,"HCS02114","苏州安密医疗器械有限公司","苏州安密医疗器械有限公司"]
["003574749821989","00357474","C14120203500000046470000143","苏苏械备20170184号","引流袋","2000ml 宝塔接头","防逆I型",null,null,"HCS02114","苏州安密医疗器械有限公司","苏州安密医疗器械有限公司"]
["003574749821990","00357474","C14120203500000046470000144","苏苏械备20170184号","引流袋","2000ml 采样口接头","防逆I型",null,null,"HCS02114","苏州安密医疗器械有限公司","苏州安密医疗器械有限公司"]
["003574749821991","00357474","C14120203500000046470000146","苏苏械备20170184号","引流袋","2000ml 采样口接头","防逆II型",null,null,"HCS02114","苏州安密医疗器械有限公司","苏州安密医疗器械有限公司"]
["003574749821992","00357474","C14120203500000046470000145","苏苏械备20170184号","引流袋","2000ml 宝塔接头","防逆II型",null,null,"HCS02114","苏州安密医疗器械有限公司","苏州安密医疗器械有限公司"]
["003445899822070","00344589","C14120203500000046470000141","苏械注准20232141027","一次性使用负压引流袋","2000ml 管长20cm","I型C",null,null,"HCS02114","苏州安密医疗器械有限公司","苏州安密医疗器械有限公司"]
["003445899822071","00344589","C14120203500000046470000142","苏械注准20232141027","一次性使用负压引流袋","2000ml 管长22cm","I型C",null,null,"HCS02114","苏州安密医疗器械有限公司","苏州安密医疗器械有限公司"]
["003445899822072","00344589","C14120203500000046470000139","苏械注准20232141027","一次性使用负压引流袋","2000ml 管长20cm","I型B",null,null,"HCS02114","苏州安密医疗器械有限公司","苏州安密医疗器械有限公司"]
["003445899822073","00344589","C14120203500000046470000137","苏械注准20232141027","一次性使用负压引流袋","2000ml 管长20cm","I型A",null,null,"HCS02114","苏州安密医疗器械有限公司","苏州安密医疗器械有限公司"]
["003445899822074","00344589","C14120203500000046470000140","苏械注准20232141027","一次性使用负压引流袋","2000ml 管长22cm","I型B",null,null,"HCS02114","苏州安密医疗器械有限公司","苏州安密医疗器械有限公司"]
["003445899822075","00344589","C14120203500000046470000138","苏械注准20232141027","一次性使用负压引流袋","2000ml 管长22cm","I型A",null,null,"HCS02114","苏州安密医疗器械有限公司","苏州安密医疗器械有限公司"]
["003686449821730","00368644","C14120203500000046470000088","苏苏械备20170158号","引流袋","2000ml","II型C",null,null,"HCS02114","苏州安密医疗器械有限公司","苏州安密医疗器械有限公司"]
["003686449821734","00368644","C14120203500000046470000017","苏苏械备20170158号","引流袋","B3000ml","II型",null,null,"HCS02114","苏州安密医疗器械有限公司","苏州安密医疗器械有限公司"]
["003686449821735","00368644","C14120203500000046470000020","苏苏械备20170158号","引流袋","C1000ml","II型",null,null,"HCS02114","苏州安密医疗器械有限公司","苏州安密医疗器械有限公司"]
["003686449821736","00368644","C14120203500000046470000028","苏苏械备20170158号","引流袋","C3000ml","II型",null,null,"HCS02114","苏州安密医疗器械有限公司","苏州安密医疗器械有限公司"]
["003686449821737","00368644","C14120203500000046470000014","苏苏械备20170158号","引流袋","B1000ml","II型",null,null,"HCS02114","苏州安密医疗器械有限公司","苏州安密医疗器械有限公司"]
["003686449821738","00368644","C14120203500000046470000025","苏苏械备20170158号","引流袋","A1000ml","II型",null,null,"HCS02114","苏州安密医疗器械有限公司","苏州安密医疗器械有限公司"]
["003686449821739","00368644","C14120203500000046470000029","苏苏械备20170158号","引流袋","A3000ml","II型",null,null,"HCS02114","苏州安密医疗器械有限公司","苏州安密医疗器械有限公司"]
["003686449821811","00368644","C14120203500000046470000086","苏苏械备20170158号","引流袋","2000ml","II型A",null,null,"HCS02114","苏州安密医疗器械有限公司","苏州安密医疗器械有限公司"]
["003686449821812","00368644","C14120203500000046470000087","苏苏械备20170158号","引流袋","2000ml","II型B",null,null,"HCS02114","苏州安密医疗器械有限公司","苏州安密医疗器械有限公司"]
["003716649781119","00371664","C14020200000000124040000004","川蓉械备20230145","显影胶带","10cm×10cm","YBN-01",null,null,"HCS02128","成都善嘉生物医药有限责任公司","成都善嘉生物医药有限责任公司"]
["003716649781120","00371664","C14020200000000124040000007","川蓉械备20230145","显影胶带","10cm×15cm","YBN-01",null,null,"HCS02128","成都善嘉生物医药有限责任公司","成都善嘉生物医药有限责任公司"]
["003716649781118","00371664","C14020200000000124040000002","川蓉械备20230145","显影胶带","8cm×8cm","YBN-01",null,null,"HCS02128","成都善嘉生物医药有限责任公司","成都善嘉生物医药有限责任公司"]
["003906069620948","00390606","C01060702000000114090000129","皖械注准20192020101","腹腔镜密闭取物用鞘管穿刺器","Z71","HB-DY",null,null,"HCS01912","合肥赫博医疗器械有限责任公司","合肥赫博医疗器械有限责任公司"]
["003906069620949","00390606","C01060702000000114090000195","皖械注准20192020101","腹腔镜密闭取物用鞘管穿刺器","Z79","HB-DY",null,null,"HCS01912","合肥赫博医疗器械有限责任公司","合肥赫博医疗器械有限责任公司"]
["003906069620944","00390606","C01060702000000114090000152","皖械注准20192020101","腹腔镜密闭取物用鞘管穿刺器","Z65","HB-DY",null,null,"HCS01912","合肥赫博医疗器械有限责任公司","合肥赫博医疗器械有限责任公司"]
["003906069620951","00390606","C01060702000000114090000232","皖械注准20192020101","腹腔镜密闭取物用鞘管穿刺器","Z94","HB-DY",null,null,"HCS01912","合肥赫博医疗器械有限责任公司","合肥赫博医疗器械有限责任公司"]
["003906069620947","00390606","C01060702000000114090000100","皖械注准20192020101","腹腔镜密闭取物用鞘管穿刺器","Z74","HB-DY",null,null,"HCS01912","合肥赫博医疗器械有限责任公司","合肥赫博医疗器械有限责任公司"]
["003906069620950","00390606","C01060702000000114090000023","皖械注准20192020101","腹腔镜密闭取物用鞘管穿刺器","Z81","HB-DY",null,null,"HCS01912","合肥赫博医疗器械有限责任公司","合肥赫博医疗器械有限责任公司"]
["003906069620956","00390606","C01060702000000114090000180","皖械注准20192020101","腹腔镜密闭取物用鞘管穿刺器","Z181","HB-DY",null,null,"HCS01912","合肥赫博医疗器械有限责任公司","合肥赫博医疗器械有限责任公司"]
["003906069620953","00390606","C01060702000000114090000212","皖械注准20192020101","腹腔镜密闭取物用鞘管穿刺器","Z59","HB-DY",null,null,"HCS01912","合肥赫博医疗器械有限责任公司","合肥赫博医疗器械有限责任公司"]
["003906069620954","00390606","C01060702000000114090000224","皖械注准20192020101","腹腔镜密闭取物用鞘管穿刺器","Z66","HB-DY",null,null,"HCS01912","合肥赫博医疗器械有限责任公司","合肥赫博医疗器械有限责任公司"]
["003906069620955","00390606","C01060702000000114090000174","皖械注准20192020101","腹腔镜密闭取物用鞘管穿刺器","Z132","HB-DY",null,null,"HCS01912","合肥赫博医疗器械有限责任公司","合肥赫博医疗器械有限责任公司"]
["003906069620952","00390606","C01060702000000114090000105","皖械注准20192020101","腹腔镜密闭取物用鞘管穿刺器","Z95","HB-DY",null,null,"HCS01912","合肥赫博医疗器械有限责任公司","合肥赫博医疗器械有限责任公司"]
["003906069620957","00390606","C01060702000000114090000190","皖械注准20192020101","腹腔镜密闭取物用鞘管穿刺器","Z183","HB-DY",null,null,"HCS01912","合肥赫博医疗器械有限责任公司","合肥赫博医疗器械有限责任公司"]
["003906069620958","00390606","C01060702000000114090000196","皖械注准20192020101","腹腔镜密闭取物用鞘管穿刺器","Z185","HB-DY",null,null,"HCS01912","合肥赫博医疗器械有限责任公司","合肥赫博医疗器械有限责任公司"]
["003535157943574","00353515","C01012500400002120660000047","湘械注准20232010105","定位导管","HNLK-DG-NK-115K","HNLK-DG-NK-115K",null,null,"HCS02637","湖南朗开医疗科技有限公司","湖南朗开医疗科技有限公司"]
["003091089805944","00309108","C01050300700002187140000049","粤械注准20222140999","活检针","AB1212020A","AB121款",null,null,"HCS06226","广州澳邦医药有限公司"]
["003091089805945","00309108","C01050300700002187140000051","粤械注准20222140999","活检针","AB1211610A","AB121款",null,null,"HCS06226","广州澳邦医药有限公司"]
["003091089805946","00309108","C01050300700002187140000046","粤械注准20222140999","活检针","AB1211825A","AB121款",null,null,"HCS06226","广州澳邦医药有限公司"]
["003091089805947","00309108","C01050300700002187140000041","粤械注准20222140999","活检针","AB1211616A","AB121款",null,null,"HCS06226","广州澳邦医药有限公司"]
["003091089805948","00309108","C01050300700002187140000040","粤械注准20222140999","活检针","AB1212016A","AB121款",null,null,"HCS06226","广州澳邦医药有限公司"]
["003091089805949","00309108","C01050300700002187140000047","粤械注准20222140999","活检针","AB1211416A","AB121款",null,null,"HCS06226","广州澳邦医药有限公司"]
["003091089805950","00309108","C01050300700002187140000050","粤械注准20222140999","活检针","AB1211810A","AB121款",null,null,"HCS06226","广州澳邦医药有限公司"]
["003091089805951","00309108","C01050300700002187140000043","粤械注准20222140999","活检针","AB1211420A","AB121款",null,null,"HCS06226","广州澳邦医药有限公司"]
["003091089805952","00309108","C01050300700002187140000045","粤械注准20222140999","活检针","AB1211820A","AB121款",null,null,"HCS06226","广州澳邦医药有限公司"]
["003091089805953","00309108","C01050300700002187140000042","粤械注准20222140999","活检针","AB1211816A","AB121款",null,null,"HCS06226","广州澳邦医药有限公司"]
["003091089805954","00309108","C01050300700002187140000044","粤械注准20222140999","活检针","AB1212010A","AB121款",null,null,"HCS06226","广州澳邦医药有限公司"]
["003091089805955","00309108","C01050300700002187140000048","粤械注准20222140999","活检针","AB1211410A","AB121款",null,null,"HCS06226","广州澳邦医药有限公司"]
["003091089805956","00309108","C01050300700002187140000052","粤械注准20222140999","活检针","AB1211620A","AB121款",null,null,"HCS06226","广州澳邦医药有限公司"]
["003091479805912","00309147","C01050300700002187140000067","粤械注准20222140998","活检针","AB1111410A","AB111款",null,null,"HCS06226","广州澳邦医药有限公司"]
["003091479805918","00309147","C01050300700002187140000068","粤械注准20222140998","活检针","AB1111616A","AB111款",null,null,"HCS06226","广州澳邦医药有限公司"]
["003091479805905","00309147","C01050300700002187140000065","粤械注准20222140998","活检针","AB1121620A","AB112款",null,null,"HCS06226","广州澳邦医药有限公司"]
["003091479805915","00309147","C01050300700002187140000072","粤械注准20222140998","活检针","AB1121420A","AB112款",null,null,"HCS06226","广州澳邦医药有限公司"]
["003091479805917","00309147","C01050300700002187140000077","粤械注准20222140998","活检针","AB1112020A","AB111款",null,null,"HCS06226","广州澳邦医药有限公司"]
["003091479805759","00309147","C01050300700002187140000073","粤械注准20222140998","活检针","AB1112016A","AB111款",null,null,"HCS06226","广州澳邦医药有限公司"]
["003091479805817","00309147","C01050300700002187140000071","粤械注准20222140998","活检针","AB1111825A","AB111款",null,null,"HCS06226","广州澳邦医药有限公司"]
["003091479805907","00309147","C01050300700002187140000064","粤械注准20222140998","活检针","AB1121825A","AB112款",null,null,"HCS06226","广州澳邦医药有限公司"]
["003091479805909","00309147","C01050300700002187140000056","粤械注准20222140998","活检针","AB1121616A","AB112款",null,null,"HCS06226","广州澳邦医药有限公司"]
["003091479805924","00309147","C01050300700002187140000054","粤械注准20222140998","活检针","AB1121416A","AB112款",null,null,"HCS06226","广州澳邦医药有限公司"]
["003091479805930","00309147","C01050300700002187140000053","粤械注准20222140998","活检针","AB1121816A","AB112款",null,null,"HCS06226","广州澳邦医药有限公司"]
["003091479805931","00309147","C01050300700002187140000078","粤械注准20222140998","活检针","AB1121820A","AB112款",null,null,"HCS06226","广州澳邦医药有限公司"]
["003091479805932","00309147","C01050300700002187140000075","粤械注准20222140998","活检针","AB1122020A","AB112款",null,null,"HCS06226","广州澳邦医药有限公司"]
["003091479805933","00309147","C01050300700002187140000062","粤械注准20222140998","活检针","AB1112010A","AB111款",null,null,"HCS06226","广州澳邦医药有限公司"]
["003091479805934","00309147","C01050300700002187140000070","粤械注准20222140998","活检针","AB1111816A","AB111款",null,null,"HCS06226","广州澳邦医药有限公司"]
["003091479805935","00309147","C01050300700002187140000058","粤械注准20222140998","活检针","AB1122016A","AB112款",null,null,"HCS06226","广州澳邦医药有限公司"]
["003091479805936","00309147","C01050300700002187140000066","粤械注准20222140998","活检针","AB1111416A","AB111款",null,null,"HCS06226","广州澳邦医药有限公司"]
["003091479805937","00309147","C01050300700002187140000063","粤械注准20222140998","活检针","AB1111820A","AB111款",null,null,"HCS06226","广州澳邦医药有限公司"]
["003091479805938","00309147","C01050300700002187140000057","粤械注准20222140998","活检针","AB1111420A","AB111款",null,null,"HCS06226","广州澳邦医药有限公司"]
["003091479805939","00309147","C01050300700002187140000074","粤械注准20222140998","活检针","AB1111610A","AB111款",null,null,"HCS06226","广州澳邦医药有限公司"]
["003091479805940","00309147","C01050300700002187140000061","粤械注准20222140998","活检针","AB1111620A","AB111款",null,null,"HCS06226","广州澳邦医药有限公司"]
["003091479805941","00309147","C01050300700002187140000076","粤械注准20222140998","活检针","AB1121410A","AB112款",null,null,"HCS06226","广州澳邦医药有限公司"]
["003091479805942","00309147","C01050300700002187140000069","粤械注准20222140998","活检针","AB1121610A","AB112款",null,null,"HCS06226","广州澳邦医药有限公司"]
["003091479805943","00309147","C01050300700002187140000060","粤械注准20222140998","活检针","AB1122010A","AB112款",null,null,"HCS06226","广州澳邦医药有限公司"]
["003091479805748","00309147","C01050300700002187140000055","粤械注准20222140998","活检针","AB1111810A","AB111款",null,null,"HCS06226","广州澳邦医药有限公司"]
["003091479805923","00309147","C01050300700002187140000059","粤械注准20222140998","活检针","AB1121810A","AB112款",null,null,"HCS06226","广州澳邦医药有限公司"]
["003625289809612","00362528","C14050100500000105550000054","粤械注准20182010067","射频等离子手术电极","PM147","PM147",null,null,"HCS02774","广州帕玛医疗科技有限公司","广州帕玛医疗科技有限公司"]
["003625289809611","00362528","C14050100500000105550000043","粤械注准20182010067","射频等离子手术电极","PM127","PM127",null,null,"HCS02774","广州帕玛医疗科技有限公司","广州帕玛医疗科技有限公司"]
["003837369722866","00383736","C01022600700001048190000001","京械注准20192020107","一次性内镜用软管式活组织取样钳","LM-CS-23.180","LM-CS-23.180",null,null,"HCS02818","北京龙淼医疗器械有限公司","北京龙淼医疗器械有限公司"]
["003488019306581","00348801","C14231120700003056170000008","国械注进20153142904","输液接头","896.03 Bionector","896.03 Bionector",null,null,"J4106","天津安怀信进出口有限公司"]
["004117029787502","00411702","C01022600700005093810000018","苏械注准20162020573","一次性使用活体取样钳","QYQ-FC1.8*1600mm平口","QYQ-FC1.8*1600mm平口",null,null,"HCS02728","南京佳普医疗设备有限公司","南京佳普医疗设备有限公司"]
["004117029794395","00411702","C01022600700005093810000017","苏械注准20162020573","一次性使用活体取样钳","QYQ-FC1.8*1200mm平口","QYQ-FC1.8*1200mm平口",null,null,"HCS02728","南京佳普医疗设备有限公司","南京佳普医疗设备有限公司"]
["004117039787494","00411703","C01022600700007093810000024","苏械注准20162020573","一次性使用活体取样钳","QYQ-FA1.8*1600mm平口","QYQ-FA1.8*1600mm平口",null,null,"HCS02728","南京佳普医疗设备有限公司","南京佳普医疗设备有限公司"]
["004117039787496","00411703","C01022600700007093810000021","苏械注准20162020573","一次性使用活体取样钳","QYQ-FA1.8*2300mm平口","QYQ-FA1.8*2300mm平口",null,null,"HCS02728","南京佳普医疗设备有限公司","南京佳普医疗设备有限公司"]
["003206209796714","00320620","C14250900000002057490000150","浙械注准20172080877","一次性使用喉罩气道导管","5.0#","HZAS0150",null,null,"HCS02760","昊谱（杭州）生物科技有限公司"]
["003206209796715","00320620","C14250900000002057490000605","浙械注准20172080877","一次性使用喉罩气道导管","3.0#","HZAS0130",null,null,"HCS02760","昊谱（杭州）生物科技有限公司"]
["003206209796716","00320620","C14250900000002057490000138","浙械注准20172080877","一次性使用喉罩气道导管","1.0#","HZAS0110",null,null,"HCS02760","昊谱（杭州）生物科技有限公司"]
["003206209796717","00320620","C14250900000002057490000142","浙械注准20172080877","一次性使用喉罩气道导管","2.0#","HZAS0120",null,null,"HCS02760","昊谱（杭州）生物科技有限公司"]
["003206209796718","00320620","C14250900000002057490000144","浙械注准20172080877","一次性使用喉罩气道导管","2.5#","HZAS0125",null,null,"HCS02760","昊谱（杭州）生物科技有限公司"]
["003206209796719","00320620","C14250900000002057490000146","浙械注准20172080877","一次性使用喉罩气道导管","1.5#","HZAS0115",null,null,"HCS02760","昊谱（杭州）生物科技有限公司"]
["003206209796721","00320620","C14250900000002057490000152","浙械注准20172080877","一次性使用喉罩气道导管","6.0#","HZAS0160",null,null,"HCS02760","昊谱（杭州）生物科技有限公司"]
["003206209796722","00320620","C14250900000002057490000148","浙械注准20172080877","一次性使用喉罩气道导管","4.0#","HZAS0140",null,null,"HCS02760","昊谱（杭州）生物科技有限公司"]
["003206209796702","00320620","C14250900000002057490000508","浙械注准20172080877","一次性使用喉罩气道导管","4.0#","HZCS0240",null,null,"HCS02760","昊谱（杭州）生物科技有限公司"]
["003206209796703","00320620","C14250900000002057490000500","浙械注准20172080877","一次性使用喉罩气道导管","1.5#","HZCS0215",null,null,"HCS02760","昊谱（杭州）生物科技有限公司"]
["003206209796704","00320620","C14250900000002057490000502","浙械注准20172080877","一次性使用喉罩气道导管","2.0#","HZCS0220",null,null,"HCS02760","昊谱（杭州）生物科技有限公司"]
["003206209796705","00320620","C14250900000002057490000510","浙械注准20172080877","一次性使用喉罩气道导管","5.0#","HZCS0250",null,null,"HCS02760","昊谱（杭州）生物科技有限公司"]
["003206209796706","00320620","C14250900000002057490000559","浙械注准20172080877","一次性使用喉罩气道导管","3.0#","HZCS0230",null,null,"HCS02760","昊谱（杭州）生物科技有限公司"]
["003206209796707","00320620","C14250900000002057490000498","浙械注准20172080877","一次性使用喉罩气道导管","1.0#","HZCS0210",null,null,"HCS02760","昊谱（杭州）生物科技有限公司"]
["003206209796708","00320620","C14250900000002057490000504","浙械注准20172080877","一次性使用喉罩气道导管","2.5#","HZCS0225",null,null,"HCS02760","昊谱（杭州）生物科技有限公司"]
["003206209796709","00320620","C14250900000002057490000257","浙械注准20172080877","一次性使用喉罩气道导管","2.0#","HZDS0920",null,null,"HCS02760","昊谱（杭州）生物科技有限公司"]
["003206209796710","00320620","C14250900000002057490000584","浙械注准20172080877","一次性使用喉罩气道导管","3.0#","HZDS0930",null,null,"HCS02760","昊谱（杭州）生物科技有限公司"]
["003206209796711","00320620","C14250900000002057490000266","浙械注准20172080877","一次性使用喉罩气道导管","4.0#","HZDS0940",null,null,"HCS02760","昊谱（杭州）生物科技有限公司"]
["003206209796712","00320620","C14250900000002057490000263","浙械注准20172080877","一次性使用喉罩气道导管","1.0#","HZDS0910",null,null,"HCS02760","昊谱（杭州）生物科技有限公司"]
["003206209796713","00320620","C14250900000002057490000269","浙械注准20172080877","一次性使用喉罩气道导管","5.0#","HZDS0950",null,null,"HCS02760","昊谱（杭州）生物科技有限公司"]
["003206209796695","00320620","C14250900000002057490000236","浙械注准20172080877","一次性使用喉罩气道导管","1.5#","HZCS0415",null,null,"HCS02760","昊谱（杭州）生物科技有限公司"]
["003206209796696","00320620","C14250900000002057490000246","浙械注准20172080877","一次性使用喉罩气道导管","5.0#","HZCS0450",null,null,"HCS02760","昊谱（杭州）生物科技有限公司"]
["003206209796697","00320620","C14250900000002057490000759","浙械注准20172080877","一次性使用喉罩气道导管","3.0#","HZCS0430",null,null,"HCS02760","昊谱（杭州）生物科技有限公司"]
["003206209796698","00320620","C14250900000002057490000240","浙械注准20172080877","一次性使用喉罩气道导管","2.5#","HZCS0425",null,null,"HCS02760","昊谱（杭州）生物科技有限公司"]
["003206209796699","00320620","C14250900000002057490000234","浙械注准20172080877","一次性使用喉罩气道导管","1.0#","HZCS0410",null,null,"HCS02760","昊谱（杭州）生物科技有限公司"]
["003206209796700","00320620","C14250900000002057490000244","浙械注准20172080877","一次性使用喉罩气道导管","4.0#","HZCS0440",null,null,"HCS02760","昊谱（杭州）生物科技有限公司"]
["003206209796701","00320620","C14250900000002057490000242","浙械注准20172080877","一次性使用喉罩气道导管","2.0#","HZCS0420",null,null,"HCS02760","昊谱（杭州）生物科技有限公司"]
["003206209796687","00320620","C14250900000002057490000218","浙械注准20172080877","一次性使用喉罩气道导管","1.0#","HZCS0310",null,null,"HCS02760","昊谱（杭州）生物科技有限公司"]
["003206209796688","00320620","C14250900000002057490000226","浙械注准20172080877","一次性使用喉罩气道导管","2.0#","HZCS0320",null,null,"HCS02760","昊谱（杭州）生物科技有限公司"]
["003206209796689","00320620","C14250900000002057490000228","浙械注准20172080877","一次性使用喉罩气道导管","4.0#","HZCS0340",null,null,"HCS02760","昊谱（杭州）生物科技有限公司"]
["003206209796690","00320620","C14250900000002057490000220","浙械注准20172080877","一次性使用喉罩气道导管","1.5#","HZCS0315",null,null,"HCS02760","昊谱（杭州）生物科技有限公司"]
["003206209796691","00320620","C14250900000002057490000224","浙械注准20172080877","一次性使用喉罩气道导管","2.5#","HZCS0325",null,null,"HCS02760","昊谱（杭州）生物科技有限公司"]
["003206209796692","00320620","C14250900000002057490000230","浙械注准20172080877","一次性使用喉罩气道导管","5.0#","HZCS0350",null,null,"HCS02760","昊谱（杭州）生物科技有限公司"]
["003206209796693","00320620","C14250900000002057490000693","浙械注准20172080877","一次性使用喉罩气道导管","3.0#","HZCS0330",null,null,"HCS02760","昊谱（杭州）生物科技有限公司"]
["003480409314782","00348040","C14250420900002057490000019","浙械注准20232081598","可视双腔支气管插管","37Fr","DLTB01LF",null,null,"HCS02760","昊谱（杭州）生物科技有限公司","昊谱（杭州）生物科技有限公司"]
["003480409314785","00348040","C14250420900002057490000024","浙械注准20232081598","可视双腔支气管插管","41Fr","DLTB01LF",null,null,"HCS02760","昊谱（杭州）生物科技有限公司","昊谱（杭州）生物科技有限公司"]
["003480409314787","00348040","C14250420900002057490000025","浙械注准20232081598","可视双腔支气管插管","39Fr","DLTB01LF",null,null,"HCS02760","昊谱（杭州）生物科技有限公司","昊谱（杭州）生物科技有限公司"]
["003480409314788","00348040","C14250420900002057490000023","浙械注准20232081598","可视双腔支气管插管","35Fr","DLTB01LF",null,null,"HCS02760","昊谱（杭州）生物科技有限公司","昊谱（杭州）生物科技有限公司"]
["003480409231967","00348040","C14250420900002057490000009","浙械注准20232081598","可视双腔支气管插管","35Fr","DLTB02LF",null,null,"HCS02760","昊谱（杭州）生物科技有限公司","昊谱（杭州）生物科技有限公司"]
["003480409231968","00348040","C14250420900002057490000003","浙械注准20232081598","可视双腔支气管插管","37Fr","DLTB02LF",null,null,"HCS02760","昊谱（杭州）生物科技有限公司","昊谱（杭州）生物科技有限公司"]
["003480409231969","00348040","C14250420900002057490000006","浙械注准20232081598","可视双腔支气管插管","41Fr","DLTB02LF",null,null,"HCS02760","昊谱（杭州）生物科技有限公司","昊谱（杭州）生物科技有限公司"]
["003480409231970","00348040","C14250420900002057490000007","浙械注准20232081598","可视双腔支气管插管","39Fr","DLTB02LF",null,null,"HCS02760","昊谱（杭州）生物科技有限公司","昊谱（杭州）生物科技有限公司"]
["003480409796411","00348040","C14250420900002057490000035","浙械注准20232081598","可视双腔支气管插管","34Fr","DLTB04YN",null,null,"HCS02760","昊谱（杭州）生物科技有限公司","昊谱（杭州）生物科技有限公司"]
["003480409796412","00348040","C14250420900002057490000103","浙械注准20232081598","可视双腔支气管插管","37Fr","DLTB04YN",null,null,"HCS02760","昊谱（杭州）生物科技有限公司","昊谱（杭州）生物科技有限公司"]
["003480409796413","00348040","C14250420900002057490000051","浙械注准20232081598","可视双腔支气管插管","28Fr","DLTB04YN",null,null,"HCS02760","昊谱（杭州）生物科技有限公司","昊谱（杭州）生物科技有限公司"]
["003480409796414","00348040","C14250420900002057490000038","浙械注准20232081598","可视双腔支气管插管","31Fr","DLTB04YN",null,null,"HCS02760","昊谱（杭州）生物科技有限公司","昊谱（杭州）生物科技有限公司"]
["003480409796415","00348040","C14250420900002057490000076","浙械注准20232081598","可视双腔支气管插管","35Fr","DLTB04YN",null,null,"HCS02760","昊谱（杭州）生物科技有限公司","昊谱（杭州）生物科技有限公司"]
["003480409796416","00348040","C14250420900002057490000049","浙械注准20232081598","可视双腔支气管插管","33Fr","DLTB04YN",null,null,"HCS02760","昊谱（杭州）生物科技有限公司","昊谱（杭州）生物科技有限公司"]
["003480409796335","00348040","C14250420900002057490000061","浙械注准20232081598","可视双腔支气管插管","28Fr","DLTB03YN",null,null,"HCS02760","昊谱（杭州）生物科技有限公司","昊谱（杭州）生物科技有限公司"]
["003480409796336","00348040","C14250420900002057490000055","浙械注准20232081598","可视双腔支气管插管","35Fr","DLTB03YN",null,null,"HCS02760","昊谱（杭州）生物科技有限公司","昊谱（杭州）生物科技有限公司"]
["003480409796337","00348040","C14250420900002057490000060","浙械注准20232081598","可视双腔支气管插管","34Fr","DLTB03YN",null,null,"HCS02760","昊谱（杭州）生物科技有限公司","昊谱（杭州）生物科技有限公司"]
["003480409796338","00348040","C14250420900002057490000092","浙械注准20232081598","可视双腔支气管插管","33Fr","DLTB03YN",null,null,"HCS02760","昊谱（杭州）生物科技有限公司","昊谱（杭州）生物科技有限公司"]
["003480409796339","00348040","C14250420900002057490000057","浙械注准20232081598","可视双腔支气管插管","37Fr","DLTB03YN",null,null,"HCS02760","昊谱（杭州）生物科技有限公司","昊谱（杭州）生物科技有限公司"]
["003480409796340","00348040","C14250420900002057490000031","浙械注准20232081598","可视双腔支气管插管","31Fr","DLTB03YN",null,null,"HCS02760","昊谱（杭州）生物科技有限公司","昊谱（杭州）生物科技有限公司"]
["003480409796665","00348040","C14250420900002057490000040","浙械注准20232081598","可视双腔支气管插管","28Fr","DLTB06RF",null,null,"HCS02760","昊谱（杭州）生物科技有限公司","昊谱（杭州）生物科技有限公司"]
["003480409796666","00348040","C14250420900002057490000056","浙械注准20232081598","可视双腔支气管插管","32Fr","DLTB06RF",null,null,"HCS02760","昊谱（杭州）生物科技有限公司","昊谱（杭州）生物科技有限公司"]
["003480409796675","00348040","C14250420900002057490000072","浙械注准20232081598","可视双腔支气管插管","28Fr","DLTB05LF",null,null,"HCS02760","昊谱（杭州）生物科技有限公司","昊谱（杭州）生物科技有限公司"]
["003480409796676","00348040","C14250420900002057490000043","浙械注准20232081598","可视双腔支气管插管","32Fr","DLTB05LF",null,null,"HCS02760","昊谱（杭州）生物科技有限公司","昊谱（杭州）生物科技有限公司"]
["003480409796677","00348040","C14250420900002057490000047","浙械注准20232081598","可视双腔支气管插管","32Fr","DLTB06LH",null,null,"HCS02760","昊谱（杭州）生物科技有限公司","昊谱（杭州）生物科技有限公司"]
["003480409796678","00348040","C14250420900002057490000064","浙械注准20232081598","可视双腔支气管插管","28Fr","DLTB06LH",null,null,"HCS02760","昊谱（杭州）生物科技有限公司","昊谱（杭州）生物科技有限公司"]
["003480409796399","00348040","C14250420900002057490000089","浙械注准20232081598","可视双腔支气管插管","34Fr","DLTB04PN",null,null,"HCS02760","昊谱（杭州）生物科技有限公司","昊谱（杭州）生物科技有限公司"]
["003480409796400","00348040","C14250420900002057490000077","浙械注准20232081598","可视双腔支气管插管","37Fr","DLTB04PN",null,null,"HCS02760","昊谱（杭州）生物科技有限公司","昊谱（杭州）生物科技有限公司"]
["003480409796401","00348040","C14250420900002057490000108","浙械注准20232081598","可视双腔支气管插管","33Fr","DLTB04PN",null,null,"HCS02760","昊谱（杭州）生物科技有限公司","昊谱（杭州）生物科技有限公司"]
["003480409796402","00348040","C14250420900002057490000106","浙械注准20232081598","可视双腔支气管插管","28Fr","DLTB04PN",null,null,"HCS02760","昊谱（杭州）生物科技有限公司","昊谱（杭州）生物科技有限公司"]
["003480409796403","00348040","C14250420900002057490000094","浙械注准20232081598","可视双腔支气管插管","31Fr","DLTB04PN",null,null,"HCS02760","昊谱（杭州）生物科技有限公司","昊谱（杭州）生物科技有限公司"]
["003480409796404","00348040","C14250420900002057490000068","浙械注准20232081598","可视双腔支气管插管","35Fr","DLTB04PN",null,null,"HCS02760","昊谱（杭州）生物科技有限公司","昊谱（杭州）生物科技有限公司"]
["003480409796427","00348040","C14250420900002057490000099","浙械注准20232081598","可视双腔支气管插管","34Fr","DLTB07YN",null,null,"HCS02760","昊谱（杭州）生物科技有限公司","昊谱（杭州）生物科技有限公司"]
["003480409796428","00348040","C14250420900002057490000070","浙械注准20232081598","可视双腔支气管插管","33Fr","DLTB07YN",null,null,"HCS02760","昊谱（杭州）生物科技有限公司","昊谱（杭州）生物科技有限公司"]
["003480409796429","00348040","C14250420900002057490000041","浙械注准20232081598","可视双腔支气管插管","37Fr","DLTB07YN",null,null,"HCS02760","昊谱（杭州）生物科技有限公司","昊谱（杭州）生物科技有限公司"]
["003480409796430","00348040","C14250420900002057490000073","浙械注准20232081598","可视双腔支气管插管","31Fr","DLTB07YN",null,null,"HCS02760","昊谱（杭州）生物科技有限公司","昊谱（杭州）生物科技有限公司"]
["003480409796431","00348040","C14250420900002057490000085","浙械注准20232081598","可视双腔支气管插管","35Fr","DLTB07YN",null,null,"HCS02760","昊谱（杭州）生物科技有限公司","昊谱（杭州）生物科技有限公司"]
["003480409796432","00348040","C14250420900002057490000091","浙械注准20232081598","可视双腔支气管插管","28Fr","DLTB07YN",null,null,"HCS02760","昊谱（杭州）生物科技有限公司","昊谱（杭州）生物科技有限公司"]
["003480409796661","00348040","C14250420900002057490000059","浙械注准20232081598","可视双腔支气管插管","28Fr","DLTB06LF",null,null,"HCS02760","昊谱（杭州）生物科技有限公司","昊谱（杭州）生物科技有限公司"]
["003480409796662","00348040","C14250420900002057490000071","浙械注准20232081598","可视双腔支气管插管","32Fr","DLTB06LF",null,null,"HCS02760","昊谱（杭州）生物科技有限公司","昊谱（杭州）生物科技有限公司"]
["003480409796663","00348040","C14250420900002057490000053","浙械注准20232081598","可视双腔支气管插管","28Fr","DLTB02LF",null,null,"HCS02760","昊谱（杭州）生物科技有限公司","昊谱（杭州）生物科技有限公司"]
["003480409796664","00348040","C14250420900002057490000065","浙械注准20232081598","可视双腔支气管插管","32Fr","DLTB02LF",null,null,"HCS02760","昊谱（杭州）生物科技有限公司","昊谱（杭州）生物科技有限公司"]
["003480409796667","00348040","C14250420900002057490000080","浙械注准20232081598","可视双腔支气管插管","28Fr","DLTB01LF",null,null,"HCS02760","昊谱（杭州）生物科技有限公司","昊谱（杭州）生物科技有限公司"]
["003480409796668","00348040","C14250420900002057490000084","浙械注准20232081598","可视双腔支气管插管","32Fr","DLTB01LF",null,null,"HCS02760","昊谱（杭州）生物科技有限公司","昊谱（杭州）生物科技有限公司"]
["003480409796669","00348040","C14250420900002057490000066","浙械注准20232081598","可视双腔支气管插管","41Fr","DLTB02RF",null,null,"HCS02760","昊谱（杭州）生物科技有限公司","昊谱（杭州）生物科技有限公司"]
["003480409796670","00348040","C14250420900002057490000074","浙械注准20232081598","可视双腔支气管插管","32Fr","DLTB02RF",null,null,"HCS02760","昊谱（杭州）生物科技有限公司","昊谱（杭州）生物科技有限公司"]
["003480409796671","00348040","C14250420900002057490000088","浙械注准20232081598","可视双腔支气管插管","28Fr","DLTB02RF",null,null,"HCS02760","昊谱（杭州）生物科技有限公司","昊谱（杭州）生物科技有限公司"]
["003480409796672","00348040","C14250420900002057490000039","浙械注准20232081598","可视双腔支气管插管","35Fr","DLTB02RF",null,null,"HCS02760","昊谱（杭州）生物科技有限公司","昊谱（杭州）生物科技有限公司"]
["003480409796673","00348040","C14250420900002057490000078","浙械注准20232081598","可视双腔支气管插管","39Fr","DLTB02RF",null,null,"HCS02760","昊谱（杭州）生物科技有限公司","昊谱（杭州）生物科技有限公司"]
["003480409796674","00348040","C14250420900002057490000058","浙械注准20232081598","可视双腔支气管插管","37Fr","DLTB02RF",null,null,"HCS02760","昊谱（杭州）生物科技有限公司","昊谱（杭州）生物科技有限公司"]
["003480409796459","00348040","C14250420900002057490000029","浙械注准20232081598","可视双腔支气管插管","35Fr","DLTB03YE",null,null,"HCS02760","昊谱（杭州）生物科技有限公司","昊谱（杭州）生物科技有限公司"]
["003480409796460","00348040","C14250420900002057490000037","浙械注准20232081598","可视双腔支气管插管","37Fr","DLTB03YE",null,null,"HCS02760","昊谱（杭州）生物科技有限公司","昊谱（杭州）生物科技有限公司"]
["003480409796461","00348040","C14250420900002057490000100","浙械注准20232081598","可视双腔支气管插管","28Fr","DLTB03YE",null,null,"HCS02760","昊谱（杭州）生物科技有限公司","昊谱（杭州）生物科技有限公司"]
["003480409796462","00348040","C14250420900002057490000101","浙械注准20232081598","可视双腔支气管插管","33Fr","DLTB03YE",null,null,"HCS02760","昊谱（杭州）生物科技有限公司","昊谱（杭州）生物科技有限公司"]
["003480409796463","00348040","C14250420900002057490000034","浙械注准20232081598","可视双腔支气管插管","34Fr","DLTB03YE",null,null,"HCS02760","昊谱（杭州）生物科技有限公司","昊谱（杭州）生物科技有限公司"]
["003480409796464","00348040","C14250420900002057490000062","浙械注准20232081598","可视双腔支气管插管","31Fr","DLTB03YE",null,null,"HCS02760","昊谱（杭州）生物科技有限公司","昊谱（杭州）生物科技有限公司"]
["003480409796319","00348040","C14250420900002057490000087","浙械注准20232081598","可视双腔支气管插管","37Fr","DLTB08YN",null,null,"HCS02760","昊谱（杭州）生物科技有限公司","昊谱（杭州）生物科技有限公司"]
["003480409796320","00348040","C14250420900002057490000046","浙械注准20232081598","可视双腔支气管插管","31Fr","DLTB08YN",null,null,"HCS02760","昊谱（杭州）生物科技有限公司","昊谱（杭州）生物科技有限公司"]
["003480409796321","00348040","C14250420900002057490000083","浙械注准20232081598","可视双腔支气管插管","28Fr","DLTB08YN",null,null,"HCS02760","昊谱（杭州）生物科技有限公司","昊谱（杭州）生物科技有限公司"]
["003480409796322","00348040","C14250420900002057490000067","浙械注准20232081598","可视双腔支气管插管","34Fr","DLTB08YN",null,null,"HCS02760","昊谱（杭州）生物科技有限公司","昊谱（杭州）生物科技有限公司"]
["003480409796323","00348040","C14250420900002057490000028","浙械注准20232081598","可视双腔支气管插管","33Fr","DLTB08YN",null,null,"HCS02760","昊谱（杭州）生物科技有限公司","昊谱（杭州）生物科技有限公司"]
["003480409796324","00348040","C14250420900002057490000079","浙械注准20232081598","可视双腔支气管插管","35Fr","DLTB08YN",null,null,"HCS02760","昊谱（杭州）生物科技有限公司","昊谱（杭州）生物科技有限公司"]
["003480409796389","00348040","C14250420900002057490000045","浙械注准20232081598","可视双腔支气管插管","33Fr","DLTB03PN",null,null,"HCS02760","昊谱（杭州）生物科技有限公司","昊谱（杭州）生物科技有限公司"]
["003480409796390","00348040","C14250420900002057490000109","浙械注准20232081598","可视双腔支气管插管","34Fr","DLTB03PN",null,null,"HCS02760","昊谱（杭州）生物科技有限公司","昊谱（杭州）生物科技有限公司"]
["003480409796391","00348040","C14250420900002057490000107","浙械注准20232081598","可视双腔支气管插管","35Fr","DLTB03PN",null,null,"HCS02760","昊谱（杭州）生物科技有限公司","昊谱（杭州）生物科技有限公司"]
["003480409796392","00348040","C14250420900002057490000026","浙械注准20232081598","可视双腔支气管插管","28Fr","DLTB03PN",null,null,"HCS02760","昊谱（杭州）生物科技有限公司","昊谱（杭州）生物科技有限公司"]
["003480409796393","00348040","C14250420900002057490000093","浙械注准20232081598","可视双腔支气管插管","31Fr","DLTB03PN",null,null,"HCS02760","昊谱（杭州）生物科技有限公司","昊谱（杭州）生物科技有限公司"]
["003480409796394","00348040","C14250420900002057490000063","浙械注准20232081598","可视双腔支气管插管","37Fr","DLTB03PN",null,null,"HCS02760","昊谱（杭州）生物科技有限公司","昊谱（杭州）生物科技有限公司"]
["003077019752977","00307701","C14020200000000100410002403","赣械注准20192140001","医用无菌防护套","140cm*120cm","长方形",null,null,"HCS02766","江西3L医用制品集团股份有限公司"]
["003077019752979","00307701","C14020200000000100410002653","赣械注准20192140001","医用无菌防护套","52cm*42cm*12cm","立体形",null,null,"HCS02766","江西3L医用制品集团股份有限公司"]
["003400449794386","00340044","C17040122000001036250000011","鲁青械备20170139号","医用退热贴","5cm×12cm/片","额头型",null,null,"HCS02669","青岛中腾生物技术有限公司","青岛中腾生物技术有限公司"]
["003400449794387","00340044","C17040122000001036250000010","鲁青械备20170139号","医用退热贴","5.5cm×12cm/片","额头型",null,null,"HCS02669","青岛中腾生物技术有限公司","青岛中腾生物技术有限公司"]
["003400449794388","00340044","C17040122000001036250000012","鲁青械备20170139号","医用退热贴","5cm×10cm/片","额头型",null,null,"HCS02669","青岛中腾生物技术有限公司","青岛中腾生物技术有限公司"]
["003285929809374","00328592",null,"渝械注准20212400206","癌胚抗原（CEA）检测试剂盒","500人份/盒","500人份/盒",null,null,"HCS02935","博奥赛斯（重庆）生物科技有限公司"]
["003286659809446","00328665",null,"渝械注准20212400213","糖类抗原19-9（CA19-9）检测试剂盒","500人份/盒","500人份/盒",null,null,"HCS02935","博奥赛斯（重庆）生物科技有限公司"]
["003072289797521","00307228","C13020117900002121040000475","黔械注准2020220002","一次性使用无菌针灸针","塑料柄针0.12mm*13mm","塑料柄针0.12mm*13mm",null,null,"HCS03767","贵州安迪医疗设备有限公司"]
["003072289797522","00307228","C13020117900002121040000470","黔械注准2020220002","一次性使用无菌针灸针","塑料柄针0.14mm*7mm","塑料柄针0.14mm*7mm",null,null,"HCS03767","贵州安迪医疗设备有限公司"]
["003072289797523","00307228","C13020117900002121040000447","黔械注准2020220002","一次性使用无菌针灸针","塑料柄针0.12mm*30mm","塑料柄针0.12mm*30mm",null,null,"HCS03767","贵州安迪医疗设备有限公司"]
["003072289797518","00307228","C13020117900002121040000456","黔械注准2020220002","一次性使用无菌针灸针","塑料柄针0.14mm*13mm","塑料柄针0.14mm*13mm",null,null,"HCS03767","贵州安迪医疗设备有限公司"]
["003072289797519","00307228","C13020117900002121040000453","黔械注准2020220002","一次性使用无菌针灸针","塑料柄针0.18mm*40mm","塑料柄针0.18mm*40mm",null,null,"HCS03767","贵州安迪医疗设备有限公司"]
["003072289797520","00307228","C13020117900002121040000452","黔械注准2020220002","一次性使用无菌针灸针","塑料柄针0.18mm*10mm","塑料柄针0.18mm*10mm",null,null,"HCS03767","贵州安迪医疗设备有限公司"]
["003072289797456","00307228","C13020117900002121040000404","黔械注准2020220002","一次性使用无菌针灸针","塑料柄针0.12mm*7mm","塑料柄针0.12mm*7mm",null,null,"HCS03767","贵州安迪医疗设备有限公司"]
["003072289797510","00307228","C13020117900002121040000406","黔械注准2020220002","一次性使用无菌针灸针","塑料柄针0.18mm*15mm","塑料柄针0.18mm*15mm",null,null,"HCS03767","贵州安迪医疗设备有限公司"]
["003072289797512","00307228","C13020117900002121040000454","黔械注准2020220002","一次性使用无菌针灸针","塑料柄针0.18mm*25mm","塑料柄针0.18mm*25mm",null,null,"HCS03767","贵州安迪医疗设备有限公司"]
["003072289797513","00307228","C13020117900002121040000449","黔械注准2020220002","一次性使用无菌针灸针","塑料柄针0.14mm*40mm","塑料柄针0.14mm*40mm",null,null,"HCS03767","贵州安迪医疗设备有限公司"]
["003072289797514","00307228","C13020117900002121040000446","黔械注准2020220002","一次性使用无菌针灸针","塑料柄针0.16mm*30mm","塑料柄针0.16mm*30mm",null,null,"HCS03767","贵州安迪医疗设备有限公司"]
["003072289797515","00307228","C13020117900002121040000459","黔械注准2020220002","一次性使用无菌针灸针","塑料柄针0.16mm*13mm","塑料柄针0.16mm*13mm",null,null,"HCS03767","贵州安迪医疗设备有限公司"]
["003072289797516","00307228","C13020117900002121040000461","黔械注准2020220002","一次性使用无菌针灸针","塑料柄针0.18mm*7mm","塑料柄针0.18mm*7mm",null,null,"HCS03767","贵州安迪医疗设备有限公司"]
["003072289797517","00307228","C13020117900002121040000462","黔械注准2020220002","一次性使用无菌针灸针","塑料柄针0.16mm*25mm","塑料柄针0.16mm*25mm",null,null,"HCS03767","贵州安迪医疗设备有限公司"]
["003072289797511","00307228","C13020117900002121040000418","黔械注准2020220002","一次性使用无菌针灸针","塑料柄针0.12mm*15mm","塑料柄针0.12mm*15mm",null,null,"HCS03767","贵州安迪医疗设备有限公司"]
["003072289817475","00307228","C13020117900002121040000245","黔械注准2020220002","一次性使用无菌针灸针","平柄针(单只；5支/片)0.30mm*25mm","平柄针(单只；5支/片)0.30mm*25mm",null,null,"HCS03767","贵州安迪医疗设备有限公司"]
["003072289817476","00307228","C13020117900002121040000275","黔械注准2020220002","一次性使用无菌针灸针","平柄针(单只；5支/片)0.30mm*50mm","平柄针(单只；5支/片)0.30mm*50mm",null,null,"HCS03767","贵州安迪医疗设备有限公司"]
["003072289817477","00307228","C13020117900002121040000260","黔械注准2020220002","一次性使用无菌针灸针","平柄针(单只；5支/片)0.18mm*40mm","平柄针(单只；5支/片)0.18mm*40mm",null,null,"HCS03767","贵州安迪医疗设备有限公司"]
["003072289817478","00307228","C13020117900002121040000241","黔械注准2020220002","一次性使用无菌针灸针","平柄针(单只；5支/片)0.30mm*75mm","平柄针(单只；5支/片)0.30mm*75mm",null,null,"HCS03767","贵州安迪医疗设备有限公司"]
["003072289817479","00307228","C13020117900002121040000243","黔械注准2020220002","一次性使用无菌针灸针","平柄针(单只；5支/片)0.22mm*25mm","平柄针(单只；5支/片)0.22mm*25mm",null,null,"HCS03767","贵州安迪医疗设备有限公司"]
["003072289817480","00307228","C13020117900002121040000280","黔械注准2020220002","一次性使用无菌针灸针","平柄针(单只；5支/片)0.18mm*10mm","平柄针(单只；5支/片)0.18mm*10mm",null,null,"HCS03767","贵州安迪医疗设备有限公司"]
["003072289817481","00307228","C13020117900002121040000247","黔械注准2020220002","一次性使用无菌针灸针","平柄针(单只；5支/片)0.30mm*60mm","平柄针(单只；5支/片)0.30mm*60mm",null,null,"HCS03767","贵州安迪医疗设备有限公司"]
["003072289817482","00307228","C13020117900002121040000258","黔械注准2020220002","一次性使用无菌针灸针","平柄针(单只；5支/片)0.25mm*40mm","平柄针(单只；5支/片)0.25mm*40mm",null,null,"HCS03767","贵州安迪医疗设备有限公司"]
["003072289817483","00307228","C13020117900002121040000278","黔械注准2020220002","一次性使用无菌针灸针","平柄针(单只；5支/片)0.25mm*50mm","平柄针(单只；5支/片)0.25mm*50mm",null,null,"HCS03767","贵州安迪医疗设备有限公司"]
["003072289817484","00307228","C13020117900002121040000261","黔械注准2020220002","一次性使用无菌针灸针","平柄针(单只；5支/片)0.35mm*40mm","平柄针(单只；5支/片)0.35mm*40mm",null,null,"HCS03767","贵州安迪医疗设备有限公司"]
["003072289817485","00307228","C13020117900002121040000239","黔械注准2020220002","一次性使用无菌针灸针","平柄针(单只；5支/片)0.35mm*25mm","平柄针(单只；5支/片)0.35mm*25mm",null,null,"HCS03767","贵州安迪医疗设备有限公司"]
["003072289817486","00307228","C13020117900002121040000253","黔械注准2020220002","一次性使用无菌针灸针","平柄针(单只；5支/片)0.20mm*25mm","平柄针(单只；5支/片)0.20mm*25mm",null,null,"HCS03767","贵州安迪医疗设备有限公司"]
["003072289817487","00307228","C13020117900002121040000256","黔械注准2020220002","一次性使用无菌针灸针","平柄针(单只；5支/片)0.25mm*25mm","平柄针(单只；5支/片)0.25mm*25mm",null,null,"HCS03767","贵州安迪医疗设备有限公司"]
["003072289817488","00307228","C13020117900002121040000268","黔械注准2020220002","一次性使用无菌针灸针","平柄针(单只；5支/片)0.35mm*75mm","平柄针(单只；5支/片)0.35mm*75mm",null,null,"HCS03767","贵州安迪医疗设备有限公司"]
["003072289817489","00307228","C13020117900002121040000279","黔械注准2020220002","一次性使用无菌针灸针","平柄针(单只；5支/片)0.35mm*60mm","平柄针(单只；5支/片)0.35mm*60mm",null,null,"HCS03767","贵州安迪医疗设备有限公司"]
["003072289817490","00307228","C13020117900002121040000266","黔械注准2020220002","一次性使用无菌针灸针","平柄针(单只；5支/片)0.25mm*13mm","平柄针(单只；5支/片)0.25mm*13mm",null,null,"HCS03767","贵州安迪医疗设备有限公司"]
["003072289817491","00307228","C13020117900002121040000286","黔械注准2020220002","一次性使用无菌针灸针","平柄针(单只；5支/片)0.30mm*40mm","平柄针(单只；5支/片)0.30mm*40mm",null,null,"HCS03767","贵州安迪医疗设备有限公司"]
["003072289817492","00307228","C13020117900002121040000242","黔械注准2020220002","一次性使用无菌针灸针","平柄针(单只；5支/片)0.22mm*40mm","平柄针(单只；5支/片)0.22mm*40mm",null,null,"HCS03767","贵州安迪医疗设备有限公司"]
["003072289817493","00307228","C13020117900002121040000277","黔械注准2020220002","一次性使用无菌针灸针","平柄针(单只；5支/片)0.18mm*25mm","平柄针(单只；5支/片)0.18mm*25mm",null,null,"HCS03767","贵州安迪医疗设备有限公司"]
["003072289817494","00307228","C13020117900002121040000269","黔械注准2020220002","一次性使用无菌针灸针","平柄针(单只；5支/片)0.35mm*50mm","平柄针(单只；5支/片)0.35mm*50mm",null,null,"HCS03767","贵州安迪医疗设备有限公司"]
["003072289797474","00307228","C13020117900002121040000473","黔械注准2020220002","一次性使用无菌针灸针","塑料柄针0.14mm*30mm","塑料柄针0.14mm*30mm",null,null,"HCS03767","贵州安迪医疗设备有限公司"]
["003072289797475","00307228","C13020117900002121040000458","黔械注准2020220002","一次性使用无菌针灸针","塑料柄针0.16mm*40mm","塑料柄针0.16mm*40mm",null,null,"HCS03767","贵州安迪医疗设备有限公司"]
["003072289797476","00307228","C13020117900002121040000460","黔械注准2020220002","一次性使用无菌针灸针","塑料柄针0.18mm*30mm","塑料柄针0.18mm*30mm",null,null,"HCS03767","贵州安迪医疗设备有限公司"]
["003072289797477","00307228","C13020117900002121040000448","黔械注准2020220002","一次性使用无菌针灸针","塑料柄针0.12mm*25mm","塑料柄针0.12mm*25mm",null,null,"HCS03767","贵州安迪医疗设备有限公司"]
["003072289797478","00307228","C13020117900002121040000474","黔械注准2020220002","一次性使用无菌针灸针","塑料柄针0.14mm*15mm","塑料柄针0.14mm*15mm",null,null,"HCS03767","贵州安迪医疗设备有限公司"]
["003072289797479","00307228","C13020117900002121040000457","黔械注准2020220002","一次性使用无菌针灸针","塑料柄针0.18mm*13mm","塑料柄针0.18mm*13mm",null,null,"HCS03767","贵州安迪医疗设备有限公司"]
["003072289797480","00307228","C13020117900002121040000450","黔械注准2020220002","一次性使用无菌针灸针","塑料柄针0.16mm*7mm","塑料柄针0.16mm*7mm",null,null,"HCS03767","贵州安迪医疗设备有限公司"]
["003072289797481","00307228","C13020117900002121040000455","黔械注准2020220002","一次性使用无菌针灸针","塑料柄针0.16mm*15mm","塑料柄针0.16mm*15mm",null,null,"HCS03767","贵州安迪医疗设备有限公司"]
["003072289797482","00307228","C13020117900002121040000451","黔械注准2020220002","一次性使用无菌针灸针","塑料柄针0.12mm*40mm","塑料柄针0.12mm*40mm",null,null,"HCS03767","贵州安迪医疗设备有限公司"]
["003072289797483","00307228","C13020117900002121040000463","黔械注准2020220002","一次性使用无菌针灸针","塑料柄针0.14mm*25mm","塑料柄针0.14mm*25mm",null,null,"HCS03767","贵州安迪医疗设备有限公司"]
["003072289817421","00307228","C13020117900002121040000240","黔械注准2020220002","一次性使用无菌针灸针","平柄针(袋装；10支/袋)0.30mm*75mm","平柄针(袋装；10支/袋)0.30mm*75mm",null,null,"HCS03767","贵州安迪医疗设备有限公司"]
["003072289817422","00307228","C13020117900002121040000248","黔械注准2020220002","一次性使用无菌针灸针","平柄针(袋装；10支/袋)0.35mm*100mm","平柄针(袋装；10支/袋)0.35mm*100mm",null,null,"HCS03767","贵州安迪医疗设备有限公司"]
["003072289817423","00307228","C13020117900002121040000255","黔械注准2020220002","一次性使用无菌针灸针","平柄针(袋装；10支/袋)0.30mm*50mm","平柄针(袋装；10支/袋)0.30mm*50mm",null,null,"HCS03767","贵州安迪医疗设备有限公司"]
["003072289817424","00307228","C13020117900002121040000263","黔械注准2020220002","一次性使用无菌针灸针","平柄针(袋装；10支/袋)0.35mm*25mm","平柄针(袋装；10支/袋)0.35mm*25mm",null,null,"HCS03767","贵州安迪医疗设备有限公司"]
["003072289817425","00307228","C13020117900002121040000272","黔械注准2020220002","一次性使用无菌针灸针","平柄针(袋装；10支/袋)0.18mm*40mm","平柄针(袋装；10支/袋)0.18mm*40mm",null,null,"HCS03767","贵州安迪医疗设备有限公司"]
["003072289817426","00307228","C13020117900002121040000254","黔械注准2020220002","一次性使用无菌针灸针","平柄针(袋装；10支/袋)0.22mm*40mm","平柄针(袋装；10支/袋)0.22mm*40mm",null,null,"HCS03767","贵州安迪医疗设备有限公司"]
["003072289817427","00307228","C13020117900002121040000270","黔械注准2020220002","一次性使用无菌针灸针","平柄针(袋装；10支/袋)0.25mm*25mm","平柄针(袋装；10支/袋)0.25mm*25mm",null,null,"HCS03767","贵州安迪医疗设备有限公司"]
["003072289817428","00307228","C13020117900002121040000276","黔械注准2020220002","一次性使用无菌针灸针","平柄针(袋装；10支/袋)0.40mm*13mm","平柄针(袋装；10支/袋)0.40mm*13mm",null,null,"HCS03767","贵州安迪医疗设备有限公司"]
["003072289817429","00307228","C13020117900002121040000282","黔械注准2020220002","一次性使用无菌针灸针","平柄针(袋装；10支/袋)0.35mm*50mm","平柄针(袋装；10支/袋)0.35mm*50mm",null,null,"HCS03767","贵州安迪医疗设备有限公司"]
["003072289817430","00307228","C13020117900002121040000259","黔械注准2020220002","一次性使用无菌针灸针","平柄针(袋装；10支/袋)0.45mm*100mm","平柄针(袋装；10支/袋)0.45mm*100mm",null,null,"HCS03767","贵州安迪医疗设备有限公司"]
["003072289817431","00307228","C13020117900002121040000267","黔械注准2020220002","一次性使用无菌针灸针","平柄针(袋装；10支/袋)0.30mm*25mm","平柄针(袋装；10支/袋)0.30mm*25mm",null,null,"HCS03767","贵州安迪医疗设备有限公司"]
["003072289817432","00307228","C13020117900002121040000238","黔械注准2020220002","一次性使用无菌针灸针","平柄针(袋装；10支/袋)0.35mm*40mm","平柄针(袋装；10支/袋)0.35mm*40mm",null,null,"HCS03767","贵州安迪医疗设备有限公司"]
["003072289817433","00307228","C13020117900002121040000281","黔械注准2020220002","一次性使用无菌针灸针","平柄针(袋装；10支/袋)0.22mm*25mm","平柄针(袋装；10支/袋)0.22mm*25mm",null,null,"HCS03767","贵州安迪医疗设备有限公司"]
["003072289817434","00307228","C13020117900002121040000274","黔械注准2020220002","一次性使用无菌针灸针","平柄针(袋装；10支/袋)0.18mm*13mm","平柄针(袋装；10支/袋)0.18mm*13mm",null,null,"HCS03767","贵州安迪医疗设备有限公司"]
["003072289817435","00307228","C13020117900002121040000250","黔械注准2020220002","一次性使用无菌针灸针","平柄针(袋装；10支/袋)0.20mm*25mm","平柄针(袋装；10支/袋)0.20mm*25mm",null,null,"HCS03767","贵州安迪医疗设备有限公司"]
["003072289817436","00307228","C13020117900002121040000251","黔械注准2020220002","一次性使用无菌针灸针","平柄针(袋装；10支/袋)0.18mm*10mm","平柄针(袋装；10支/袋)0.18mm*10mm",null,null,"HCS03767","贵州安迪医疗设备有限公司"]
["003072289817437","00307228","C13020117900002121040000244","黔械注准2020220002","一次性使用无菌针灸针","平柄针(袋装；10支/袋)0.30mm*40mm","平柄针(袋装；10支/袋)0.30mm*40mm",null,null,"HCS03767","贵州安迪医疗设备有限公司"]
["003072289817438","00307228","C13020117900002121040000249","黔械注准2020220002","一次性使用无菌针灸针","平柄针(袋装；10支/袋)0.40mm*125mm","平柄针(袋装；10支/袋)0.40mm*125mm",null,null,"HCS03767","贵州安迪医疗设备有限公司"]
["003072289817439","00307228","C13020117900002121040000271","黔械注准2020220002","一次性使用无菌针灸针","平柄针(袋装；10支/袋)0.35mm*75mm","平柄针(袋装；10支/袋)0.35mm*75mm",null,null,"HCS03767","贵州安迪医疗设备有限公司"]
["003072289817278","00307228","C13020117900002121040000252","黔械注准2020220002","一次性使用无菌针灸针","平柄针(袋装；10支/袋)0.35mm*60mm","平柄针(袋装；10支/袋)0.35mm*60mm",null,null,"HCS03767","贵州安迪医疗设备有限公司"]
["003072289817290","00307228","C13020117900002121040000257","黔械注准2020220002","一次性使用无菌针灸针","平柄针(袋装；10支/袋)0.16mm*13mm","平柄针(袋装；10支/袋)0.16mm*13mm",null,null,"HCS03767","贵州安迪医疗设备有限公司"]
["003072289817291","00307228","C13020117900002121040000264","黔械注准2020220002","一次性使用无菌针灸针","平柄针(袋装；10支/袋)0.20mm*40mm","平柄针(袋装；10支/袋)0.20mm*40mm",null,null,"HCS03767","贵州安迪医疗设备有限公司"]
["003072289817292","00307228","C13020117900002121040000265","黔械注准2020220002","一次性使用无菌针灸针","平柄针(袋装；10支/袋)0.40mm*40mm","平柄针(袋装；10支/袋)0.40mm*40mm",null,null,"HCS03767","贵州安迪医疗设备有限公司"]
["003072289817293","00307228","C13020117900002121040000237","黔械注准2020220002","一次性使用无菌针灸针","平柄针(袋装；10支/袋)0.30mm*60mm","平柄针(袋装；10支/袋)0.30mm*60mm",null,null,"HCS03767","贵州安迪医疗设备有限公司"]
["003072289817294","00307228","C13020117900002121040000285","黔械注准2020220002","一次性使用无菌针灸针","平柄针(袋装；10支/袋)0.25mm*13mm","平柄针(袋装；10支/袋)0.25mm*13mm",null,null,"HCS03767","贵州安迪医疗设备有限公司"]
["003072289817295","00307228","C13020117900002121040000246","黔械注准2020220002","一次性使用无菌针灸针","平柄针(袋装；10支/袋)0.25mm*50mm","平柄针(袋装；10支/袋)0.25mm*50mm",null,null,"HCS03767","贵州安迪医疗设备有限公司"]
["003072289817296","00307228","C13020117900002121040000284","黔械注准2020220002","一次性使用无菌针灸针","平柄针(袋装；10支/袋)0.18mm*25mm","平柄针(袋装；10支/袋)0.18mm*25mm",null,null,"HCS03767","贵州安迪医疗设备有限公司"]
["003072289817297","00307228","C13020117900002121040000273","黔械注准2020220002","一次性使用无菌针灸针","平柄针(袋装；10支/袋)0.25mm*40mm","平柄针(袋装；10支/袋)0.25mm*40mm",null,null,"HCS03767","贵州安迪医疗设备有限公司"]
["003072289817298","00307228","C13020117900002121040000262","黔械注准2020220002","一次性使用无菌针灸针","平柄针(袋装；10支/袋)0.40mm*75mm","平柄针(袋装；10支/袋)0.40mm*75mm",null,null,"HCS03767","贵州安迪医疗设备有限公司"]
["003072289817299","00307228","C13020117900002121040000283","黔械注准2020220002","一次性使用无菌针灸针","平柄针(袋装；10支/袋)0.40mm*100mm","平柄针(袋装；10支/袋)0.40mm*100mm",null,null,"HCS03767","贵州安迪医疗设备有限公司"]
["003369989797447","00336998","C01031101500003157530000035","苏械注准20232020744","一次性使用输尿管导引鞘","UB-1355","UB-1355",null,null,"HCS05057","新光维医疗科技（苏州）股份有限公司"]
["003369989797448","00336998","C01031101500003157530000019","苏械注准20232020744","一次性使用输尿管导引鞘","UB-1050","UB-1050",null,null,"HCS05057","新光维医疗科技（苏州）股份有限公司"]
["003369989797454","00336998","C01031101500003157530000033","苏械注准20232020744","一次性使用输尿管导引鞘","UB-1345","UB-1345",null,null,"HCS05057","新光维医疗科技（苏州）股份有限公司"]
["003369989797455","00336998","C01031101500003157530000030","苏械注准20232020744","一次性使用输尿管导引鞘","UB-1325","UB-1325",null,null,"HCS05057","新光维医疗科技（苏州）股份有限公司"]
["003369989797451","00336998","C01031101500003157530000020","苏械注准20232020744","一次性使用输尿管导引鞘","UB-1055","UB-1055",null,null,"HCS05057","新光维医疗科技（苏州）股份有限公司"]
["003369989797396","00336998","C01031101500003157530000022","苏械注准20232020744","一次性使用输尿管导引鞘","UB-1135","UB-1135",null,null,"HCS05057","新光维医疗科技（苏州）股份有限公司"]
["003369989797452","00336998","C01031101500003157530000023","苏械注准20232020744","一次性使用输尿管导引鞘","UB-1140","UB-1140",null,null,"HCS05057","新光维医疗科技（苏州）股份有限公司"]
["003369989797453","00336998","C01031101500003157530000024","苏械注准20232020744","一次性使用输尿管导引鞘","UB-1145","UB-1145",null,null,"HCS05057","新光维医疗科技（苏州）股份有限公司"]
["003369989797372","00336998","C01031101500003157530000037","苏械注准20232020744","一次性使用输尿管导引鞘","UB-1450","UB-1450",null,null,"HCS05057","新光维医疗科技（苏州）股份有限公司"]
["003369989797376","00336998","C01031101500003157530000025","苏械注准20232020744","一次性使用输尿管导引鞘","UB-1150","UB-1150",null,null,"HCS05057","新光维医疗科技（苏州）股份有限公司"]
["003369989797366","00336998","C01031101500003157530000026","苏械注准20232020744","一次性使用输尿管导引鞘","UB-1155","UB-1155",null,null,"HCS05057","新光维医疗科技（苏州）股份有限公司"]
["003369989797407","00336998","C01031101500003157530000042","苏械注准20232020744","一次性使用输尿管导引鞘","UA-1325","UA-1325",null,null,"HCS05057","新光维医疗科技（苏州）股份有限公司"]
["003369989797469","00336998","C01031101500003157530000045","苏械注准20232020744","一次性使用输尿管导引鞘","UB-1040","UB-1040",null,null,"HCS05057","新光维医疗科技（苏州）股份有限公司"]
["003369989797441","00336998","C01031101500003157530000028","苏械注准20232020744","一次性使用输尿管导引鞘","UB-1250","UB-1250",null,null,"HCS05057","新光维医疗科技（苏州）股份有限公司"]
["003369989797450","00336998","C01031101500003157530000043","苏械注准20232020744","一次性使用输尿管导引鞘","UA-1335","UA-1335",null,null,"HCS05057","新光维医疗科技（苏州）股份有限公司"]
["003369989797473","00336998","C01031101500003157530000031","苏械注准20232020744","一次性使用输尿管导引鞘","UB-1335","UB-1335",null,null,"HCS05057","新光维医疗科技（苏州）股份有限公司"]
["003369989797405","00336998","C01031101500003157530000027","苏械注准20232020744","一次性使用输尿管导引鞘","UB-1240","UB-1240",null,null,"HCS05057","新光维医疗科技（苏州）股份有限公司"]
["003369989797470","00336998","C01031101500003157530000032","苏械注准20232020744","一次性使用输尿管导引鞘","UB-1340","UB-1340",null,null,"HCS05057","新光维医疗科技（苏州）股份有限公司"]
["003369989797484","00336998","C01031101500003157530000041","苏械注准20232020744","一次性使用输尿管导引鞘","UA-1145","UA-1145",null,null,"HCS05057","新光维医疗科技（苏州）股份有限公司"]
["003369989797485","00336998","C01031101500003157530000038","苏械注准20232020744","一次性使用输尿管导引鞘","UB-1455","UB-1455",null,null,"HCS05057","新光维医疗科技（苏州）股份有限公司"]
["003369989797498","00336998","C01031101500003157530000021","苏械注准20232020744","一次性使用输尿管导引鞘","UB-1125","UB-1125",null,null,"HCS05057","新光维医疗科技（苏州）股份有限公司"]
["003369989797373","00336998","C01031101500003157530000034","苏械注准20232020744","一次性使用输尿管导引鞘","UB-1350","UB-1350",null,null,"HCS05057","新光维医疗科技（苏州）股份有限公司"]
["003369989797377","00336998","C01031101500003157530000044","苏械注准20232020744","一次性使用输尿管导引鞘","UA-1345","UA-1345",null,null,"HCS05057","新光维医疗科技（苏州）股份有限公司"]
["003369989797445","00336998","C01031101500003157530000036","苏械注准20232020744","一次性使用输尿管导引鞘","UB-1440","UB-1440",null,null,"HCS05057","新光维医疗科技（苏州）股份有限公司"]
["003369989797457","00336998","C01031101500003157530000029","苏械注准20232020744","一次性使用输尿管导引鞘","UB-1255","UB-1255",null,null,"HCS05057","新光维医疗科技（苏州）股份有限公司"]
["003369989797442","00336998","C01031101500003157530000039","苏械注准20232020744","一次性使用输尿管导引鞘","UA-1125","UA-1125",null,null,"HCS05057","新光维医疗科技（苏州）股份有限公司"]
["003369989797444","00336998","C01031101500003157530000040","苏械注准20232020744","一次性使用输尿管导引鞘","UA-1135","UA-1135",null,null,"HCS05057","新光维医疗科技（苏州）股份有限公司"]
["003343109680911","00334310","C13040125200002169440000015","晋吕械备20220020","艾灸给药盒(灸疗盒)","普通C型","普通C型",null,null,"HCS05422","山西艾瑞科生物医药科技有限公司"]
["003343109680912","00334310","C13040125200002169440000008","晋吕械备20220020","艾灸给药盒(灸疗盒)","普通D型","普通D型",null,null,"HCS05422","山西艾瑞科生物医药科技有限公司"]
["003988919823073","00398891","C07120415000000185810000002","桂械注准20242170291","医用口腔溃疡含漱液","150mL","150mL",null,null,"HCS06398","广西南宁雅莎医药技术开发有限公司","广西南宁雅莎医药技术开发有限公司"]
["003988919823070","00398891","C07120415000000185810000003","桂械注准20242170291","医用口腔溃疡含漱液","50mL","50mL",null,null,"HCS06398","广西南宁雅莎医药技术开发有限公司","广西南宁雅莎医药技术开发有限公司"]
["004064879823069","00406487","C07100214700002185810000002","桂械注准20252170081","医用口腔防蛀凝胶","60g/支","60g/支",null,null,"HCS06398","广西南宁雅莎医药技术开发有限公司","广西南宁雅莎医药技术开发有限公司"]
["003900269823298","00390026","C17010221604000185810000009","桂械注准20242140193","医用聚谷氨酸功能敷料","3g","3g",null,null,"HCS06398","广西南宁雅莎医药技术开发有限公司","广西南宁雅莎医药技术开发有限公司"]
["003125749599103","00312574","C14020200000000106840000003","桂桂械备20180044号","冲洗器","A1","A1",null,null,"HCS06451","桂林康兴医疗器械有限公司"]
["003347149793144","00334714","C14050100500000118760000014","浙械注准20232011156","一次性双极射频手术电极","φ2.5×150","KB01",null,null,"HCS03607","浙江康飞思医疗科技有限公司"]
["003347149793145","00334714","C14050100500000118760000013","浙械注准20232011156","一次性双极射频手术电极","φ1.8×150","KB02",null,null,"HCS03607","浙江康飞思医疗科技有限公司"]
["003099679793070","00309967","C02064900000000118760000017","浙械注准20222010261","一次性使用无菌医用光纤","φ纤芯:500;长度:1800mm","FDHⅠ",null,null,"HCS03607","浙江康飞思医疗科技有限公司"]
["003099679793071","00309967","C02064900000000118760000020","浙械注准20222010261","一次性使用无菌医用光纤","φ纤芯:500;长度:1800mm","FDH Ⅱ",null,null,"HCS03607","浙江康飞思医疗科技有限公司"]
["003099679793072","00309967","C02064900000000118760000019","浙械注准20222010261","一次性使用无菌医用光纤","φ纤芯:500;长度:2500mm","FDH Ⅱ",null,null,"HCS03607","浙江康飞思医疗科技有限公司"]
["003099679793073","00309967","C02064900000000118760000018","浙械注准20222010261","一次性使用无菌医用光纤","φ纤芯:500;长度:2500mm","FDHⅠ",null,null,"HCS03607","浙江康飞思医疗科技有限公司"]
["003335699792627","00333569","C14020200000000060180000091","苏械注准20232140736","医用脱脂纱布叠片","20x30x8","显影",null,null,"HCS05094","江苏通恒医疗制品有限公司"]
["003335699792628","00333569","C14020200000000060180000092","苏械注准20232140736","医用脱脂纱布叠片","20x30x8","不显影",null,null,"HCS05094","江苏通恒医疗制品有限公司"]
["003488629814743","00348862","C14020200000000100410005349","国械注进20232140372","一次性使用无菌保护罩","140cm*120cm","长方形(一端有棉线)",null,null,"J6857","江西3L医用制品集团股份有限公司（经营）","江西3L医用制品集团股份柬埔寨有限公司"]
["002932699796176","00293269","C07030214000002044430000035","粤惠械备20170038","拔髓针","VDEYA-L52","0#",null,null,"HCS05396","惠州维德雅科技有限公司"]
["002932699796177","00293269","C07030214000002044430000036","粤惠械备20170038","拔髓针","VDEYA-L52","00#",null,null,"HCS05396","惠州维德雅科技有限公司"]
["002932699796178","00293269","C07030214000002044430000028","粤惠械备20170038","拔髓针","VDEYA-L52","000#",null,null,"HCS05396","惠州维德雅科技有限公司"]
["003088999796179","00308899","C07030114000001044430002307","粤械注准20222170825","机用根管锉","28mm","017/.08,015/.03,020/.04,025/.04,025/.06",null,null,"HCS05396","惠州维德雅科技有限公司"]
["003088999796180","00308899","C07030114000001044430002308","粤械注准20222170825","机用根管锉","31mm","017/.08,015/.03,020/.04,025/.04,025/.06",null,null,"HCS05396","惠州维德雅科技有限公司"]
["002924849788800","00292484","C01061122600001125790000048","湘械注准20202061069","内镜用带密封鞘取物袋","RYL60-21R-D-2","Ⅱ型",null,null,"HCS03643","湖南瑞益朗医疗器械有限公司"]
["002924849788801","00292484","C01061122600001125790000036","湘械注准20202061069","内镜用带密封鞘取物袋","RYL80-21R-D-3","Ⅱ型",null,null,"HCS03643","湖南瑞益朗医疗器械有限公司"]
["002924849788802","00292484","C01061122600001125790000059","湘械注准20202061069","内镜用带密封鞘取物袋","RYL60-22R-D-2","Ⅱ型",null,null,"HCS03643","湖南瑞益朗医疗器械有限公司"]
["002924849788611","00292484","C01061122600001125790000045","湘械注准20202061069","内镜用带密封鞘取物袋","RYL80-22R-D-2","Ⅱ型",null,null,"HCS03643","湖南瑞益朗医疗器械有限公司"]
["002924849788804","00292484","C01061122600001125790000041","湘械注准20202061069","内镜用带密封鞘取物袋","RYL80-21R-D-1","Ⅱ型",null,null,"HCS03643","湖南瑞益朗医疗器械有限公司"]
["002924849788805","00292484","C01061122600001125790000057","湘械注准20202061069","内镜用带密封鞘取物袋","RYL80-21R-D-4","Ⅱ型",null,null,"HCS03643","湖南瑞益朗医疗器械有限公司"]
["002924849788811","00292484","C01061122600001125790000056","湘械注准20202061069","内镜用带密封鞘取物袋","RYL60-12R-D-4","Ⅱ型",null,null,"HCS03643","湖南瑞益朗医疗器械有限公司"]
["002924849788812","00292484","C01061122600001125790000055","湘械注准20202061069","内镜用带密封鞘取物袋","RYL80-22R-D-4","Ⅱ型",null,null,"HCS03643","湖南瑞益朗医疗器械有限公司"]
["002924849788813","00292484","C01061122600001125790000049","湘械注准20202061069","内镜用带密封鞘取物袋","RYL60-22R-D-1","Ⅱ型",null,null,"HCS03643","湖南瑞益朗医疗器械有限公司"]
["002924849788621","00292484","C01061122600001125790000040","湘械注准20202061069","内镜用带密封鞘取物袋","RYL80-12R-D-5","Ⅱ型",null,null,"HCS03643","湖南瑞益朗医疗器械有限公司"]
["002924849788622","00292484","C01061122600001125790000047","湘械注准20202061069","内镜用带密封鞘取物袋","RYL80-21R-D-5","Ⅱ型",null,null,"HCS03643","湖南瑞益朗医疗器械有限公司"]
["002924849788623","00292484","C01061122600001125790000038","湘械注准20202061069","内镜用带密封鞘取物袋","RYL80-22R-D-3","Ⅱ型",null,null,"HCS03643","湖南瑞益朗医疗器械有限公司"]
["002924849788624","00292484","C01061122600001125790000058","湘械注准20202061069","内镜用带密封鞘取物袋","RYL80-12R-D-2","Ⅱ型",null,null,"HCS03643","湖南瑞益朗医疗器械有限公司"]
["002924849788708","00292484","C01061122600001125790000053","湘械注准20202061069","内镜用带密封鞘取物袋","RYL60-12R-D-5","Ⅱ型",null,null,"HCS03643","湖南瑞益朗医疗器械有限公司"]
["002924849788808","00292484","C01061122600001125790000039","湘械注准20202061069","内镜用带密封鞘取物袋","RYL60-21R-D-1","Ⅱ型",null,null,"HCS03643","湖南瑞益朗医疗器械有限公司"]
["002924849788809","00292484","C01061122600001125790000046","湘械注准20202061069","内镜用带密封鞘取物袋","RYL80-22R-D-5","Ⅱ型",null,null,"HCS03643","湖南瑞益朗医疗器械有限公司"]
["002924849788817","00292484","C01061122600001125790000042","湘械注准20202061069","内镜用带密封鞘取物袋","RYL60-22R-D-4","Ⅱ型",null,null,"HCS03643","湖南瑞益朗医疗器械有限公司"]
["002924849788818","00292484","C01061122600001125790000035","湘械注准20202061069","内镜用带密封鞘取物袋","RYL80-12R-D-4","Ⅱ型",null,null,"HCS03643","湖南瑞益朗医疗器械有限公司"]
["002924849788819","00292484","C01061122600001125790000037","湘械注准20202061069","内镜用带密封鞘取物袋","RYL80-22R-D-1","Ⅱ型",null,null,"HCS03643","湖南瑞益朗医疗器械有限公司"]
["002924849788841","00292484","C01061122600001125790000051","湘械注准20202061069","内镜用带密封鞘取物袋","RYL60-21R-D-3","Ⅱ型",null,null,"HCS03643","湖南瑞益朗医疗器械有限公司"]
["002924849788842","00292484","C01061122600001125790000060","湘械注准20202061069","内镜用带密封鞘取物袋","RYL60-12R-D-3","Ⅱ型",null,null,"HCS03643","湖南瑞益朗医疗器械有限公司"]
["002924849788843","00292484","C01061122600001125790000054","湘械注准20202061069","内镜用带密封鞘取物袋","RYL60-22R-D-3","Ⅱ型",null,null,"HCS03643","湖南瑞益朗医疗器械有限公司"]
["002924849788844","00292484","C01061122600001125790000044","湘械注准20202061069","内镜用带密封鞘取物袋","RYL60-22R-D-5","Ⅱ型",null,null,"HCS03643","湖南瑞益朗医疗器械有限公司"]
["002924849788845","00292484","C01061122600001125790000034","湘械注准20202061069","内镜用带密封鞘取物袋","RYL80-12R-D-1","Ⅱ型",null,null,"HCS03643","湖南瑞益朗医疗器械有限公司"]
["002924849788704","00292484","C01061122600001125790000052","湘械注准20202061069","内镜用带密封鞘取物袋","RYL60-21R-D-4","Ⅱ型",null,null,"HCS03643","湖南瑞益朗医疗器械有限公司"]
["002924849788705","00292484","C01061122600001125790000061","湘械注准20202061069","内镜用带密封鞘取物袋","RYL60-12R-D-1","Ⅱ型",null,null,"HCS03643","湖南瑞益朗医疗器械有限公司"]
["002924849788706","00292484","C01061122600001125790000033","湘械注准20202061069","内镜用带密封鞘取物袋","RYL80-12R-D-3","Ⅱ型",null,null,"HCS03643","湖南瑞益朗医疗器械有限公司"]
["002924849788707","00292484","C01061122600001125790000050","湘械注准20202061069","内镜用带密封鞘取物袋","RYL60-21R-D-5","Ⅱ型",null,null,"HCS03643","湖南瑞益朗医疗器械有限公司"]
["002924849788815","00292484","C01061122600001125790000043","湘械注准20202061069","内镜用带密封鞘取物袋","RYL80-21R-D-2","Ⅱ型",null,null,"HCS03643","湖南瑞益朗医疗器械有限公司"]
["002924849788816","00292484","C01061122600001125790000062","湘械注准20202061069","内镜用带密封鞘取物袋","RYL60-12R-D-2","Ⅱ型",null,null,"HCS03643","湖南瑞益朗医疗器械有限公司"]
["003696149800697","00369614","C08030108101000182190000019","国械注准20243160541","生物羊膜","YQBA-1212","YQBA-1212",null,null,"HCS06562","广州悦清再生医学科技有限公司","广州悦清再生医学科技有限公司"]
["003696149800675","00369614","C08030108101000182190000028","国械注准20243160541","生物羊膜","YQBA-0810","YQBA-0810",null,null,"HCS06562","广州悦清再生医学科技有限公司","广州悦清再生医学科技有限公司"]
["003696149800713","00369614","C08030108101000182190000016","国械注准20243160541","生物羊膜","YQBA-2025","YQBA-2025",null,null,"HCS06562","广州悦清再生医学科技有限公司","广州悦清再生医学科技有限公司"]
["003696149800715","00369614","C08030108101000182190000021","国械注准20243160541","生物羊膜","YQBA-2030","YQBA-2030",null,null,"HCS06562","广州悦清再生医学科技有限公司","广州悦清再生医学科技有限公司"]
["003696149800743","00369614","C08030108101000182190000020","国械注准20243160541","生物羊膜","YQBA-1215","YQBA-1215",null,null,"HCS06562","广州悦清再生医学科技有限公司","广州悦清再生医学科技有限公司"]
["003696149800745","00369614","C08030108101000182190000018","国械注准20243160541","生物羊膜","YQBA-2230","YQBA-2230",null,null,"HCS06562","广州悦清再生医学科技有限公司","广州悦清再生医学科技有限公司"]
["003696149800748","00369614","C08030108101000182190000036","国械注准20243160541","生物羊膜","YQBA-1515","YQBA-1515",null,null,"HCS06562","广州悦清再生医学科技有限公司","广州悦清再生医学科技有限公司"]
["003696149800753","00369614","C08030108101000182190000010","国械注准20243160541","生物羊膜","YQBA-1620","YQBA-1620",null,null,"HCS06562","广州悦清再生医学科技有限公司","广州悦清再生医学科技有限公司"]
["003696149800755","00369614","C08030108101000182190000037","国械注准20243160541","生物羊膜","YQBA-1012","YQBA-1012",null,null,"HCS06562","广州悦清再生医学科技有限公司","广州悦清再生医学科技有限公司"]
["003696149800756","00369614","C08030108101000182190000009","国械注准20243160541","生物羊膜","YQBA-2225","YQBA-2225",null,null,"HCS06562","广州悦清再生医学科技有限公司","广州悦清再生医学科技有限公司"]
["004102689814008","00410268","C01022002300001123080000001","苏械注准20202021206","一次性使用内窥镜用套扎器","GM-EL-1-N","GM-EL-1-N",null,null,"HCS04416","江苏格里特医疗科技有限公司","江苏格里特医疗科技有限公司"]
["003689619418196","00368961","C01010600600000123080000586","苏械注准20202020308","一次性使用细胞刷","GM-BC-A-18-1200-30-08","GM-BC-A-18-1200-30-08",null,null,"HCS04416","江苏格里特医疗科技有限公司","江苏格里特医疗科技有限公司"]
["003689619813981","00368961","C01010600600000123080000154","苏械注准20202020308","一次性使用细胞刷","GM-BC-A-18-1200-25-08","GM-BC-A-18-1200-25-08",null,null,"HCS04416","江苏格里特医疗科技有限公司","江苏格里特医疗科技有限公司"]
["003689619813983","00368961","C01010600600000123080001386","苏械注准20202020308","一次性使用细胞刷","GM-BC-A-15-1200-20-10","GM-BC-A-15-1200-20-10",null,null,"HCS04416","江苏格里特医疗科技有限公司","江苏格里特医疗科技有限公司"]
["003808149787608","00380814","C14250921900005106790000012","粤械注准20192080706","一次性使用可视喉镜窥视片","L-Pro","L-Pro",null,null,"HCS04124","深圳因赛德思医疗科技有限公司","深圳因赛德思医疗科技有限公司"]
["003808149787609","00380814","C14250921900005106790000014","粤械注准20192080706","一次性使用可视喉镜窥视片","MAC4","MAC4",null,null,"HCS04124","深圳因赛德思医疗科技有限公司","深圳因赛德思医疗科技有限公司"]
["003808149787610","00380814","C14250921900005106790000010","粤械注准20192080706","一次性使用可视喉镜窥视片","S-Pro","S-Pro",null,null,"HCS04124","深圳因赛德思医疗科技有限公司","深圳因赛德思医疗科技有限公司"]
["003808149787611","00380814","C14250921900005106790000011","粤械注准20192080706","一次性使用可视喉镜窥视片","M-Pro","M-Pro",null,null,"HCS04124","深圳因赛德思医疗科技有限公司","深圳因赛德思医疗科技有限公司"]
["003808149787612","00380814","C14250921900005106790000013","粤械注准20192080706","一次性使用可视喉镜窥视片","MAC3","MAC3",null,null,"HCS04124","深圳因赛德思医疗科技有限公司","深圳因赛德思医疗科技有限公司"]
["003808149787613","00380814","C14250921900005106790000009","粤械注准20192080706","一次性使用可视喉镜窥视片","SS-Pro","SS-Pro",null,null,"HCS04124","深圳因赛德思医疗科技有限公司","深圳因赛德思医疗科技有限公司"]
["002907019822505","00290701","C03160108903008137720001157","苏苏械备20201072号","骨牵引针","？6×180/？6-？5×80","HCTQ03",null,null,"HCS04493","苏州市锐铸医疗器械有限公司","苏州市锐铸医疗器械有限公司"]
["002907019822506","00290701","C03160108903008137720001152","苏苏械备20201072号","骨牵引针","？6×200/？6-？5×35","HCTQ03",null,null,"HCS04493","苏州市锐铸医疗器械有限公司","苏州市锐铸医疗器械有限公司"]
["002907019822507","00290701","C03160108903008137720001180","苏苏械备20201072号","骨牵引针","？6×130/？6-？5×50","HCTQ03",null,null,"HCS04493","苏州市锐铸医疗器械有限公司","苏州市锐铸医疗器械有限公司"]
["002907019822508","00290701","C03160108903008137720001187","苏苏械备20201072号","骨牵引针","？6×90/？6-？5×30","HCTQ03",null,null,"HCS04493","苏州市锐铸医疗器械有限公司","苏州市锐铸医疗器械有限公司"]
["002907019822532","00290701","C03160108903008137720001151","苏苏械备20201072号","骨牵引针","？6×150/？6-？5×60","HCTQ03",null,null,"HCS04493","苏州市锐铸医疗器械有限公司","苏州市锐铸医疗器械有限公司"]
["002907019822533","00290701","C03160108903008137720001154","苏苏械备20201072号","骨牵引针","？6×150/？6-？5×35","HCTQ03",null,null,"HCS04493","苏州市锐铸医疗器械有限公司","苏州市锐铸医疗器械有限公司"]
["002907019822534","00290701","C03160108903008137720001167","苏苏械备20201072号","骨牵引针","？6×120/？6-？5×45","HCTQ03",null,null,"HCS04493","苏州市锐铸医疗器械有限公司","苏州市锐铸医疗器械有限公司"]
["002907019822535","00290701","C03160108903008137720001170","苏苏械备20201072号","骨牵引针","？6×110/？6-？5×50","HCTQ03",null,null,"HCS04493","苏州市锐铸医疗器械有限公司","苏州市锐铸医疗器械有限公司"]
["002907019822479","00290701","C03160108903008137720001179","苏苏械备20201072号","骨牵引针","？6×120/？6-？5×15","HCTQ03",null,null,"HCS04493","苏州市锐铸医疗器械有限公司","苏州市锐铸医疗器械有限公司"]
["002907019822480","00290701","C03160108903008137720001192","苏苏械备20201072号","骨牵引针","？1.5×60/15","HCTZ02",null,null,"HCS04493","苏州市锐铸医疗器械有限公司","苏州市锐铸医疗器械有限公司"]
["002907019822481","00290701","C03160108903008137720001173","苏苏械备20201072号","骨牵引针","？6×130/？6-？5×35","HCTQ03",null,null,"HCS04493","苏州市锐铸医疗器械有限公司","苏州市锐铸医疗器械有限公司"]
["002907019822482","00290701","C03160108903008137720001155","苏苏械备20201072号","骨牵引针","？6×150/？6-？5×40","HCTQ03",null,null,"HCS04493","苏州市锐铸医疗器械有限公司","苏州市锐铸医疗器械有限公司"]
["002907019822483","00290701","C03160108903008137720001147","苏苏械备20201072号","骨牵引针","？6×120/？6-？5×30","HCTQ03",null,null,"HCS04493","苏州市锐铸医疗器械有限公司","苏州市锐铸医疗器械有限公司"]
["002907019822484","00290701","C03160108903008137720001166","苏苏械备20201072号","骨牵引针","？6×200/？6-？5×15","HCTQ03",null,null,"HCS04493","苏州市锐铸医疗器械有限公司","苏州市锐铸医疗器械有限公司"]
["002907019822485","00290701","C03160108903008137720001171","苏苏械备20201072号","骨牵引针","？6×200/？6-？5×50","HCTQ03",null,null,"HCS04493","苏州市锐铸医疗器械有限公司","苏州市锐铸医疗器械有限公司"]
["002907019822486","00290701","C03160108903008137720001182","苏苏械备20201072号","骨牵引针","？6×130/？6-？5×15","HCTQ03",null,null,"HCS04493","苏州市锐铸医疗器械有限公司","苏州市锐铸医疗器械有限公司"]
["002907019822487","00290701","C03160108903008137720001172","苏苏械备20201072号","骨牵引针","？6×110/？6-？5×40","HCTQ03",null,null,"HCS04493","苏州市锐铸医疗器械有限公司","苏州市锐铸医疗器械有限公司"]
["002907019822493","00290701","C03160108903008137720001189","苏苏械备20201072号","骨牵引针","？6×200/？6-？5×90","HCTQ03",null,null,"HCS04493","苏州市锐铸医疗器械有限公司","苏州市锐铸医疗器械有限公司"]
["002907019822494","00290701","C03160108903008137720001185","苏苏械备20201072号","骨牵引针","？6×110/？6-？5×30","HCTQ03",null,null,"HCS04493","苏州市锐铸医疗器械有限公司","苏州市锐铸医疗器械有限公司"]
["002907019822495","00290701","C03160108903008137720001156","苏苏械备20201072号","骨牵引针","？6×120/？6-？5×35","HCTQ03",null,null,"HCS04493","苏州市锐铸医疗器械有限公司","苏州市锐铸医疗器械有限公司"]
["002907019822496","00290701","C03160108903008137720001162","苏苏械备20201072号","骨牵引针","？6×150/？6-？5×50","HCTQ03",null,null,"HCS04493","苏州市锐铸医疗器械有限公司","苏州市锐铸医疗器械有限公司"]
["002907019822497","00290701","C03160108903008137720001169","苏苏械备20201072号","骨牵引针","？6×200/？6-？5×70","HCTQ03",null,null,"HCS04493","苏州市锐铸医疗器械有限公司","苏州市锐铸医疗器械有限公司"]
["002907019822510","00290701","C03160108903008137720001146","苏苏械备20201072号","骨牵引针","？6×180/？6-？5×15","HCTQ03",null,null,"HCS04493","苏州市锐铸医疗器械有限公司","苏州市锐铸医疗器械有限公司"]
["002907019822511","00290701","C03160108903008137720001186","苏苏械备20201072号","骨牵引针","？6×200/？6-？5×40","HCTQ03",null,null,"HCS04493","苏州市锐铸医疗器械有限公司","苏州市锐铸医疗器械有限公司"]
["002907019822512","00290701","C03160108903008137720001165","苏苏械备20201072号","骨牵引针","？6×200/？6-？5×80","HCTQ03",null,null,"HCS04493","苏州市锐铸医疗器械有限公司","苏州市锐铸医疗器械有限公司"]
["002907019822513","00290701","C03160108903008137720001148","苏苏械备20201072号","骨牵引针","？6×180/？6-？5×60","HCTQ03",null,null,"HCS04493","苏州市锐铸医疗器械有限公司","苏州市锐铸医疗器械有限公司"]
["002907019822514","00290701","C03160108903008137720001184","苏苏械备20201072号","骨牵引针","？6×130/？6-？5×30","HCTQ03",null,null,"HCS04493","苏州市锐铸医疗器械有限公司","苏州市锐铸医疗器械有限公司"]
["002907019822515","00290701","C03160108903008137720001191","苏苏械备20201072号","骨牵引针","？1.5×50/15","HCTZ02",null,null,"HCS04493","苏州市锐铸医疗器械有限公司","苏州市锐铸医疗器械有限公司"]
["002907019822516","00290701","C03160108903008137720001168","苏苏械备20201072号","骨牵引针","？6×200/？6-？5×55","HCTQ03",null,null,"HCS04493","苏州市锐铸医疗器械有限公司","苏州市锐铸医疗器械有限公司"]
["002907019822517","00290701","C03160108903008137720001174","苏苏械备20201072号","骨牵引针","？6×150/？6-？5×55","HCTQ03",null,null,"HCS04493","苏州市锐铸医疗器械有限公司","苏州市锐铸医疗器械有限公司"]
["002907019822518","00290701","C03160108903008137720001178","苏苏械备20201072号","骨牵引针","？6×200/？6-？5×45","HCTQ03",null,null,"HCS04493","苏州市锐铸医疗器械有限公司","苏州市锐铸医疗器械有限公司"]
["002907019822519","00290701","C03160108903008137720001164","苏苏械备20201072号","骨牵引针","？6×150/？6-？5×30","HCTQ03",null,null,"HCS04493","苏州市锐铸医疗器械有限公司","苏州市锐铸医疗器械有限公司"]
["002907019822520","00290701","C03160108903008137720001177","苏苏械备20201072号","骨牵引针","？6×180/？6-？5×50","HCTQ03",null,null,"HCS04493","苏州市锐铸医疗器械有限公司","苏州市锐铸医疗器械有限公司"]
["002907019822521","00290701","C03160108903008137720001161","苏苏械备20201072号","骨牵引针","？6×150/？6-？5×45","HCTQ03",null,null,"HCS04493","苏州市锐铸医疗器械有限公司","苏州市锐铸医疗器械有限公司"]
["002907019822502","00290701","C03160108903008137720001159","苏苏械备20201072号","骨牵引针","？6×110/？6-？5×35","HCTQ03",null,null,"HCS04493","苏州市锐铸医疗器械有限公司","苏州市锐铸医疗器械有限公司"]
["002907019822503","00290701","C03160108903008137720001163","苏苏械备20201072号","骨牵引针","？6×180/？6-？5×45","HCTQ03",null,null,"HCS04493","苏州市锐铸医疗器械有限公司","苏州市锐铸医疗器械有限公司"]
["002907019822504","00290701","C03160108903008137720001150","苏苏械备20201072号","骨牵引针","？6×130/？6-？5×40","HCTQ03",null,null,"HCS04493","苏州市锐铸医疗器械有限公司","苏州市锐铸医疗器械有限公司"]
["002907019822522","00290701","C03160108903008137720001175","苏苏械备20201072号","骨牵引针","？6×150/？6-？5×15","HCTQ03",null,null,"HCS04493","苏州市锐铸医疗器械有限公司","苏州市锐铸医疗器械有限公司"]
["002907019822523","00290701","C03160108903008137720001160","苏苏械备20201072号","骨牵引针","？6×90/？6-？5×15","HCTQ03",null,null,"HCS04493","苏州市锐铸医疗器械有限公司","苏州市锐铸医疗器械有限公司"]
["002907019822524","00290701","C03160108903008137720001158","苏苏械备20201072号","骨牵引针","？6×120/？6-？5×40","HCTQ03",null,null,"HCS04493","苏州市锐铸医疗器械有限公司","苏州市锐铸医疗器械有限公司"]
["002907019822525","00290701","C03160108903008137720001153","苏苏械备20201072号","骨牵引针","？6×180/？6-？5×55","HCTQ03",null,null,"HCS04493","苏州市锐铸医疗器械有限公司","苏州市锐铸医疗器械有限公司"]
["002907019822526","00290701","C03160108903008137720001190","苏苏械备20201072号","骨牵引针","？1.5×40/10","HCTZ02",null,null,"HCS04493","苏州市锐铸医疗器械有限公司","苏州市锐铸医疗器械有限公司"]
["002907019822527","00290701","C03160108903008137720001183","苏苏械备20201072号","骨牵引针","？6×180/？6-？5×70","HCTQ03",null,null,"HCS04493","苏州市锐铸医疗器械有限公司","苏州市锐铸医疗器械有限公司"]
["002907019822528","00290701","C03160108903008137720001149","苏苏械备20201072号","骨牵引针","？6×110/？6-？5×15","HCTQ03",null,null,"HCS04493","苏州市锐铸医疗器械有限公司","苏州市锐铸医疗器械有限公司"]
["002907019822529","00290701","C03160108903008137720001181","苏苏械备20201072号","骨牵引针","？6×180/？6-？5×40","HCTQ03",null,null,"HCS04493","苏州市锐铸医疗器械有限公司","苏州市锐铸医疗器械有限公司"]
["002907019822530","00290701","C03160108903008137720001188","苏苏械备20201072号","骨牵引针","？6×130/？6-？5×45","HCTQ03",null,null,"HCS04493","苏州市锐铸医疗器械有限公司","苏州市锐铸医疗器械有限公司"]
["002907019822531","00290701","C03160108903008137720001176","苏苏械备20201072号","骨牵引针","？6×180/？6-？5×35","HCTQ03",null,null,"HCS04493","苏州市锐铸医疗器械有限公司","苏州市锐铸医疗器械有限公司"]
["002902659725851","00290265","C07100214700003172930000019","国械注进20182170481","氟保护剂","0.4ml/支×30支(草莓味)","/",null,null,"J6709","常州纳星医疗科技有限公司"]
["003297899811610","00329789","C15010521206014169450000011","皖械注准20232140049","可降解耳鼻止血绵","4×2×0.15cm","4×2×0.15cm",null,null,"HCS05388","合肥启灏医疗科技有限公司"]
["003057849809563","00305784","C14020200000000049970002150","豫械注准20212140646","医用脱脂纱布块","6cm*7cm*8p21*21*30*28","I型",null,null,"HCS03147","亿信医疗器械股份有限公司"]
["003057889780643","00305788","C14020200000000049970001922","豫械注准20182140611","医用脱脂纱布块","5cm*6cm*8p（5块/包）","I型",null,null,"HCS03147","亿信医疗器械股份有限公司"]
["003407779804830","00340777",null,"闽厦械备20210255号","核酸提取试剂","24人份/盒","BV02-DNA/RNA",null,null,"HCS03385","厦门安普利生物工程有限公司","厦门安普利生物工程有限公司"]
["003407779804831","00340777",null,"闽厦械备20210255号","核酸提取试剂","24人份/盒","BV03-DNA/RNA",null,null,"HCS03385","厦门安普利生物工程有限公司","厦门安普利生物工程有限公司"]
["003452799793197","00345279","C14020200000000098900000847","豫械注准20222140300","一次性使用无菌保护套","14cm*150cm","14cm*150cm",null,null,"HCS03074","新乡市畅达医疗器械有限公司","新乡市畅达医疗器械有限公司"]
["003971809809286","00397180","C14171400000000052570000021","苏扬械备20150236","体外吸引连接管","平纹","1.8m",null,null,"HCS03075","扬州市桂龙医疗器械有限公司","扬州市桂龙医疗器械有限公司"]
["003971809809287","00397180","C14171400000000052570000022","苏扬械备20150236","体外吸引连接管","平纹","2m",null,null,"HCS03075","扬州市桂龙医疗器械有限公司","扬州市桂龙医疗器械有限公司"]
["003971809809288","00397180","C14171400000000052570000024","苏扬械备20150236","体外吸引连接管","平纹","2.5m",null,null,"HCS03075","扬州市桂龙医疗器械有限公司","扬州市桂龙医疗器械有限公司"]
["003971809809366","00397180","C14171400000000052570000028","苏扬械备20150236","体外吸引连接管","平纹","4m",null,null,"HCS03075","扬州市桂龙医疗器械有限公司","扬州市桂龙医疗器械有限公司"]
["003971809809375","00397180","C14171400000000052570000037","苏扬械备20150236","体外吸引连接管","条纹","5m",null,null,"HCS03075","扬州市桂龙医疗器械有限公司","扬州市桂龙医疗器械有限公司"]
["003971809809376","00397180","C14171400000000052570000042","苏扬械备20150236","体外吸引连接管","条纹","4.5m",null,null,"HCS03075","扬州市桂龙医疗器械有限公司","扬州市桂龙医疗器械有限公司"]
["003971809809368","00397180","C14171400000000052570000030","苏扬械备20150236","体外吸引连接管","平纹","5m",null,null,"HCS03075","扬州市桂龙医疗器械有限公司","扬州市桂龙医疗器械有限公司"]
["003971809809369","00397180","C14171400000000052570000032","苏扬械备20150236","体外吸引连接管","条纹","2m",null,null,"HCS03075","扬州市桂龙医疗器械有限公司","扬州市桂龙医疗器械有限公司"]
["003971809809370","00397180","C14171400000000052570000033","苏扬械备20150236","体外吸引连接管","条纹","2.5m",null,null,"HCS03075","扬州市桂龙医疗器械有限公司","扬州市桂龙医疗器械有限公司"]
["003971809809373","00397180","C14171400000000052570000036","苏扬械备20150236","体外吸引连接管","条纹","4m",null,null,"HCS03075","扬州市桂龙医疗器械有限公司","扬州市桂龙医疗器械有限公司"]
["003971809809289","00397180","C14171400000000052570000025","苏扬械备20150236","体外吸引连接管","平纹","3m",null,null,"HCS03075","扬州市桂龙医疗器械有限公司","扬州市桂龙医疗器械有限公司"]
["003971809809290","00397180","C14171400000000052570000027","苏扬械备20150236","体外吸引连接管","平纹","3.5m",null,null,"HCS03075","扬州市桂龙医疗器械有限公司","扬州市桂龙医疗器械有限公司"]
["003971809809371","00397180","C14171400000000052570000034","苏扬械备20150236","体外吸引连接管","条纹","3m",null,null,"HCS03075","扬州市桂龙医疗器械有限公司","扬州市桂龙医疗器械有限公司"]
["003971809809372","00397180","C14171400000000052570000035","苏扬械备20150236","体外吸引连接管","条纹","3.5m",null,null,"HCS03075","扬州市桂龙医疗器械有限公司","扬州市桂龙医疗器械有限公司"]
["003971809809367","00397180","C14171400000000052570000039","苏扬械备20150236","体外吸引连接管","平纹","4.5m",null,null,"HCS03075","扬州市桂龙医疗器械有限公司","扬州市桂龙医疗器械有限公司"]
["003969969809222","00396996","C14171101000000052570000052","苏械注准20142080567","一次性使用吸痰管","2.67mm(F8)","500mm",null,null,"HCS03075","扬州市桂龙医疗器械有限公司","扬州市桂龙医疗器械有限公司"]
["003969969809223","00396996","C14171101000000052570000057","苏械注准20142080567","一次性使用吸痰管","6.0mm(F18)","500mm",null,null,"HCS03075","扬州市桂龙医疗器械有限公司","扬州市桂龙医疗器械有限公司"]
["003969969809224","00396996","C14171101000000052570000051","苏械注准20142080567","一次性使用吸痰管","2.0mm(F6)","500mm",null,null,"HCS03075","扬州市桂龙医疗器械有限公司","扬州市桂龙医疗器械有限公司"]
["003969969809225","00396996","C14171101000000052570000054","苏械注准20142080567","一次性使用吸痰管","4.0mm(F12)","500mm",null,null,"HCS03075","扬州市桂龙医疗器械有限公司","扬州市桂龙医疗器械有限公司"]
["003969969809226","00396996","C14171101000000052570000055","苏械注准20142080567","一次性使用吸痰管","4.67mm(F14)","500mm",null,null,"HCS03075","扬州市桂龙医疗器械有限公司","扬州市桂龙医疗器械有限公司"]
["003969969809227","00396996","C14171101000000052570000056","苏械注准20142080567","一次性使用吸痰管","5.33mm(F16)","500mm",null,null,"HCS03075","扬州市桂龙医疗器械有限公司","扬州市桂龙医疗器械有限公司"]
["003969969809228","00396996","C14171101000000052570000053","苏械注准20142080567","一次性使用吸痰管","3.33mm(F10)","500mm",null,null,"HCS03075","扬州市桂龙医疗器械有限公司","扬州市桂龙医疗器械有限公司"]
["003969769809285","00396976","C14020200000000052570000107","苏械注准20162140519","一次性使用肠道冲洗袋","B型","不带加压囊",null,null,"HCS03075","扬州市桂龙医疗器械有限公司","扬州市桂龙医疗器械有限公司"]
["003969839809246","00396983","C14020226600013052570000027","苏械注准20162080521","一次性使用鼻氧管","A型（单塞：中号）","2.5m",null,null,"HCS03075","扬州市桂龙医疗器械有限公司","扬州市桂龙医疗器械有限公司"]
["003969839809248","00396983","C14020226600013052570000032","苏械注准20162080521","一次性使用鼻氧管","A型（单塞：中号）","4m",null,null,"HCS03075","扬州市桂龙医疗器械有限公司","扬州市桂龙医疗器械有限公司"]
["003969839809260","00396983","C14020226600013052570000034","苏械注准20162080521","一次性使用鼻氧管","A型（单塞：中号）","5m",null,null,"HCS03075","扬州市桂龙医疗器械有限公司","扬州市桂龙医疗器械有限公司"]
["003969839809268","00396983","C14020226600013052570000040","苏械注准20162080521","一次性使用鼻氧管","B型（双鼻架：大号）","4m",null,null,"HCS03075","扬州市桂龙医疗器械有限公司","扬州市桂龙医疗器械有限公司"]
["003969839809269","00396983","C14020226600013052570000044","苏械注准20162080521","一次性使用鼻氧管","B型（双鼻架：大号）","5m",null,null,"HCS03075","扬州市桂龙医疗器械有限公司","扬州市桂龙医疗器械有限公司"]
["003969839809271","00396983","C14020226600013052570000056","苏械注准20162080521","一次性使用鼻氧管","A型（单塞：中号）","3.5m",null,null,"HCS03075","扬州市桂龙医疗器械有限公司","扬州市桂龙医疗器械有限公司"]
["003969839809281","00396983","C14020226600013052570000037","苏械注准20162080521","一次性使用鼻氧管","B型（双鼻架：大号）","2m",null,null,"HCS03075","扬州市桂龙医疗器械有限公司","扬州市桂龙医疗器械有限公司"]
["003969839809274","00396983","C14020226600013052570000061","苏械注准20162080521","一次性使用鼻氧管","A型（单塞：中号）","4.5m",null,null,"HCS03075","扬州市桂龙医疗器械有限公司","扬州市桂龙医疗器械有限公司"]
["003969839809278","00396983","C14020226600013052570000094","苏械注准20162080521","一次性使用鼻氧管","A型（单塞：中号）","1.8m",null,null,"HCS03075","扬州市桂龙医疗器械有限公司","扬州市桂龙医疗器械有限公司"]
["003969839809264","00396983","C14020226600013052570000038","苏械注准20162080521","一次性使用鼻氧管","B型（双鼻架：大号）","2.5m",null,null,"HCS03075","扬州市桂龙医疗器械有限公司","扬州市桂龙医疗器械有限公司"]
["003969839809265","00396983","C14020226600013052570000039","苏械注准20162080521","一次性使用鼻氧管","B型（双鼻架：大号）","3m",null,null,"HCS03075","扬州市桂龙医疗器械有限公司","扬州市桂龙医疗器械有限公司"]
["003969839809247","00396983","C14020226600013052570000030","苏械注准20162080521","一次性使用鼻氧管","A型（单塞：中号）","3m",null,null,"HCS03075","扬州市桂龙医疗器械有限公司","扬州市桂龙医疗器械有限公司"]
["003969839809275","00396983","C14020226600013052570000072","苏械注准20162080521","一次性使用鼻氧管","B型（双鼻架：大号）","3.5m",null,null,"HCS03075","扬州市桂龙医疗器械有限公司","扬州市桂龙医疗器械有限公司"]
["003969839809276","00396983","C14020226600013052570000075","苏械注准20162080521","一次性使用鼻氧管","B型（双鼻架：大号）","4.5m",null,null,"HCS03075","扬州市桂龙医疗器械有限公司","扬州市桂龙医疗器械有限公司"]
["003969839809279","00396983","C14020226600013052570000096","苏械注准20162080521","一次性使用鼻氧管","A型（单塞：中号）","2m",null,null,"HCS03075","扬州市桂龙医疗器械有限公司","扬州市桂龙医疗器械有限公司"]
["003970009809200","00397000","C14171400000000052570000029","苏械注准20142140446","一次性使用吸引管","A","5m",null,null,"HCS03075","扬州市桂龙医疗器械有限公司","扬州市桂龙医疗器械有限公司"]
["003970009809201","00397000","C14171400000000052570000031","苏械注准20142140446","一次性使用吸引管","A","4.5m",null,null,"HCS03075","扬州市桂龙医疗器械有限公司","扬州市桂龙医疗器械有限公司"]
["003970009809202","00397000","C14171400000000052570000038","苏械注准20142140446","一次性使用吸引管","A","1.6m",null,null,"HCS03075","扬州市桂龙医疗器械有限公司","扬州市桂龙医疗器械有限公司"]
["003970009809205","00397000","C14171400000000052570000043","苏械注准20142140446","一次性使用吸引管","A","2.5m",null,null,"HCS03075","扬州市桂龙医疗器械有限公司","扬州市桂龙医疗器械有限公司"]
["003970009809206","00397000","C14171400000000052570000044","苏械注准20142140446","一次性使用吸引管","A","3m",null,null,"HCS03075","扬州市桂龙医疗器械有限公司","扬州市桂龙医疗器械有限公司"]
["003970009809198","00397000","C14171400000000052570000023","苏械注准20142140446","一次性使用吸引管","A","3.5m",null,null,"HCS03075","扬州市桂龙医疗器械有限公司","扬州市桂龙医疗器械有限公司"]
["003970009809199","00397000","C14171400000000052570000026","苏械注准20142140446","一次性使用吸引管","A","4m",null,null,"HCS03075","扬州市桂龙医疗器械有限公司","扬州市桂龙医疗器械有限公司"]
["003970009809203","00397000","C14171400000000052570000040","苏械注准20142140446","一次性使用吸引管","A","1.8m",null,null,"HCS03075","扬州市桂龙医疗器械有限公司","扬州市桂龙医疗器械有限公司"]
["003970009809204","00397000","C14171400000000052570000041","苏械注准20142140446","一次性使用吸引管","A","2m",null,null,"HCS03075","扬州市桂龙医疗器械有限公司","扬州市桂龙医疗器械有限公司"]
["003629949804197","00362994","C14020227100019068360000118","鲁械注准20232140997","导管固定装置","3.8×9cm","D",null,null,"HCS03171","淄博创奇医疗用品有限公司","淄博创奇医疗用品有限公司"]
["003969669810973","00396966","C14020226300010103130000243","豫械注准20192140148","一次性医用垫","60cm*90cm","II型",null,null,"HCS03694","河南鸿冉医疗器械股份有限公司","河南鸿冉医疗器械股份有限公司"]
["003969669810982","00396966","C14020226300010103130000244","豫械注准20192140148","一次性医用垫","100cm*200cm","II型",null,null,"HCS03694","河南鸿冉医疗器械股份有限公司","河南鸿冉医疗器械股份有限公司"]
["004045859810949","00404585","C14020226300010103130000245","豫械注准20212140482","医用脱脂纱布垫","25*35*2","II型",null,null,"HCS03694","河南鸿冉医疗器械股份有限公司","河南鸿冉医疗器械股份有限公司"]
["003896279790474","00389627","C01060702000000121440000020","苏械注准20212020612","一次性带过滤组件腹部穿刺器及套装","TZ-AS03","TZ-AS03",null,null,"HCS03731","江苏人冠医疗科技有限公司","江苏人冠医疗科技有限公司"]
["003896279790475","00389627","C01060702000000121440000009","苏械注准20212020612","一次性带过滤组件腹部穿刺器及套装","TZ-AR01","TZ-AR01",null,null,"HCS03731","江苏人冠医疗科技有限公司","江苏人冠医疗科技有限公司"]
["003896279790476","00389627","C01060702000000121440000010","苏械注准20212020612","一次性带过滤组件腹部穿刺器及套装","TZ-AP13","TZ-AP13",null,null,"HCS03731","江苏人冠医疗科技有限公司","江苏人冠医疗科技有限公司"]
["003896279790477","00389627","C01060702000000121440000019","苏械注准20212020612","一次性带过滤组件腹部穿刺器及套装","TZ-AN03","TZ-AN03",null,null,"HCS03731","江苏人冠医疗科技有限公司","江苏人冠医疗科技有限公司"]
["003896279790478","00389627","C01060702000000121440000025","苏械注准20212020612","一次性带过滤组件腹部穿刺器及套装","TZ-AP14","TZ-AP14",null,null,"HCS03731","江苏人冠医疗科技有限公司","江苏人冠医疗科技有限公司"]
["003896279790479","00389627","C01060702000000121440000022","苏械注准20212020612","一次性带过滤组件腹部穿刺器及套装","TZ-AN06","TZ-AN06",null,null,"HCS03731","江苏人冠医疗科技有限公司","江苏人冠医疗科技有限公司"]
["003896279790480","00389627","C01060702000000121440000024","苏械注准20212020612","一次性带过滤组件腹部穿刺器及套装","TZ-AQ08","TZ-AQ08",null,null,"HCS03731","江苏人冠医疗科技有限公司","江苏人冠医疗科技有限公司"]
["003896279790481","00389627","C01060702000000121440000018","苏械注准20212020612","一次性带过滤组件腹部穿刺器及套装","TZ-AN07","TZ-AN07",null,null,"HCS03731","江苏人冠医疗科技有限公司","江苏人冠医疗科技有限公司"]
["003896279790438","00389627","C01060702000000121440000006","苏械注准20212020612","一次性带过滤组件腹部穿刺器及套装","TZ-AQ06","TZ-AQ06",null,null,"HCS03731","江苏人冠医疗科技有限公司","江苏人冠医疗科技有限公司"]
["003896279790439","00389627","C01060702000000121440000028","苏械注准20212020612","一次性带过滤组件腹部穿刺器及套装","TZ-AQ11","TZ-AQ11",null,null,"HCS03731","江苏人冠医疗科技有限公司","江苏人冠医疗科技有限公司"]
["003896279790440","00389627","C01060702000000121440000023","苏械注准20212020612","一次性带过滤组件腹部穿刺器及套装","TZ-AN05","TZ-AN05",null,null,"HCS03731","江苏人冠医疗科技有限公司","江苏人冠医疗科技有限公司"]
["003896279790441","00389627","C01060702000000121440000012","苏械注准20212020612","一次性带过滤组件腹部穿刺器及套装","TZ-AN02","TZ-AN02",null,null,"HCS03731","江苏人冠医疗科技有限公司","江苏人冠医疗科技有限公司"]
["003896279790442","00389627","C01060702000000121440000016","苏械注准20212020612","一次性带过滤组件腹部穿刺器及套装","TZ-AQ09","TZ-AQ09",null,null,"HCS03731","江苏人冠医疗科技有限公司","江苏人冠医疗科技有限公司"]
["003896279790443","00389627","C01060702000000121440000015","苏械注准20212020612","一次性带过滤组件腹部穿刺器及套装","TZ-AN12","TZ-AN12",null,null,"HCS03731","江苏人冠医疗科技有限公司","江苏人冠医疗科技有限公司"]
["003896279790444","00389627","C01060702000000121440000027","苏械注准20212020612","一次性带过滤组件腹部穿刺器及套装","TZ-AP12","TZ-AP12",null,null,"HCS03731","江苏人冠医疗科技有限公司","江苏人冠医疗科技有限公司"]
["003896279790445","00389627","C01060702000000121440000038","苏械注准20212020612","一次性带过滤组件腹部穿刺器及套装","TZ-AN09","TZ-AN09",null,null,"HCS03731","江苏人冠医疗科技有限公司","江苏人冠医疗科技有限公司"]
["003896279790446","00389627","C01060702000000121440000004","苏械注准20212020612","一次性带过滤组件腹部穿刺器及套装","TZ-AN10","TZ-AN10",null,null,"HCS03731","江苏人冠医疗科技有限公司","江苏人冠医疗科技有限公司"]
["003896279790447","00389627","C01060702000000121440000021","苏械注准20212020612","一次性带过滤组件腹部穿刺器及套装","TZ-AS01","TZ-AS01",null,null,"HCS03731","江苏人冠医疗科技有限公司","江苏人冠医疗科技有限公司"]
["003896279790448","00389627","C01060702000000121440000026","苏械注准20212020612","一次性带过滤组件腹部穿刺器及套装","TZ-AN04","TZ-AN04",null,null,"HCS03731","江苏人冠医疗科技有限公司","江苏人冠医疗科技有限公司"]
["003896279790449","00389627","C01060702000000121440000031","苏械注准20212020612","一次性带过滤组件腹部穿刺器及套装","TZ-AQ12","TZ-AQ12",null,null,"HCS03731","江苏人冠医疗科技有限公司","江苏人冠医疗科技有限公司"]
["003896279790450","00389627","C01060702000000121440000039","苏械注准20212020612","一次性带过滤组件腹部穿刺器及套装","TZ-AS04","TZ-AS04",null,null,"HCS03731","江苏人冠医疗科技有限公司","江苏人冠医疗科技有限公司"]
["003896279790451","00389627","C01060702000000121440000033","苏械注准20212020612","一次性带过滤组件腹部穿刺器及套装","TZ-AS05","TZ-AS05",null,null,"HCS03731","江苏人冠医疗科技有限公司","江苏人冠医疗科技有限公司"]
["003896279790452","00389627","C01060702000000121440000032","苏械注准20212020612","一次性带过滤组件腹部穿刺器及套装","TZ-AR05","TZ-AR05",null,null,"HCS03731","江苏人冠医疗科技有限公司","江苏人冠医疗科技有限公司"]
["003896279790453","00389627","C01060702000000121440000017","苏械注准20212020612","一次性带过滤组件腹部穿刺器及套装","TZ-AR02","TZ-AR02",null,null,"HCS03731","江苏人冠医疗科技有限公司","江苏人冠医疗科技有限公司"]
["003896279790421","00389627","C01060702000000121440000005","苏械注准20212020612","一次性带过滤组件腹部穿刺器及套装","TZ-AR04","TZ-AR04",null,null,"HCS03731","江苏人冠医疗科技有限公司","江苏人冠医疗科技有限公司"]
["003896279790422","00389627","C01060702000000121440000014","苏械注准20212020612","一次性带过滤组件腹部穿刺器及套装","TZ-AS02","TZ-AS02",null,null,"HCS03731","江苏人冠医疗科技有限公司","江苏人冠医疗科技有限公司"]
["003896279790423","00389627","C01060702000000121440000013","苏械注准20212020612","一次性带过滤组件腹部穿刺器及套装","TZ-AR03","TZ-AR03",null,null,"HCS03731","江苏人冠医疗科技有限公司","江苏人冠医疗科技有限公司"]
["003896279790424","00389627","C01060702000000121440000011","苏械注准20212020612","一次性带过滤组件腹部穿刺器及套装","TZ-AP05","TZ-AP05",null,null,"HCS03731","江苏人冠医疗科技有限公司","江苏人冠医疗科技有限公司"]
["003896279790425","00389627","C01060702000000121440000037","苏械注准20212020612","一次性带过滤组件腹部穿刺器及套装","TZ-AN11","TZ-AN11",null,null,"HCS03731","江苏人冠医疗科技有限公司","江苏人冠医疗科技有限公司"]
["003896279790426","00389627","C01060702000000121440000030","苏械注准20212020612","一次性带过滤组件腹部穿刺器及套装","TZ-AN08","TZ-AN08",null,null,"HCS03731","江苏人冠医疗科技有限公司","江苏人冠医疗科技有限公司"]
["003896279790427","00389627","C01060702000000121440000034","苏械注准20212020612","一次性带过滤组件腹部穿刺器及套装","TZ-AN01","TZ-AN01",null,null,"HCS03731","江苏人冠医疗科技有限公司","江苏人冠医疗科技有限公司"]
["003896279790428","00389627","C01060702000000121440000036","苏械注准20212020612","一次性带过滤组件腹部穿刺器及套装","TZ-AP10","TZ-AP10",null,null,"HCS03731","江苏人冠医疗科技有限公司","江苏人冠医疗科技有限公司"]
["003896279790429","00389627","C01060702000000121440000029","苏械注准20212020612","一次性带过滤组件腹部穿刺器及套装","TZ-AR07","TZ-AR07",null,null,"HCS03731","江苏人冠医疗科技有限公司","江苏人冠医疗科技有限公司"]
["003896279790430","00389627","C01060702000000121440000035","苏械注准20212020612","一次性带过滤组件腹部穿刺器及套装","TZ-AR06","TZ-AR06",null,null,"HCS03731","江苏人冠医疗科技有限公司","江苏人冠医疗科技有限公司"]
["003896279790431","00389627","C01060702000000121440000008","苏械注准20212020612","一次性带过滤组件腹部穿刺器及套装","TZ-AP09","TZ-AP09",null,null,"HCS03731","江苏人冠医疗科技有限公司","江苏人冠医疗科技有限公司"]
["003896279790432","00389627","C01060702000000121440000003","苏械注准20212020612","一次性带过滤组件腹部穿刺器及套装","TZ-AQ05","TZ-AQ05",null,null,"HCS03731","江苏人冠医疗科技有限公司","江苏人冠医疗科技有限公司"]
["003896279790433","00389627","C01060702000000121440000002","苏械注准20212020612","一次性带过滤组件腹部穿刺器及套装","TZ-AP11","TZ-AP11",null,null,"HCS03731","江苏人冠医疗科技有限公司","江苏人冠医疗科技有限公司"]
["003896279790416","00389627","C01060702000000121440000007","苏械注准20212020612","一次性带过滤组件腹部穿刺器及套装","TZ-AP04","TZ-AP04",null,null,"HCS03731","江苏人冠医疗科技有限公司","江苏人冠医疗科技有限公司"]
["004073279794155","00407327","C16040102600007121440000006","苏械注准20252020384","循环过滤单孔多通道穿刺器套装","TZ13-AD0428","TZ13-AD0428",null,null,"HCS03731","江苏人冠医疗科技有限公司","江苏人冠医疗科技有限公司"]
["003426199791110","00342619","C16030103200000022680000017","国械注进20183140145","一次性使用无菌注射针","0.25×4TWLB","31G",null,null,"J4898","北京圣杰鑫科技有限公司","韩国圣心医疗器械股份有限公司"]
["003240579809423","00324057","C03140108701003122850000608","国械注准20213130790","金属骨针(不锈钢)","HA3.0/Ф3.0 80/25","自攻自钻(无菌)",null,null,"HCS03960","无锡倍达医疗科技有限公司"]
["003240579809415","00324057","C03140108701003122850000603","国械注准20213130790","金属骨针(不锈钢)","HA2.5/Ф3.0 80/15","自攻自钻(无菌)",null,null,"HCS03960","无锡倍达医疗科技有限公司"]
["003240579809416","00324057","C03140108701003122850000607","国械注准20213130790","金属骨针(不锈钢)","HA4.0/Ф4.0 150/35","自攻自钻(无菌)",null,null,"HCS03960","无锡倍达医疗科技有限公司"]
["003240579809420","00324057","C03140108701003122850000600","国械注准20213130790","金属骨针(不锈钢)","HA2.5/Ф3.0 80/20","自攻自钻(无菌)",null,null,"HCS03960","无锡倍达医疗科技有限公司"]
["003240579809421","00324057","C03140108701003122850000604","国械注准20213130790","金属骨针(不锈钢)","HA2.5/Ф3.0 70/15","自攻自钻(无菌)",null,null,"HCS03960","无锡倍达医疗科技有限公司"]
["003240579809422","00324057","C03140108701003122850000602","国械注准20213130790","金属骨针(不锈钢)","HA2.5/Ф3.0 60/15","自攻自钻(无菌)",null,null,"HCS03960","无锡倍达医疗科技有限公司"]
["003240579809417","00324057","C03140108701003122850000601","国械注准20213130790","金属骨针(不锈钢)","HA3.0/Ф4.0 100/25","自攻自钻(无菌)",null,null,"HCS03960","无锡倍达医疗科技有限公司"]
["003240579809418","00324057","C03140108701003122850000605","国械注准20213130790","金属骨针(不锈钢)","HA2.5/Ф2.5 100/15","自攻自钻(无菌)",null,null,"HCS03960","无锡倍达医疗科技有限公司"]
["003240579809419","00324057","C03140108701003122850000606","国械注准20213130790","金属骨针(不锈钢)","HA4.0/Ф5.0 120/30","自攻自钻(无菌)",null,null,"HCS03960","无锡倍达医疗科技有限公司"]
["003240649809432","00324064","C03140108701004122850006499","国械注准20213130790","金属骨针(不锈钢)","HA2.5/Ф3.0 80/20","自攻自钻(非无菌)",null,null,"HCS03960","无锡倍达医疗科技有限公司"]
["003240649809433","00324064","C03140108701004122850006504","国械注准20213130790","金属骨针(不锈钢)","HA2.5/Ф3.0 70/15","自攻自钻(非无菌)",null,null,"HCS03960","无锡倍达医疗科技有限公司"]
["003240649809434","00324064","C03140108701004122850006506","国械注准20213130790","金属骨针(不锈钢)","HA2.5/Ф3.0 60/15","自攻自钻(非无菌)",null,null,"HCS03960","无锡倍达医疗科技有限公司"]
["003240649809435","00324064","C03140108701004122850006505","国械注准20213130790","金属骨针(不锈钢)","HA3.0/Ф3.0 80/25","自攻自钻(非无菌)",null,null,"HCS03960","无锡倍达医疗科技有限公司"]
["003600869807326","00360086","C03140308705002122850003026","苏械注准20232041266","环式外固定支架","(万向调节器/铝合金)d6×93","六轴双环型",null,null,"HCS03960","无锡倍达医疗科技有限公司","无锡倍达医疗科技有限公司"]
["003600869807309","00360086","C03140308705002122850002989","苏械注准20232041266","环式外固定支架","(万向调节器/铝合金)d6×46","六轴双环型",null,null,"HCS03960","无锡倍达医疗科技有限公司","无锡倍达医疗科技有限公司"]
["003600869807311","00360086","C03140308705002122850002999","苏械注准20232041266","环式外固定支架","(万向调节器/铝合金)d6×113","六轴双环型",null,null,"HCS03960","无锡倍达医疗科技有限公司","无锡倍达医疗科技有限公司"]
["003600869807315","00360086","C03140308705002122850003010","苏械注准20232041266","环式外固定支架","(万向调节器/铝合金)d6×45","六轴双环型",null,null,"HCS03960","无锡倍达医疗科技有限公司","无锡倍达医疗科技有限公司"]
["003600869807325","00360086","C03140308705002122850003017","苏械注准20232041266","环式外固定支架","(万向调节器/铝合金)d6×91","六轴双环型",null,null,"HCS03960","无锡倍达医疗科技有限公司","无锡倍达医疗科技有限公司"]
["003600869807329","00360086","C03140308705002122850003035","苏械注准20232041266","环式外固定支架","(万向调节器/铝合金)d6×158","六轴双环型",null,null,"HCS03960","无锡倍达医疗科技有限公司","无锡倍达医疗科技有限公司"]
["003600869754443","00360086","C03140308705002122850002317","苏械注准20232041266","环式外固定支架","(标准调节器/铝合金)d6×59","六轴双环型",null,null,"HCS03960","无锡倍达医疗科技有限公司","无锡倍达医疗科技有限公司"]
["003600869807310","00360086","C03140308705002122850002992","苏械注准20232041266","环式外固定支架","(万向调节器/铝合金)d6×159","六轴双环型",null,null,"HCS03960","无锡倍达医疗科技有限公司","无锡倍达医疗科技有限公司"]
["003600869807312","00360086","C03140308705002122850003001","苏械注准20232041266","环式外固定支架","(万向调节器/铝合金)d6×92","六轴双环型",null,null,"HCS03960","无锡倍达医疗科技有限公司","无锡倍达医疗科技有限公司"]
["003600869807313","00360086","C03140308705002122850003003","苏械注准20232041266","环式外固定支架","(万向调节器/铝合金)d6×157","六轴双环型",null,null,"HCS03960","无锡倍达医疗科技有限公司","无锡倍达医疗科技有限公司"]
["003600869754398","00360086","C03140308705002122850001829","苏械注准20232041266","环式外固定支架","(标准调节器/铝合金)d6×75","六轴双环型",null,null,"HCS03960","无锡倍达医疗科技有限公司","无锡倍达医疗科技有限公司"]
["003600869754439","00360086","C03140308705002122850001845","苏械注准20232041266","环式外固定支架","(标准调节器/铝合金)d6×116","六轴双环型",null,null,"HCS03960","无锡倍达医疗科技有限公司","无锡倍达医疗科技有限公司"]
["003600869754441","00360086","C03140308705002122850002276","苏械注准20232041266","环式外固定支架","(标准调节器/铝合金)d6×169","六轴双环型",null,null,"HCS03960","无锡倍达医疗科技有限公司","无锡倍达医疗科技有限公司"]
["003600869754445","00360086","C03140308705002122850002667","苏械注准20232041266","环式外固定支架","(标准调节器/铝合金)d6×90","六轴双环型",null,null,"HCS03960","无锡倍达医疗科技有限公司","无锡倍达医疗科技有限公司"]
["003600869807328","00360086","C03140308705002122850003033","苏械注准20232041266","环式外固定支架","(万向调节器/铝合金)d6×115","六轴双环型",null,null,"HCS03960","无锡倍达医疗科技有限公司","无锡倍达医疗科技有限公司"]
["003600869807327","00360086","C03140308705002122850003029","苏械注准20232041266","环式外固定支架","(万向调节器/铝合金)d6×114","六轴双环型",null,null,"HCS03960","无锡倍达医疗科技有限公司","无锡倍达医疗科技有限公司"]
["003600869807324","00360086","C03140308705002122850003015","苏械注准20232041266","环式外固定支架","(万向调节器/铝合金)d6×44","六轴双环型",null,null,"HCS03960","无锡倍达医疗科技有限公司","无锡倍达医疗科技有限公司"]
["003601439756129","00360143","C03140408701003122850000348","苏械注准20232041266","环式外固定支架","(连杆铰链/不锈钢)D6×50","足踝Ⅱ型",null,null,"HCS03960","无锡倍达医疗科技有限公司","无锡倍达医疗科技有限公司"]
["003601439756147","00360143","C03140408701003122850000405","苏械注准20232041266","环式外固定支架","(提拉铰链/不锈钢)D6×45","足踝Ⅱ型",null,null,"HCS03960","无锡倍达医疗科技有限公司","无锡倍达医疗科技有限公司"]
["003601439756116","00360143","C03140408701003122850000297","苏械注准20232041266","环式外固定支架","(万向铰链/不锈钢)D6×26","足踝Ⅱ型",null,null,"HCS03960","无锡倍达医疗科技有限公司","无锡倍达医疗科技有限公司"]
["003601439756128","00360143","C03140408701003122850000324","苏械注准20232041266","环式外固定支架","(连杆铰链/不锈钢)D6×20","足踝Ⅱ型",null,null,"HCS03960","无锡倍达医疗科技有限公司","无锡倍达医疗科技有限公司"]
["003601439756135","00360143","C03140408701003122850000396","苏械注准20232041266","环式外固定支架","(管管铰链/不锈钢)D6×20","足踝Ⅱ型",null,null,"HCS03960","无锡倍达医疗科技有限公司","无锡倍达医疗科技有限公司"]
["003601439756148","00360143","C03140408701003122850000459","苏械注准20232041266","环式外固定支架","(连杆铰链/不锈钢)D6×34","足踝Ⅱ型",null,null,"HCS03960","无锡倍达医疗科技有限公司","无锡倍达医疗科技有限公司"]
["003601439809084","00360143","C03140408701003122850000486","苏械注准20232041266","环式外固定支架","(管管铰链/不锈钢)D6×10","足踝I型",null,null,"HCS03960","无锡倍达医疗科技有限公司","无锡倍达医疗科技有限公司"]
["003601439756127","00360143","C03140408701003122850000317","苏械注准20232041266","环式外固定支架","(十字铰链/不锈钢)D6×32","足踝Ⅱ型",null,null,"HCS03960","无锡倍达医疗科技有限公司","无锡倍达医疗科技有限公司"]
["003601439756152","00360143","C03140408701003122850000473","苏械注准20232041266","环式外固定支架","(提拉铰链/不锈钢)D6×58","足踝Ⅱ型",null,null,"HCS03960","无锡倍达医疗科技有限公司","无锡倍达医疗科技有限公司"]
["003601439809085","00360143","C03140408701003122850000485","苏械注准20232041266","环式外固定支架","(螺纹杆滑套/不锈钢)D6×25","足踝I型",null,null,"HCS03960","无锡倍达医疗科技有限公司","无锡倍达医疗科技有限公司"]
["003601439809086","00360143","C03140408701003122850000480","苏械注准20232041266","环式外固定支架","(内螺纹铰链/不锈钢)D6×22","足踝I型",null,null,"HCS03960","无锡倍达医疗科技有限公司","无锡倍达医疗科技有限公司"]
["003601439809087","00360143","C03140408701003122850000479","苏械注准20232041266","环式外固定支架","(外螺纹铰链/不锈钢)D6×32","足踝I型",null,null,"HCS03960","无锡倍达医疗科技有限公司","无锡倍达医疗科技有限公司"]
["003600499754304","00360049","C03140308701002122850009449","苏械注准20232041266","环式外固定支架","(延长调节器ⅡI型/不锈钢)d6×60","六轴双环型",null,null,"HCS03960","无锡倍达医疗科技有限公司","无锡倍达医疗科技有限公司"]
["003600499754298","00360049","C03140308701002122850008719","苏械注准20232041266","环式外固定支架","(延长调节器ⅡI型/不锈钢)d6×40","六轴双环型",null,null,"HCS03960","无锡倍达医疗科技有限公司","无锡倍达医疗科技有限公司"]
["003600499754295","00360049","C03140308701002122850007984","苏械注准20232041266","环式外固定支架","(延长调节器ⅡI型/不锈钢)d6×180","六轴双环型",null,null,"HCS03960","无锡倍达医疗科技有限公司","无锡倍达医疗科技有限公司"]
["003600499754297","00360049","C03140308701002122850008489","苏械注准20232041266","环式外固定支架","(延长调节器ⅡI型/不锈钢)d6×120","六轴双环型",null,null,"HCS03960","无锡倍达医疗科技有限公司","无锡倍达医疗科技有限公司"]
["003600499754300","00360049","C03140308701002122850008813","苏械注准20232041266","环式外固定支架","(延长调节器ⅡI型/不锈钢)d6×150","六轴双环型",null,null,"HCS03960","无锡倍达医疗科技有限公司","无锡倍达医疗科技有限公司"]
["003600499754301","00360049","C03140308701002122850009280","苏械注准20232041266","环式外固定支架","(延长调节器ⅡI型/不锈钢)d6×200","六轴双环型",null,null,"HCS03960","无锡倍达医疗科技有限公司","无锡倍达医疗科技有限公司"]
["003600499754194","00360049","C03140308701002122850007860","苏械注准20232041266","环式外固定支架","(延长调节器ⅡI型/不锈钢)d6×80","六轴双环型",null,null,"HCS03960","无锡倍达医疗科技有限公司","无锡倍达医疗科技有限公司"]
["003600499754296","00360049","C03140308701002122850008435","苏械注准20232041266","环式外固定支架","(延长调节器ⅡI型/不锈钢)d6×100","六轴双环型",null,null,"HCS03960","无锡倍达医疗科技有限公司","无锡倍达医疗科技有限公司"]
["003601559756207","00360155","C03140408701004122850012678","苏械注准20232041266","环式外固定支架","(标准螺纹杆/不锈钢)M6×140","骨干双环型",null,null,"HCS03960","无锡倍达医疗科技有限公司","无锡倍达医疗科技有限公司"]
["003601559756224","00360155","C03140408701004122850013044","苏械注准20232041266","环式外固定支架","(标准螺纹杆/不锈钢)M6×60","骨干双环型",null,null,"HCS03960","无锡倍达医疗科技有限公司","无锡倍达医疗科技有限公司"]
["003601559756225","00360155","C03140408701004122850013219","苏械注准20232041266","环式外固定支架","(标准螺纹杆/不锈钢)M6×120","骨干双环型",null,null,"HCS03960","无锡倍达医疗科技有限公司","无锡倍达医疗科技有限公司"]
["003601559756834","00360155","C03140408701004122850013473","苏械注准20232041266","环式外固定支架","(标准螺纹杆/不锈钢)M6×300","骨干双环型",null,null,"HCS03960","无锡倍达医疗科技有限公司","无锡倍达医疗科技有限公司"]
["003601559756831","00360155","C03140408701004122850013254","苏械注准20232041266","环式外固定支架","(标准螺纹杆/不锈钢)M6×100","骨干双环型",null,null,"HCS03960","无锡倍达医疗科技有限公司","无锡倍达医疗科技有限公司"]
["003601559756833","00360155","C03140408701004122850013395","苏械注准20232041266","环式外固定支架","(标准螺纹杆/不锈钢)M6×40","骨干双环型",null,null,"HCS03960","无锡倍达医疗科技有限公司","无锡倍达医疗科技有限公司"]
["003601559756835","00360155","C03140408701004122850013513","苏械注准20232041266","环式外固定支架","(标准螺纹杆/不锈钢)M6×160","骨干双环型",null,null,"HCS03960","无锡倍达医疗科技有限公司","无锡倍达医疗科技有限公司"]
["003601559756844","00360155","C03140408701004122850013645","苏械注准20232041266","环式外固定支架","(标准螺纹杆/不锈钢)M6×80","骨干双环型",null,null,"HCS03960","无锡倍达医疗科技有限公司","无锡倍达医疗科技有限公司"]
["003601559756216","00360155","C03140408701004122850012738","苏械注准20232041266","环式外固定支架","(标准螺纹杆/不锈钢)M6×180","骨干双环型",null,null,"HCS03960","无锡倍达医疗科技有限公司","无锡倍达医疗科技有限公司"]
["003601559756832","00360155","C03140408701004122850013260","苏械注准20232041266","环式外固定支架","(标准螺纹杆/不锈钢)M6×350","骨干双环型",null,null,"HCS03960","无锡倍达医疗科技有限公司","无锡倍达医疗科技有限公司"]
["003601559756845","00360155","C03140408701004122850013660","苏械注准20232041266","环式外固定支架","(标准螺纹杆/不锈钢)M6×200","骨干双环型",null,null,"HCS03960","无锡倍达医疗科技有限公司","无锡倍达医疗科技有限公司"]
["003601559756846","00360155","C03140408701004122850013691","苏械注准20232041266","环式外固定支架","(标准螺纹杆/不锈钢)M6×250","骨干双环型",null,null,"HCS03960","无锡倍达医疗科技有限公司","无锡倍达医疗科技有限公司"]
["003601559756217","00360155","C03140408701004122850012935","苏械注准20232041266","环式外固定支架","(标准螺纹杆/不锈钢)M6×400","骨干双环型",null,null,"HCS03960","无锡倍达医疗科技有限公司","无锡倍达医疗科技有限公司"]
["003603049757525","00360304","C03140408701007122850005322","苏械注准20232041266","环式外固定支架","(内螺纹方柱/不锈钢)M6×60×5孔","六轴双环型",null,null,"HCS03960","无锡倍达医疗科技有限公司","无锡倍达医疗科技有限公司"]
["003603049809101","00360304","C03140408701007122850005752","苏械注准20232041266","环式外固定支架","(内螺纹扁柱/不锈钢)M6×28×1孔","六轴双环型",null,null,"HCS03960","无锡倍达医疗科技有限公司","无锡倍达医疗科技有限公司"]
["003603049809102","00360304","C03140408701007122850005753","苏械注准20232041266","环式外固定支架","(内螺纹扁柱/不锈钢)M6×41×2孔","六轴双环型",null,null,"HCS03960","无锡倍达医疗科技有限公司","无锡倍达医疗科技有限公司"]
["003603049809103","00360304","C03140408701007122850005675","苏械注准20232041266","环式外固定支架","(内螺纹方柱/不锈钢)M6×78×6孔","六轴双环型",null,null,"HCS03960","无锡倍达医疗科技有限公司","无锡倍达医疗科技有限公司"]
["003603049809106","00360304","C03140408701007122850005736","苏械注准20232041266","环式外固定支架","(内螺纹方柱/不锈钢)M6×53×4孔","六轴双环型",null,null,"HCS03960","无锡倍达医疗科技有限公司","无锡倍达医疗科技有限公司"]
["003603049809107","00360304","C03140408701007122850005739","苏械注准20232041266","环式外固定支架","(内螺纹方柱/不锈钢)M6×66×5孔","六轴双环型",null,null,"HCS03960","无锡倍达医疗科技有限公司","无锡倍达医疗科技有限公司"]
["003603049809110","00360304","C03140408701007122850005685","苏械注准20232041266","环式外固定支架","(内螺纹立柱/不锈钢)M6×93×6孔","六轴双环型",null,null,"HCS03960","无锡倍达医疗科技有限公司","无锡倍达医疗科技有限公司"]
["003603049809100","00360304","C03140408701007122850005737","苏械注准20232041266","环式外固定支架","(内螺纹扁柱/不锈钢)M6×80×5孔","六轴双环型",null,null,"HCS03960","无锡倍达医疗科技有限公司","无锡倍达医疗科技有限公司"]
["003603049809111","00360304","C03140408701007122850005700","苏械注准20232041266","环式外固定支架","(内螺纹立柱/不锈钢)M6×41×2孔","六轴双环型",null,null,"HCS03960","无锡倍达医疗科技有限公司","无锡倍达医疗科技有限公司"]
["003603049809112","00360304","C03140408701007122850005755","苏械注准20232041266","环式外固定支架","(内螺纹立柱/不锈钢)M6×54×3孔","六轴双环型",null,null,"HCS03960","无锡倍达医疗科技有限公司","无锡倍达医疗科技有限公司"]
["003603049809118","00360304","C03140408701007122850005707","苏械注准20232041266","环式外固定支架","(外螺纹六棱立柱/不锈钢)D95","六轴双环型",null,null,"HCS03960","无锡倍达医疗科技有限公司","无锡倍达医疗科技有限公司"]
["003603049809119","00360304","C03140408701007122850005711","苏械注准20232041266","环式外固定支架","(外螺纹六棱立柱/不锈钢)D85","六轴双环型",null,null,"HCS03960","无锡倍达医疗科技有限公司","无锡倍达医疗科技有限公司"]
["003603049756938","00360304","C03140408701007122850004328","苏械注准20232041266","环式外固定支架","(内螺纹扁柱/不锈钢)M6×47×1孔","六轴双环型",null,null,"HCS03960","无锡倍达医疗科技有限公司","无锡倍达医疗科技有限公司"]
["003603049756942","00360304","C03140408701007122850004441","苏械注准20232041266","环式外固定支架","(卡玛/不锈钢)/","六轴双环型",null,null,"HCS03960","无锡倍达医疗科技有限公司","无锡倍达医疗科技有限公司"]
["003603049757090","00360304","C03140408701007122850004679","苏械注准20232041266","环式外固定支架","(内螺纹方柱/不锈钢)M6×38×3孔","六轴双环型",null,null,"HCS03960","无锡倍达医疗科技有限公司","无锡倍达医疗科技有限公司"]
["003603049757510","00360304","C03140408701007122850005298","苏械注准20232041266","环式外固定支架","(扭转连接片/不锈钢)d6×31×1×1孔","骨干双环型",null,null,"HCS03960","无锡倍达医疗科技有限公司","无锡倍达医疗科技有限公司"]
["003603049757524","00360304","C03140408701007122850005316","苏械注准20232041266","环式外固定支架","(外凸螺纹连接管/不锈钢)D8×100","骨干双环型",null,null,"HCS03960","无锡倍达医疗科技有限公司","无锡倍达医疗科技有限公司"]
["003603049757526","00360304","C03140408701007122850005329","苏械注准20232041266","环式外固定支架","(外凸螺纹连接管/不锈钢)D8×120","骨干双环型",null,null,"HCS03960","无锡倍达医疗科技有限公司","无锡倍达医疗科技有限公司"]
["003603049757528","00360304","C03140408701007122850005363","苏械注准20232041266","环式外固定支架","(变径套/不锈钢)d6","六轴双环型",null,null,"HCS03960","无锡倍达医疗科技有限公司","无锡倍达医疗科技有限公司"]
["003603049756939","00360304","C03140408701007122850004337","苏械注准20232041266","环式外固定支架","(变径套/不锈钢)d5","六轴双环型",null,null,"HCS03960","无锡倍达医疗科技有限公司","无锡倍达医疗科技有限公司"]
["003603049756940","00360304","C03140408701007122850004365","苏械注准20232041266","环式外固定支架","(扭转连接片/不锈钢)d6×41×1×2孔","骨干双环型",null,null,"HCS03960","无锡倍达医疗科技有限公司","无锡倍达医疗科技有限公司"]
["003603049756945","00360304","C03140408701007122850004507","苏械注准20232041266","环式外固定支架","(扭转连接片/不锈钢)d6×61×2×3孔","骨干双环型",null,null,"HCS03960","无锡倍达医疗科技有限公司","无锡倍达医疗科技有限公司"]
["003603049757139","00360304","C03140408701007122850005050","苏械注准20232041266","环式外固定支架","(外凸螺纹连接管/不锈钢)D8×150","骨干双环型",null,null,"HCS03960","无锡倍达医疗科技有限公司","无锡倍达医疗科技有限公司"]
["003040009809538","00304000","C03140108701004122850006513","苏锡械备20210149号","骨牵引针","Φ2.5/Φ2.5-80/0","C3型(张力带针)",null,null,"HCS03960","无锡倍达医疗科技有限公司"]
["003040009809441","00304000","C03140108701004122850002769","苏锡械备20210149号","骨牵引针","Φ2.0/Φ2.0-90/0","C3型(张力带针)",null,null,"HCS03960","无锡倍达医疗科技有限公司"]
["003040009809443","00304000","C03140108701004122850004381","苏锡械备20210149号","骨牵引针","Φ2.0/Φ2.0-60/0","C3型(张力带针)",null,null,"HCS03960","无锡倍达医疗科技有限公司"]
["003040009809447","00304000","C03140108701004122850006491","苏锡械备20210149号","骨牵引针","Φ1.5/Φ1.5-350/215","F3型(橄榄钻头头部)",null,null,"HCS03960","无锡倍达医疗科技有限公司"]
["003040009809504","00304000","C03140108701004122850006494","苏锡械备20210149号","骨牵引针","Φ3.0/Φ3.0-350/215","F3型(橄榄钻头头部)",null,null,"HCS03960","无锡倍达医疗科技有限公司"]
["003040009809506","00304000","C03140108701004122850003782","苏锡械备20210149号","骨牵引针","Φ2.5/Φ2.5-105/0","C3型(张力带针)",null,null,"HCS03960","无锡倍达医疗科技有限公司"]
["003040009809438","00304000","C03140108701004122850002157","苏锡械备20210149号","骨牵引针","Φ2.0/Φ2.0-50/0","C3型(张力带针)",null,null,"HCS03960","无锡倍达医疗科技有限公司"]
["003040009809440","00304000","C03140108701004122850002516","苏锡械备20210149号","骨牵引针","Φ2.5/Φ2.5-70/0","C3型(张力带针)",null,null,"HCS03960","无锡倍达医疗科技有限公司"]
["003040009809442","00304000","C03140108701004122850002838","苏锡械备20210149号","骨牵引针","Φ2.0/Φ2.0-70/0","C3型(张力带针)",null,null,"HCS03960","无锡倍达医疗科技有限公司"]
["003040009809531","00304000","C03140108701004122850006512","苏锡械备20210149号","骨牵引针","Φ2.0/Φ2.0-125/0","C3型(张力带针)",null,null,"HCS03960","无锡倍达医疗科技有限公司"]
["003040009809436","00304000","C03140108701004122850001931","苏锡械备20210149号","骨牵引针","Φ5.0/Φ4.0-250/50","G型(贯通型 HC)",null,null,"HCS03960","无锡倍达医疗科技有限公司"]
["003040009809439","00304000","C03140108701004122850002378","苏锡械备20210149号","骨牵引针","Φ2.5/Φ2.5-90/0","C3型(张力带针)",null,null,"HCS03960","无锡倍达医疗科技有限公司"]
["003040009809503","00304000","C03140108701004122850006493","苏锡械备20210149号","骨牵引针","Φ2.5/Φ2.5-350/215","F3型(橄榄钻头头部)",null,null,"HCS03960","无锡倍达医疗科技有限公司"]
["003040009809502","00304000","C03140108701004122850006492","苏锡械备20210149号","骨牵引针","Φ2.0/Φ2.0-350/215","F3型(橄榄钻头头部)",null,null,"HCS03960","无锡倍达医疗科技有限公司"]
["003040009809513","00304000","C03140108701004122850006508","苏锡械备20210149号","骨牵引针","Φ2.5/Φ2.5-125/0","C3型(张力带针)",null,null,"HCS03960","无锡倍达医疗科技有限公司"]
["003040009809514","00304000","C03140108701004122850006509","苏锡械备20210149号","骨牵引针","Φ2.0/Φ2.0-80/0","C3型(张力带针)",null,null,"HCS03960","无锡倍达医疗科技有限公司"]
["003040009809523","00304000","C03140108701004122850006511","苏锡械备20210149号","骨牵引针","Φ2.5/Φ2.5-40/0","C3型(张力带针)",null,null,"HCS03960","无锡倍达医疗科技有限公司"]
["003040009809445","00304000","C03140108701004122850004866","苏锡械备20210149号","骨牵引针","Φ2.5/Φ2.5-60/0","C3型(张力带针)",null,null,"HCS03960","无锡倍达医疗科技有限公司"]
["003040009809505","00304000","C03140108701004122850002722","苏锡械备20210149号","骨牵引针","Φ2.0/Φ2.0-105/0","C3型(张力带针)",null,null,"HCS03960","无锡倍达医疗科技有限公司"]
["003040009809437","00304000","C03140108701004122850002145","苏锡械备20210149号","骨牵引针","Φ2.5/Φ2.5-50/0","C3型(张力带针)",null,null,"HCS03960","无锡倍达医疗科技有限公司"]
["003040009809521","00304000","C03140108701004122850006510","苏锡械备20210149号","骨牵引针","Φ5.5/Φ4.0-250/50","G型(贯通型 HC)",null,null,"HCS03960","无锡倍达医疗科技有限公司"]
["003603049757488","00360304","C03140408701007122850005209","苏械注准20232041266","环式外固定支架","(外螺纹扁柱/不锈钢)M6×47×2孔","六轴双环型",null,null,"HCS03960","无锡倍达医疗科技有限公司","无锡倍达医疗科技有限公司"]
["003603049757489","00360304","C03140408701007122850005226","苏械注准20232041266","环式外固定支架","(内螺纹方柱/不锈钢)M6×27×2孔","六轴双环型",null,null,"HCS03960","无锡倍达医疗科技有限公司","无锡倍达医疗科技有限公司"]
["003603049757511","00360304","C03140408701007122850005302","苏械注准20232041266","环式外固定支架","(外螺纹扁柱/不锈钢)M6×60×3孔","六轴双环型",null,null,"HCS03960","无锡倍达医疗科技有限公司","无锡倍达医疗科技有限公司"]
["003603049756943","00360304","C03140408701007122850004475","苏械注准20232041266","环式外固定支架","(扭转连接片/不锈钢)d6×51×2×2孔","骨干双环型",null,null,"HCS03960","无锡倍达医疗科技有限公司","无锡倍达医疗科技有限公司"]
["003603049756947","00360304","C03140408701007122850004542","苏械注准20232041266","环式外固定支架","(内螺纹方柱/不锈钢)M6×16×1孔","六轴双环型",null,null,"HCS03960","无锡倍达医疗科技有限公司","无锡倍达医疗科技有限公司"]
["003603049757104","00360304","C03140408701007122850004822","苏械注准20232041266","环式外固定支架","(双头螺纹连接管/不锈钢)D8×180","骨干双环型",null,null,"HCS03960","无锡倍达医疗科技有限公司","无锡倍达医疗科技有限公司"]
["003603049757169","00360304","C03140408701007122850005107","苏械注准20232041266","环式外固定支架","(双头螺纹连接管/不锈钢)D8×40","骨干双环型",null,null,"HCS03960","无锡倍达医疗科技有限公司","无锡倍达医疗科技有限公司"]
["003603049757009","00360304","C03140408701007122850004584","苏械注准20232041266","环式外固定支架","(内螺纹扁柱/不锈钢)M6×107×5孔","六轴双环型",null,null,"HCS03960","无锡倍达医疗科技有限公司","无锡倍达医疗科技有限公司"]
["003603049809120","00360304","C03140408701007122850005729","苏械注准20232041266","环式外固定支架","(外螺纹六棱立柱/不锈钢)D70","六轴双环型",null,null,"HCS03960","无锡倍达医疗科技有限公司","无锡倍达医疗科技有限公司"]
["003603049809121","00360304","C03140408701007122850005735","苏械注准20232041266","环式外固定支架","(外螺纹六棱立柱/不锈钢)D80","六轴双环型",null,null,"HCS03960","无锡倍达医疗科技有限公司","无锡倍达医疗科技有限公司"]
["003603049756941","00360304","C03140408701007122850004391","苏械注准20232041266","环式外固定支架","(圆形连接片/不锈钢)d7×25×2孔","骨干双环型",null,null,"HCS03960","无锡倍达医疗科技有限公司","无锡倍达医疗科技有限公司"]
["003603049756946","00360304","C03140408701007122850004538","苏械注准20232041266","环式外固定支架","(套筒/不锈钢)d6×12","六轴双环型",null,null,"HCS03960","无锡倍达医疗科技有限公司","无锡倍达医疗科技有限公司"]
["003603049757094","00360304","C03140408701007122850004711","苏械注准20232041266","环式外固定支架","(双头螺纹连接管/不锈钢)D8×250","骨干双环型",null,null,"HCS03960","无锡倍达医疗科技有限公司","无锡倍达医疗科技有限公司"]
["003603049757063","00360304","C03140408701007122850004598","苏械注准20232041266","环式外固定支架","(弹簧/不锈钢)D9×80","六轴双环型",null,null,"HCS03960","无锡倍达医疗科技有限公司","无锡倍达医疗科技有限公司"]
["003603049757072","00360304","C03140408701007122850004658","苏械注准20232041266","环式外固定支架","(双头螺纹连接管/不锈钢)D8×60","骨干双环型",null,null,"HCS03960","无锡倍达医疗科技有限公司","无锡倍达医疗科技有限公司"]
["003603049757062","00360304","C03140408701007122850004597","苏械注准20232041266","环式外固定支架","(弹簧/不锈钢)D9×53","六轴双环型",null,null,"HCS03960","无锡倍达医疗科技有限公司","无锡倍达医疗科技有限公司"]
["003603049757101","00360304","C03140408701007122850004762","苏械注准20232041266","环式外固定支架","(L型连接片/不锈钢)d6×47×1×3孔","骨干双环型",null,null,"HCS03960","无锡倍达医疗科技有限公司","无锡倍达医疗科技有限公司"]
["003603049757102","00360304","C03140408701007122850004806","苏械注准20232041266","环式外固定支架","(变径套/不锈钢)d3","六轴双环型",null,null,"HCS03960","无锡倍达医疗科技有限公司","无锡倍达医疗科技有限公司"]
["003603049757134","00360304","C03140408701007122850004959","苏械注准20232041266","环式外固定支架","(内螺纹方柱/不锈钢)M6×49×4孔","六轴双环型",null,null,"HCS03960","无锡倍达医疗科技有限公司","无锡倍达医疗科技有限公司"]
["003603049757136","00360304","C03140408701007122850004995","苏械注准20232041266","环式外固定支架","(扭转连接片/不锈钢)d6×71×2×4孔","骨干双环型",null,null,"HCS03960","无锡倍达医疗科技有限公司","无锡倍达医疗科技有限公司"]
["003603049757138","00360304","C03140408701007122850005044","苏械注准20232041266","环式外固定支架","(内螺纹扁柱/不锈钢)M6×77×3孔","六轴双环型",null,null,"HCS03960","无锡倍达医疗科技有限公司","无锡倍达医疗科技有限公司"]
["003603049757630","00360304","C03140408701007122850005395","苏械注准20232041266","环式外固定支架","(外凸螺纹连接管/不锈钢)D8×60","骨干双环型",null,null,"HCS03960","无锡倍达医疗科技有限公司","无锡倍达医疗科技有限公司"]
["003603049757172","00360304","C03140408701007122850005121","苏械注准20232041266","环式外固定支架","(双头螺纹连接管/不锈钢)D8×120","骨干双环型",null,null,"HCS03960","无锡倍达医疗科技有限公司","无锡倍达医疗科技有限公司"]
["003603049757318","00360304","C03140408701007122850005151","苏械注准20232041266","环式外固定支架","(双头螺纹连接管/不锈钢)D8×80","骨干双环型",null,null,"HCS03960","无锡倍达医疗科技有限公司","无锡倍达医疗科技有限公司"]
["003603049757319","00360304","C03140408701007122850005190","苏械注准20232041266","环式外固定支架","(圆形连接片/不锈钢)d6×90×6孔","骨干双环型",null,null,"HCS03960","无锡倍达医疗科技有限公司","无锡倍达医疗科技有限公司"]
["003603049757325","00360304","C03140408701007122850005199","苏械注准20232041266","环式外固定支架","(外凸螺纹连接管/不锈钢)D8×180","骨干双环型",null,null,"HCS03960","无锡倍达医疗科技有限公司","无锡倍达医疗科技有限公司"]
["003603049757132","00360304","C03140408701007122850004876","苏械注准20232041266","环式外固定支架","(双头螺纹连接管/不锈钢)D8×100","骨干双环型",null,null,"HCS03960","无锡倍达医疗科技有限公司","无锡倍达医疗科技有限公司"]
["003603049757137","00360304","C03140408701007122850005012","苏械注准20232041266","环式外固定支架","(内螺纹扁柱/不锈钢)M6×62×2孔","六轴双环型",null,null,"HCS03960","无锡倍达医疗科技有限公司","无锡倍达医疗科技有限公司"]
["003603049757168","00360304","C03140408701007122850005082","苏械注准20232041266","环式外固定支架","(外螺纹扁柱/不锈钢)M6×86×5孔","六轴双环型",null,null,"HCS03960","无锡倍达医疗科技有限公司","无锡倍达医疗科技有限公司"]
["003603049757093","00360304","C03140408701007122850004689","苏械注准20232041266","环式外固定支架","(四棱弯柱/不锈钢)d6×5孔","六轴双环型",null,null,"HCS03960","无锡倍达医疗科技有限公司","无锡倍达医疗科技有限公司"]
["003603049757095","00360304","C03140408701007122850004719","苏械注准20232041266","环式外固定支架","(变径套/不锈钢)d4","六轴双环型",null,null,"HCS03960","无锡倍达医疗科技有限公司","无锡倍达医疗科技有限公司"]
["003603049757105","00360304","C03140408701007122850004835","苏械注准20232041266","环式外固定支架","(外凸螺纹连接管/不锈钢)D8×50","骨干双环型",null,null,"HCS03960","无锡倍达医疗科技有限公司","无锡倍达医疗科技有限公司"]
["003603049757106","00360304","C03140408701007122850004875","苏械注准20232041266","环式外固定支架","(外螺纹扁柱/不锈钢)M6×73×4孔","六轴双环型",null,null,"HCS03960","无锡倍达医疗科技有限公司","无锡倍达医疗科技有限公司"]
["003603049757133","00360304","C03140408701007122850004879","苏械注准20232041266","环式外固定支架","(双头螺纹连接管/不锈钢)D8×150","骨干双环型",null,null,"HCS03960","无锡倍达医疗科技有限公司","无锡倍达医疗科技有限公司"]
["003603049809108","00360304","C03140408701007122850005681","苏械注准20232041266","环式外固定支架","(内螺纹立柱/不锈钢)M6×80×5孔","六轴双环型",null,null,"HCS03960","无锡倍达医疗科技有限公司","无锡倍达医疗科技有限公司"]
["003603049809104","00360304","C03140408701007122850005708","苏械注准20232041266","环式外固定支架","(内螺纹方柱/不锈钢)M6×28×2孔","六轴双环型",null,null,"HCS03960","无锡倍达医疗科技有限公司","无锡倍达医疗科技有限公司"]
["003603049809105","00360304","C03140408701007122850005712","苏械注准20232041266","环式外固定支架","(内螺纹方柱/不锈钢)M6×41×3孔","六轴双环型",null,null,"HCS03960","无锡倍达医疗科技有限公司","无锡倍达医疗科技有限公司"]
["003603049809109","00360304","C03140408701007122850005684","苏械注准20232041266","环式外固定支架","(内螺纹立柱/不锈钢)M6×67×4孔","六轴双环型",null,null,"HCS03960","无锡倍达医疗科技有限公司","无锡倍达医疗科技有限公司"]
["003603049809114","00360304","C03140408701007122850005756","苏械注准20232041266","环式外固定支架","(内螺纹立柱/不锈钢)M6×28×1孔","六轴双环型",null,null,"HCS03960","无锡倍达医疗科技有限公司","无锡倍达医疗科技有限公司"]
["003603049809115","00360304","C03140408701007122850005670","苏械注准20232041266","环式外固定支架","(外螺纹六棱立柱/不锈钢)D90","六轴双环型",null,null,"HCS03960","无锡倍达医疗科技有限公司","无锡倍达医疗科技有限公司"]
["003603049809116","00360304","C03140408701007122850005678","苏械注准20232041266","环式外固定支架","(外螺纹六棱立柱/不锈钢)D75","六轴双环型",null,null,"HCS03960","无锡倍达医疗科技有限公司","无锡倍达医疗科技有限公司"]
["003603049809117","00360304","C03140408701007122850005688","苏械注准20232041266","环式外固定支架","(外螺纹六棱立柱/不锈钢)D100","六轴双环型",null,null,"HCS03960","无锡倍达医疗科技有限公司","无锡倍达医疗科技有限公司"]
["003603049757004","00360304","C03140408701007122850004567","苏械注准20232041266","环式外固定支架","(内螺纹扁柱/不锈钢)M6×92×4孔","六轴双环型",null,null,"HCS03960","无锡倍达医疗科技有限公司","无锡倍达医疗科技有限公司"]
["003603049757073","00360304","C03140408701007122850004667","苏械注准20232041266","环式外固定支架","(外螺纹扁柱/不锈钢)M6×34×1孔","六轴双环型",null,null,"HCS03960","无锡倍达医疗科技有限公司","无锡倍达医疗科技有限公司"]
["003603049757317","00360304","C03140408701007122850005150","苏械注准20232041266","环式外固定支架","(双头螺纹连接管/不锈钢)D8×200","骨干双环型",null,null,"HCS03960","无锡倍达医疗科技有限公司","无锡倍达医疗科技有限公司"]
["003603049809092","00360304","C03140408701007122850005674","苏械注准20232041266","环式外固定支架","(内螺纹扁柱/不锈钢)M6×54×3孔","六轴双环型",null,null,"HCS03960","无锡倍达医疗科技有限公司","无锡倍达医疗科技有限公司"]
["003603049809093","00360304","C03140408701007122850005724","苏械注准20232041266","环式外固定支架","(内螺纹扁柱/不锈钢)M6×93×6孔","六轴双环型",null,null,"HCS03960","无锡倍达医疗科技有限公司","无锡倍达医疗科技有限公司"]
["003603049809094","00360304","C03140408701007122850005734","苏械注准20232041266","环式外固定支架","(内螺纹扁柱/不锈钢)M6×67×4孔","六轴双环型",null,null,"HCS03960","无锡倍达医疗科技有限公司","无锡倍达医疗科技有限公司"]
["003602279809088","00360227","C03140408701005122850000639","苏械注准20232041266","环式外固定支架","(凹球垫片/不锈钢)D13×3","六轴双环型",null,null,"HCS03960","无锡倍达医疗科技有限公司","无锡倍达医疗科技有限公司"]
["003602279809089","00360227","C03140408701005122850000642","苏械注准20232041266","环式外固定支架","(凹球垫片/不锈钢)D13×2","六轴双环型",null,null,"HCS03960","无锡倍达医疗科技有限公司","无锡倍达医疗科技有限公司"]
["003602279809091","00360227","C03140408701005122850000647","苏械注准20232041266","环式外固定支架","(平垫片/不锈钢)D12×1","六轴双环型",null,null,"HCS03960","无锡倍达医疗科技有限公司","无锡倍达医疗科技有限公司"]
["003602279756878","00360227","C03140408701005122850000569","苏械注准20232041266","环式外固定支架","(平垫片/不锈钢)D12×1.5","六轴双环型",null,null,"HCS03960","无锡倍达医疗科技有限公司","无锡倍达医疗科技有限公司"]
["003602279756879","00360227","C03140408701005122850000600","苏械注准20232041266","环式外固定支架","(槽垫片/不锈钢)D12×2","六轴双环型",null,null,"HCS03960","无锡倍达医疗科技有限公司","无锡倍达医疗科技有限公司"]
["003602279809090","00360227","C03140408701005122850000636","苏械注准20232041266","环式外固定支架","(平垫片/不锈钢)D12×2","六轴双环型",null,null,"HCS03960","无锡倍达医疗科技有限公司","无锡倍达医疗科技有限公司"]
["003601159755841","00360115","C03140308705006122850004708","苏械注准20232041266","环式外固定支架","(U六轴环(长、带接口)/铝合金)d105×M6×8","足踝Ⅱ型",null,null,"HCS03960","无锡倍达医疗科技有限公司","无锡倍达医疗科技有限公司"]
["003601159755917","00360115","C03140308705006122850007086","苏械注准20232041266","环式外固定支架","(半环(带台阶)/铝合金)d180×M6×6","足踝Ⅱ型",null,null,"HCS03960","无锡倍达医疗科技有限公司","无锡倍达医疗科技有限公司"]
["003601159807355","00360115","C03140308705006122850009737","苏械注准20232041266","环式外固定支架","(C环(2/3环带接口)/铝合金)d180×M6×9","骨干双环型",null,null,"HCS03960","无锡倍达医疗科技有限公司","无锡倍达医疗科技有限公司"]
["003601159807356","00360115","C03140308705006122850009744","苏械注准20232041266","环式外固定支架","(C环(2/3环带接口)/铝合金)d200×M6×9","骨干双环型",null,null,"HCS03960","无锡倍达医疗科技有限公司","无锡倍达医疗科技有限公司"]
["003601159807359","00360115","C03140308705006122850009013","苏械注准20232041266","环式外固定支架","(C环(2/3环三耳)/铝合金)d180×M6×8","骨干双环型",null,null,"HCS03960","无锡倍达医疗科技有限公司","无锡倍达医疗科技有限公司"]
["003601159807371","00360115","C03140308705006122850009037","苏械注准20232041266","环式外固定支架","(C环(2/3环三耳)/铝合金)d200×M6×8","骨干双环型",null,null,"HCS03960","无锡倍达医疗科技有限公司","无锡倍达医疗科技有限公司"]
["003601159807372","00360115","C03140308705006122850009069","苏械注准20232041266","环式外固定支架","(C环(2/3环三耳)/铝合金)d220×M6×8","骨干双环型",null,null,"HCS03960","无锡倍达医疗科技有限公司","无锡倍达医疗科技有限公司"]
["003601159807377","00360115","C03140308705006122850008782","苏械注准20232041266","环式外固定支架","(U形六轴环(短)/铝合金)d200×M6×8","足踝Ⅱ型",null,null,"HCS03960","无锡倍达医疗科技有限公司","无锡倍达医疗科技有限公司"]
["003601159807379","00360115","C03140308705006122850009042","苏械注准20232041266","环式外固定支架","(U形六轴环(短)/铝合金)d180×M6×8","足踝Ⅱ型",null,null,"HCS03960","无锡倍达医疗科技有限公司","无锡倍达医疗科技有限公司"]
["003601159807381","00360115","C03140308705006122850008898","苏械注准20232041266","环式外固定支架","(U形六轴环(长)/铝合金)d200×M6×8","足踝Ⅱ型",null,null,"HCS03960","无锡倍达医疗科技有限公司","无锡倍达医疗科技有限公司"]
["003601159807390","00360115","C03140308705006122850009663","苏械注准20232041266","环式外固定支架","(六轴全环(侧孔)/铝合金)d120×M6×9","六轴双环型",null,null,"HCS03960","无锡倍达医疗科技有限公司","无锡倍达医疗科技有限公司"]
["003601159807392","00360115","C03140308705006122850009705","苏械注准20232041266","环式外固定支架","(六轴全环(侧孔)/铝合金)d160×M6×9","六轴双环型",null,null,"HCS03960","无锡倍达医疗科技有限公司","无锡倍达医疗科技有限公司"]
["003601159807399","00360115","C03140308705006122850009195","苏械注准20232041266","环式外固定支架","(全环(多孔)/铝合金)d170×M6×6","骨干双环型",null,null,"HCS03960","无锡倍达医疗科技有限公司","无锡倍达医疗科技有限公司"]
["003601159807443","00360115","C03140308705006122850004591","苏械注准20232041266","环式外固定支架","(C环(1/3环带接口)/铝合金)d140×M6×9","骨干双环型",null,null,"HCS03960","无锡倍达医疗科技有限公司","无锡倍达医疗科技有限公司"]
["003601159755867","00360115","C03140308705006122850005147","苏械注准20232041266","环式外固定支架","(全环(多孔)/铝合金)d120×M6×6","骨干双环型",null,null,"HCS03960","无锡倍达医疗科技有限公司","无锡倍达医疗科技有限公司"]
["003601159755887","00360115","C03140308705006122850005276","苏械注准20232041266","环式外固定支架","(C环(2/3环三耳)/铝合金)d205×M6×8","骨干双环型",null,null,"HCS03960","无锡倍达医疗科技有限公司","无锡倍达医疗科技有限公司"]
["003601159755890","00360115","C03140308705006122850005497","苏械注准20232041266","环式外固定支架","(C环(2/3环三耳)/铝合金)d155×M6×8","骨干双环型",null,null,"HCS03960","无锡倍达医疗科技有限公司","无锡倍达医疗科技有限公司"]
["003601159755918","00360115","C03140308705006122850007283","苏械注准20232041266","环式外固定支架","(六轴全环(三孔)/铝合金)d155×M6×8","六轴双环型",null,null,"HCS03960","无锡倍达医疗科技有限公司","无锡倍达医疗科技有限公司"]
["003601159755921","00360115","C03140308705006122850007560","苏械注准20232041266","环式外固定支架","(六轴全环(三孔)/铝合金)d105×M6×8","六轴双环型",null,null,"HCS03960","无锡倍达医疗科技有限公司","无锡倍达医疗科技有限公司"]
["003601159807349","00360115","C03140308705006122850009771","苏械注准20232041266","环式外固定支架","(C环(1/3环带接口)/铝合金)d100×M6×9","骨干双环型",null,null,"HCS03960","无锡倍达医疗科技有限公司","无锡倍达医疗科技有限公司"]
["003601159807350","00360115","C03140308705006122850009023","苏械注准20232041266","环式外固定支架","(C环(2/3环)/铝合金)d170×M6×6","骨干双环型",null,null,"HCS03960","无锡倍达医疗科技有限公司","无锡倍达医疗科技有限公司"]
["003601159807351","00360115","C03140308705006122850009212","苏械注准20232041266","环式外固定支架","(C环(2/3环)/铝合金)d150×M6×6","骨干双环型",null,null,"HCS03960","无锡倍达医疗科技有限公司","无锡倍达医疗科技有限公司"]
["003601159807353","00360115","C03140308705006122850009638","苏械注准20232041266","环式外固定支架","(C环(2/3环带接口)/铝合金)d160×M6×9","骨干双环型",null,null,"HCS03960","无锡倍达医疗科技有限公司","无锡倍达医疗科技有限公司"]
["003601159807354","00360115","C03140308705006122850009660","苏械注准20232041266","环式外固定支架","(C环(2/3环带接口)/铝合金)d100×M6×9","骨干双环型",null,null,"HCS03960","无锡倍达医疗科技有限公司","无锡倍达医疗科技有限公司"]
["003601159807358","00360115","C03140308705006122850009749","苏械注准20232041266","环式外固定支架","(C环(2/3环带接口)/铝合金)d120×M6×9","骨干双环型",null,null,"HCS03960","无锡倍达医疗科技有限公司","无锡倍达医疗科技有限公司"]
["003601159807373","00360115","C03140308705006122850009365","苏械注准20232041266","环式外固定支架","(U环(长)/铝合金)d170×M6×8","足踝Ⅱ型",null,null,"HCS03960","无锡倍达医疗科技有限公司","无锡倍达医疗科技有限公司"]
["003601159807374","00360115","C03140308705006122850009390","苏械注准20232041266","环式外固定支架","(U环(长)/铝合金)d150×M6×8","足踝Ⅱ型",null,null,"HCS03960","无锡倍达医疗科技有限公司","无锡倍达医疗科技有限公司"]
["003601159807378","00360115","C03140308705006122850008937","苏械注准20232041266","环式外固定支架","(U形六轴环(短)/铝合金)d220×M6×8","足踝Ⅱ型",null,null,"HCS03960","无锡倍达医疗科技有限公司","无锡倍达医疗科技有限公司"]
["003601159807386","00360115","C03140308705006122850009687","苏械注准20232041266","环式外固定支架","(U形六轴环(长)/铝合金)d160×M6×9","足踝Ⅱ型",null,null,"HCS03960","无锡倍达医疗科技有限公司","无锡倍达医疗科技有限公司"]
["003601159807388","00360115","C03140308705006122850009618","苏械注准20232041266","环式外固定支架","(六轴全环(侧孔)/铝合金)d100×M6×9","六轴双环型",null,null,"HCS03960","无锡倍达医疗科技有限公司","无锡倍达医疗科技有限公司"]
["003601159807391","00360115","C03140308705006122850009684","苏械注准20232041266","环式外固定支架","(六轴全环(侧孔)/铝合金)d140×M6×9","六轴双环型",null,null,"HCS03960","无锡倍达医疗科技有限公司","无锡倍达医疗科技有限公司"]
["003601159807394","00360115","C03140308705006122850009750","苏械注准20232041266","环式外固定支架","(六轴全环(侧孔)/铝合金)d200×M6×9","六轴双环型",null,null,"HCS03960","无锡倍达医疗科技有限公司","无锡倍达医疗科技有限公司"]
["003601159807375","00360115","C03140308705006122850008854","苏械注准20232041266","环式外固定支架","(U形环(短)/铝合金)d150×M6×8","足踝Ⅱ型",null,null,"HCS03960","无锡倍达医疗科技有限公司","无锡倍达医疗科技有限公司"]
["003601159807376","00360115","C03140308705006122850008897","苏械注准20232041266","环式外固定支架","(U形环(短)/铝合金)d170×M6×8","足踝Ⅱ型",null,null,"HCS03960","无锡倍达医疗科技有限公司","无锡倍达医疗科技有限公司"]
["003601159807382","00360115","C03140308705006122850009060","苏械注准20232041266","环式外固定支架","(U形六轴环(长)/铝合金)d220×M6×8","足踝Ⅱ型",null,null,"HCS03960","无锡倍达医疗科技有限公司","无锡倍达医疗科技有限公司"]
["003601159807384","00360115","C03140308705006122850009569","苏械注准20232041266","环式外固定支架","(U形六轴环(长)/铝合金)d140×M6×9","足踝Ⅱ型",null,null,"HCS03960","无锡倍达医疗科技有限公司","无锡倍达医疗科技有限公司"]
["003601159807385","00360115","C03140308705006122850009573","苏械注准20232041266","环式外固定支架","(U形六轴环(长)/铝合金)d120×M6×9","足踝Ⅱ型",null,null,"HCS03960","无锡倍达医疗科技有限公司","无锡倍达医疗科技有限公司"]
["003601159807387","00360115","C03140308705006122850009715","苏械注准20232041266","环式外固定支架","(U形六轴环(长)/铝合金)d180×M6×9","足踝Ⅱ型",null,null,"HCS03960","无锡倍达医疗科技有限公司","无锡倍达医疗科技有限公司"]
["003601159807397","00360115","C03140308705006122850008981","苏械注准20232041266","环式外固定支架","(六轴全环(三孔)/铝合金)d200×M6×8","六轴双环型",null,null,"HCS03960","无锡倍达医疗科技有限公司","无锡倍达医疗科技有限公司"]
["003601159807398","00360115","C03140308705006122850009062","苏械注准20232041266","环式外固定支架","(全环(多孔)/铝合金)d150×M6×6","骨干双环型",null,null,"HCS03960","无锡倍达医疗科技有限公司","无锡倍达医疗科技有限公司"]
["003601159807402","00360115","C03140308705006122850009568","苏械注准20232041266","环式外固定支架","(全环(马蹄)/铝合金)d180×M6×9","骨干双环型",null,null,"HCS03960","无锡倍达医疗科技有限公司","无锡倍达医疗科技有限公司"]
["003601159754470","00360115","C03140308705006122850004253","苏械注准20232041266","环式外固定支架","(半环(带台阶)/铝合金)d160×M6×6","足踝Ⅱ型",null,null,"HCS03960","无锡倍达医疗科技有限公司","无锡倍达医疗科技有限公司"]
["003601159754471","00360115","C03140308705006122850004278","苏械注准20232041266","环式外固定支架","(全环(多孔)/铝合金)d160×M6×6","骨干双环型",null,null,"HCS03960","无锡倍达医疗科技有限公司","无锡倍达医疗科技有限公司"]
["003601159807352","00360115","C03140308705006122850009613","苏械注准20232041266","环式外固定支架","(C环(2/3环带接口)/铝合金)d140×M6×9","骨干双环型",null,null,"HCS03960","无锡倍达医疗科技有限公司","无锡倍达医疗科技有限公司"]
["003601159807383","00360115","C03140308705006122850009308","苏械注准20232041266","环式外固定支架","(U形六轴环(长)/铝合金)d180×M6×8","足踝Ⅱ型",null,null,"HCS03960","无锡倍达医疗科技有限公司","无锡倍达医疗科技有限公司"]
["003601159807389","00360115","C03140308705006122850009653","苏械注准20232041266","环式外固定支架","(六轴全环(侧孔)/铝合金)d180×M6×9","六轴双环型",null,null,"HCS03960","无锡倍达医疗科技有限公司","无锡倍达医疗科技有限公司"]
["003601159807401","00360115","C03140308705006122850009565","苏械注准20232041266","环式外固定支架","(全环(马蹄)/铝合金)d120×M6×9","骨干双环型",null,null,"HCS03960","无锡倍达医疗科技有限公司","无锡倍达医疗科技有限公司"]
["003601159807404","00360115","C03140308705006122850009733","苏械注准20232041266","环式外固定支架","(全环(马蹄)/铝合金)d160×M6×9","骨干双环型",null,null,"HCS03960","无锡倍达医疗科技有限公司","无锡倍达医疗科技有限公司"]
["003601159807395","00360115","C03140308705006122850008794","苏械注准20232041266","环式外固定支架","(六轴全环(三孔)/铝合金)d220×M6×8","六轴双环型",null,null,"HCS03960","无锡倍达医疗科技有限公司","无锡倍达医疗科技有限公司"]
["003601159807396","00360115","C03140308705006122850008838","苏械注准20232041266","环式外固定支架","(六轴全环(三孔)/铝合金)d180×M6×8","六轴双环型",null,null,"HCS03960","无锡倍达医疗科技有限公司","无锡倍达医疗科技有限公司"]
["003601159807403","00360115","C03140308705006122850009582","苏械注准20232041266","环式外固定支架","(全环(马蹄)/铝合金)d140×M6×9","骨干双环型",null,null,"HCS03960","无锡倍达医疗科技有限公司","无锡倍达医疗科技有限公司"]
["003601159807444","00360115","C03140308705006122850005246","苏械注准20232041266","环式外固定支架","(C环(1/3环带接口)/铝合金)d160×M6×9","骨干双环型",null,null,"HCS03960","无锡倍达医疗科技有限公司","无锡倍达医疗科技有限公司"]
["003601159807445","00360115","C03140308705006122850005778","苏械注准20232041266","环式外固定支架","(C环(1/3环带接口)/铝合金)d180×M6×9","骨干双环型",null,null,"HCS03960","无锡倍达医疗科技有限公司","无锡倍达医疗科技有限公司"]
["003601159807446","00360115","C03140308705006122850007634","苏械注准20232041266","环式外固定支架","(C环(1/3环带接口)/铝合金)d200×M6×9","骨干双环型",null,null,"HCS03960","无锡倍达医疗科技有限公司","无锡倍达医疗科技有限公司"]
["003601159807447","00360115","C03140308705006122850008228","苏械注准20232041266","环式外固定支架","(C环(1/3环带接口)/铝合金)d120×M6×9","骨干双环型",null,null,"HCS03960","无锡倍达医疗科技有限公司","无锡倍达医疗科技有限公司"]
["003601159755923","00360115","C03140308705006122850007967","苏械注准20232041266","环式外固定支架","(C环(2/3环)/铝合金)d140×M6×6","骨干双环型",null,null,"HCS03960","无锡倍达医疗科技有限公司","无锡倍达医疗科技有限公司"]
["003601159755852","00360115","C03140308705006122850005068","苏械注准20232041266","环式外固定支架","(U形环(短)/铝合金)d140×M6×8","足踝Ⅱ型",null,null,"HCS03960","无锡倍达医疗科技有限公司","无锡倍达医疗科技有限公司"]
["003601159755898","00360115","C03140308705006122850006058","苏械注准20232041266","环式外固定支架","(U形环(短)/铝合金)d120×M6×8","足踝Ⅱ型",null,null,"HCS03960","无锡倍达医疗科技有限公司","无锡倍达医疗科技有限公司"]
["003601159755907","00360115","C03140308705006122850006650","苏械注准20232041266","环式外固定支架","(六轴全环(三孔)/铝合金)d205×M6×8","六轴双环型",null,null,"HCS03960","无锡倍达医疗科技有限公司","无锡倍达医疗科技有限公司"]
["003601159755908","00360115","C03140308705006122850006677","苏械注准20232041266","环式外固定支架","(C环(2/3环)/铝合金)d120×M6×6","骨干双环型",null,null,"HCS03960","无锡倍达医疗科技有限公司","无锡倍达医疗科技有限公司"]
["003601159755922","00360115","C03140308705006122850007847","苏械注准20232041266","环式外固定支架","(全环(多孔)/铝合金)d180×M6×6","骨干双环型",null,null,"HCS03960","无锡倍达医疗科技有限公司","无锡倍达医疗科技有限公司"]
["003601159755924","00360115","C03140308705006122850008206","苏械注准20232041266","环式外固定支架","(C环(2/3环)/铝合金)d180×M6×6","骨干双环型",null,null,"HCS03960","无锡倍达医疗科技有限公司","无锡倍达医疗科技有限公司"]
["003601159755926","00360115","C03140308705006122850008534","苏械注准20232041266","环式外固定支架","(U六轴环(长、带接口)/铝合金)d155×M6×8","足踝Ⅱ型",null,null,"HCS03960","无锡倍达医疗科技有限公司","无锡倍达医疗科技有限公司"]
["003601159755932","00360115","C03140308705006122850008633","苏械注准20232041266","环式外固定支架","(U六轴环(长、带接口)/铝合金)d130×M6×8","足踝Ⅱ型",null,null,"HCS03960","无锡倍达医疗科技有限公司","无锡倍达医疗科技有限公司"]
["003601159755906","00360115","C03140308705006122850006537","苏械注准20232041266","环式外固定支架","(全环(多孔)/铝合金)d140×M6×6","骨干双环型",null,null,"HCS03960","无锡倍达医疗科技有限公司","无锡倍达医疗科技有限公司"]
["003601159755909","00360115","C03140308705006122850006706","苏械注准20232041266","环式外固定支架","(半环(带台阶)/铝合金)d140×M6×6","足踝Ⅱ型",null,null,"HCS03960","无锡倍达医疗科技有限公司","无锡倍达医疗科技有限公司"]
["003601159755916","00360115","C03140308705006122850007019","苏械注准20232041266","环式外固定支架","(U形环(短)/铝合金)d160×M6×8","足踝Ⅱ型",null,null,"HCS03960","无锡倍达医疗科技有限公司","无锡倍达医疗科技有限公司"]
["003601159755925","00360115","C03140308705006122850008311","苏械注准20232041266","环式外固定支架","(C环(2/3环三耳)/铝合金)d130×M6×8","骨干双环型",null,null,"HCS03960","无锡倍达医疗科技有限公司","无锡倍达医疗科技有限公司"]
["003601159755840","00360115","C03140308705006122850004448","苏械注准20232041266","环式外固定支架","(U六轴环(长、带接口)/铝合金)d205×M6×8","足踝Ⅱ型",null,null,"HCS03960","无锡倍达医疗科技有限公司","无锡倍达医疗科技有限公司"]
["003601159755878","00360115","C03140308705006122850005176","苏械注准20232041266","环式外固定支架","(半环(带台阶)/铝合金)d120×M6×6","足踝Ⅱ型",null,null,"HCS03960","无锡倍达医疗科技有限公司","无锡倍达医疗科技有限公司"]
["003601159755910","00360115","C03140308705006122850006949","苏械注准20232041266","环式外固定支架","(U形环(短)/铝合金)d180×M6×8","足踝Ⅱ型",null,null,"HCS03960","无锡倍达医疗科技有限公司","无锡倍达医疗科技有限公司"]
["003601159755897","00360115","C03140308705006122850005534","苏械注准20232041266","环式外固定支架","(C环(2/3环)/铝合金)d160×M6×6","骨干双环型",null,null,"HCS03960","无锡倍达医疗科技有限公司","无锡倍达医疗科技有限公司"]
["003601159755905","00360115","C03140308705006122850006103","苏械注准20232041266","环式外固定支架","(六轴全环(三孔)/铝合金)d130×M6×8","六轴双环型",null,null,"HCS03960","无锡倍达医疗科技有限公司","无锡倍达医疗科技有限公司"]
["003601159754482","00360115","C03140308705006122850004419","苏械注准20232041266","环式外固定支架","(C环(2/3环三耳)/铝合金)d105×M6×8","骨干双环型",null,null,"HCS03960","无锡倍达医疗科技有限公司","无锡倍达医疗科技有限公司"]
["003601259756075","00360125","C03140408701002122850000192","苏械注准20232041266","环式外固定支架","(标准螺母/不锈钢)d6×5","六轴双环型",null,null,"HCS03960","无锡倍达医疗科技有限公司","无锡倍达医疗科技有限公司"]
["003601259808340","00360125","C03140408701002122850000210","苏械注准20232041266","环式外固定支架","(标准螺母/不锈钢)d8×5","六轴双环型",null,null,"HCS03960","无锡倍达医疗科技有限公司","无锡倍达医疗科技有限公司"]
["003601259808345","00360125","C03140408701002122850000221","苏械注准20232041266","环式外固定支架","(延长螺母(六方)/不锈钢)d8×26","六轴双环型",null,null,"HCS03960","无锡倍达医疗科技有限公司","无锡倍达医疗科技有限公司"]
["003601259808351","00360125","C03140408701002122850000220","苏械注准20232041266","环式外固定支架","(延长螺母(四方)/不锈钢)d8×28","六轴双环型",null,null,"HCS03960","无锡倍达医疗科技有限公司","无锡倍达医疗科技有限公司"]
["003601259808352","00360125","C03140408701002122850000222","苏械注准20232041266","环式外固定支架","(延长螺母(四方)/不锈钢)d8×26","六轴双环型",null,null,"HCS03960","无锡倍达医疗科技有限公司","无锡倍达医疗科技有限公司"]
["003601259808353","00360125","C03140408701002122850000240","苏械注准20232041266","环式外固定支架","(延长螺母(四方)/不锈钢)d8×30","六轴双环型",null,null,"HCS03960","无锡倍达医疗科技有限公司","无锡倍达医疗科技有限公司"]
["003601259808344","00360125","C03140408701002122850000219","苏械注准20232041266","环式外固定支架","(延长螺母(六方)/不锈钢)d8×30","六轴双环型",null,null,"HCS03960","无锡倍达医疗科技有限公司","无锡倍达医疗科技有限公司"]
["003601259808342","00360125","C03140408701002122850000215","苏械注准20232041266","环式外固定支架","(调节螺母/不锈钢)d8×18","六轴双环型",null,null,"HCS03960","无锡倍达医疗科技有限公司","无锡倍达医疗科技有限公司"]
["003601259808343","00360125","C03140408701002122850000208","苏械注准20232041266","环式外固定支架","(延长螺母(六方)/不锈钢)d8×24","六轴双环型",null,null,"HCS03960","无锡倍达医疗科技有限公司","无锡倍达医疗科技有限公司"]
["003601259808349","00360125","C03140408701002122850000232","苏械注准20232041266","环式外固定支架","(延长螺母(六方)/不锈钢)d8×28","六轴双环型",null,null,"HCS03960","无锡倍达医疗科技有限公司","无锡倍达医疗科技有限公司"]
["003601259808350","00360125","C03140408701002122850000213","苏械注准20232041266","环式外固定支架","(延长螺母(四方)/不锈钢)d8×24","六轴双环型",null,null,"HCS03960","无锡倍达医疗科技有限公司","无锡倍达医疗科技有限公司"]
["003601259756069","00360125","C03140408701002122850000188","苏械注准20232041266","环式外固定支架","(麻点螺母/不锈钢)d6×6","六轴双环型",null,null,"HCS03960","无锡倍达医疗科技有限公司","无锡倍达医疗科技有限公司"]
["003601259808341","00360125","C03140408701002122850000212","苏械注准20232041266","环式外固定支架","(调节螺母/不锈钢)d8×16","六轴双环型",null,null,"HCS03960","无锡倍达医疗科技有限公司","无锡倍达医疗科技有限公司"]
["003615989809177","00361598","C03140408704007122850001144","苏械注准20232041266","环式外固定支架","(卡玛/铝合金)/","六轴双环型-2",null,null,"HCS03960","无锡倍达医疗科技有限公司","无锡倍达医疗科技有限公司"]
["003615989809183","00361598","C03140408704007122850001150","苏械注准20232041266","环式外固定支架","(变径套/铝合金)d3","六轴双环型-XS",null,null,"HCS03960","无锡倍达医疗科技有限公司","无锡倍达医疗科技有限公司"]
["003615989809188","00361598","C03140408704007122850001155","苏械注准20232041266","环式外固定支架","(变径套/铝合金)d3","六轴双环型",null,null,"HCS03960","无锡倍达医疗科技有限公司","无锡倍达医疗科技有限公司"]
["003615989809190","00361598","C03140408704007122850001157","苏械注准20232041266","环式外固定支架","(卡玛/铝合金)/","六轴双环型",null,null,"HCS03960","无锡倍达医疗科技有限公司","无锡倍达医疗科技有限公司"]
["003615989809184","00361598","C03140408704007122850001151","苏械注准20232041266","环式外固定支架","(变径套/铝合金)d4","六轴双环型-XS",null,null,"HCS03960","无锡倍达医疗科技有限公司","无锡倍达医疗科技有限公司"]
["003615989809185","00361598","C03140408704007122850001152","苏械注准20232041266","环式外固定支架","(变径套/铝合金)d4","六轴双环型",null,null,"HCS03960","无锡倍达医疗科技有限公司","无锡倍达医疗科技有限公司"]
["003615989809186","00361598","C03140408704007122850001153","苏械注准20232041266","环式外固定支架","(变径套/铝合金)d5","六轴双环型-XS",null,null,"HCS03960","无锡倍达医疗科技有限公司","无锡倍达医疗科技有限公司"]
["003615989809187","00361598","C03140408704007122850001154","苏械注准20232041266","环式外固定支架","(变径套/铝合金)d6","六轴双环型-XS",null,null,"HCS03960","无锡倍达医疗科技有限公司","无锡倍达医疗科技有限公司"]
["003615989809196","00361598","C03140408704007122850001138","苏械注准20232041266","环式外固定支架","(足部支撑器/铝合金)/","六轴双环型-M",null,null,"HCS03960","无锡倍达医疗科技有限公司","无锡倍达医疗科技有限公司"]
["003615989758046","00361598","C03140408704007122850001074","苏械注准20232041266","环式外固定支架","(连接板/铝合金)d6×86×6孔","骨干双环型",null,null,"HCS03960","无锡倍达医疗科技有限公司","无锡倍达医疗科技有限公司"]
["003615989758038","00361598","C03140408704007122850001012","苏械注准20232041266","环式外固定支架","(连接板/铝合金)d6×98×7孔","骨干双环型",null,null,"HCS03960","无锡倍达医疗科技有限公司","无锡倍达医疗科技有限公司"]
["003615989758036","00361598","C03140408704007122850000991","苏械注准20232041266","环式外固定支架","(连接板/铝合金)d6×122×9孔","骨干双环型",null,null,"HCS03960","无锡倍达医疗科技有限公司","无锡倍达医疗科技有限公司"]
["003615989809191","00361598","C03140408704007122850001158","苏械注准20232041266","环式外固定支架","(卡玛/铝合金)/","六轴双环型-XS",null,null,"HCS03960","无锡倍达医疗科技有限公司","无锡倍达医疗科技有限公司"]
["003615989758037","00361598","C03140408704007122850000997","苏械注准20232041266","环式外固定支架","(连接板/铝合金)d6×110×8孔","骨干双环型",null,null,"HCS03960","无锡倍达医疗科技有限公司","无锡倍达医疗科技有限公司"]
["003615989758039","00361598","C03140408704007122850001040","苏械注准20232041266","环式外固定支架","(连接板/铝合金)d6×74×5孔","骨干双环型",null,null,"HCS03960","无锡倍达医疗科技有限公司","无锡倍达医疗科技有限公司"]
["003615989809178","00361598","C03140408704007122850001145","苏械注准20232041266","环式外固定支架","(卡玛/铝合金)/","六轴双环型-1",null,null,"HCS03960","无锡倍达医疗科技有限公司","无锡倍达医疗科技有限公司"]
["003615989809179","00361598","C03140408704007122850001131","苏械注准20232041266","环式外固定支架","(足部支撑器/铝合金)/","六轴双环型-1",null,null,"HCS03960","无锡倍达医疗科技有限公司","无锡倍达医疗科技有限公司"]
["003615989809180","00361598","C03140408704007122850001139","苏械注准20232041266","环式外固定支架","(足部支撑器/铝合金)/","六轴双环型-2",null,null,"HCS03960","无锡倍达医疗科技有限公司","无锡倍达医疗科技有限公司"]
["003615989809189","00361598","C03140408704007122850001156","苏械注准20232041266","环式外固定支架","(变径套/铝合金)d6","六轴双环型",null,null,"HCS03960","无锡倍达医疗科技有限公司","无锡倍达医疗科技有限公司"]
["003615989809193","00361598","C03140408704007122850001127","苏械注准20232041266","环式外固定支架","(卡玛/铝合金)/","六轴双环型-L",null,null,"HCS03960","无锡倍达医疗科技有限公司","无锡倍达医疗科技有限公司"]
["003615989809194","00361598","C03140408704007122850001137","苏械注准20232041266","环式外固定支架","(卡玛/铝合金)/","六轴双环型-M",null,null,"HCS03960","无锡倍达医疗科技有限公司","无锡倍达医疗科技有限公司"]
["003615989809182","00361598","C03140408704007122850001149","苏械注准20232041266","环式外固定支架","(变径套/铝合金)d5","六轴双环型",null,null,"HCS03960","无锡倍达医疗科技有限公司","无锡倍达医疗科技有限公司"]
["003615929758020","00361592","C03140408704002122850000022","苏械注准20232041266","环式外固定支架","(调节螺母/铝合金)d6×15","六轴双环型",null,null,"HCS03960","无锡倍达医疗科技有限公司","无锡倍达医疗科技有限公司"]
["003607739809162","00360773","C03140408701009122850003463","苏械注准20232041266","环式外固定支架","(标准螺钉/不锈钢)d8×26","六轴双环型",null,null,"HCS03960","无锡倍达医疗科技有限公司","无锡倍达医疗科技有限公司"]
["003607739809163","00360773","C03140408701009122850003464","苏械注准20232041266","环式外固定支架","(标准螺钉/不锈钢)d8×30","六轴双环型",null,null,"HCS03960","无锡倍达医疗科技有限公司","无锡倍达医疗科技有限公司"]
["003607739809164","00360773","C03140408701009122850003465","苏械注准20232041266","环式外固定支架","(标准螺钉/不锈钢)d8×24","六轴双环型",null,null,"HCS03960","无锡倍达医疗科技有限公司","无锡倍达医疗科技有限公司"]
["003607739809165","00360773","C03140408701009122850003471","苏械注准20232041266","环式外固定支架","(标准螺钉/不锈钢)d8×28","六轴双环型",null,null,"HCS03960","无锡倍达医疗科技有限公司","无锡倍达医疗科技有限公司"]
["003607739809166","00360773","C03140408701009122850002651","苏械注准20232041266","环式外固定支架","(夹针螺钉(扁位外螺纹)/不锈钢)M6×16","六轴双环型",null,null,"HCS03960","无锡倍达医疗科技有限公司","无锡倍达医疗科技有限公司"]
["003607739809167","00360773","C03140408701009122850002830","苏械注准20232041266","环式外固定支架","(夹针螺钉(扁位外螺纹)/不锈钢)M6×15","六轴双环型",null,null,"HCS03960","无锡倍达医疗科技有限公司","无锡倍达医疗科技有限公司"]
["003607739809172","00360773","C03140408701009122850003148","苏械注准20232041266","环式外固定支架","(夹针螺钉(扁位外螺纹)/不锈钢)M6×20","六轴双环型",null,null,"HCS03960","无锡倍达医疗科技有限公司","无锡倍达医疗科技有限公司"]
["003607739809173","00360773","C03140408701009122850003190","苏械注准20232041266","环式外固定支架","(夹针螺钉(扁位外螺纹)/不锈钢)M6×17","六轴双环型",null,null,"HCS03960","无锡倍达医疗科技有限公司","无锡倍达医疗科技有限公司"]
["003607739809174","00360773","C03140408701009122850003351","苏械注准20232041266","环式外固定支架","(夹针螺钉(扁位外螺纹)/不锈钢)M6×19","六轴双环型",null,null,"HCS03960","无锡倍达医疗科技有限公司","无锡倍达医疗科技有限公司"]
["003607739757661","00360773","C03140408701009122850002639","苏械注准20232041266","环式外固定支架","(标准螺钉/不锈钢)D6×17","六轴双环型",null,null,"HCS03960","无锡倍达医疗科技有限公司","无锡倍达医疗科技有限公司"]
["003607739757806","00360773","C03140408701009122850003200","苏械注准20232041266","环式外固定支架","(夹针螺钉(勾钉)/不锈钢)M6×17","六轴双环型",null,null,"HCS03960","无锡倍达医疗科技有限公司","无锡倍达医疗科技有限公司"]
["003607739757807","00360773","C03140408701009122850003269","苏械注准20232041266","环式外固定支架","(夹针螺钉(四方孔槽)/不锈钢)M6×19","六轴双环型",null,null,"HCS03960","无锡倍达医疗科技有限公司","无锡倍达医疗科技有限公司"]
["003607739757907","00360773","C03140408701009122850003400","苏械注准20232041266","环式外固定支架","(标准螺钉/不锈钢)D6×15","六轴双环型",null,null,"HCS03960","无锡倍达医疗科技有限公司","无锡倍达医疗科技有限公司"]
["003607739757908","00360773","C03140408701009122850003447","苏械注准20232041266","环式外固定支架","(标准螺钉/不锈钢)D6×16","六轴双环型",null,null,"HCS03960","无锡倍达医疗科技有限公司","无锡倍达医疗科技有限公司"]
["003607739757906","00360773","C03140408701009122850003386","苏械注准20232041266","环式外固定支架","(夹针螺钉(勾钉)/不锈钢)M6×16","六轴双环型",null,null,"HCS03960","无锡倍达医疗科技有限公司","无锡倍达医疗科技有限公司"]
["003607739757910","00360773","C03140408701009122850003461","苏械注准20232041266","环式外固定支架","(夹针螺钉(六角单槽)/不锈钢)M6×17","六轴双环型",null,null,"HCS03960","无锡倍达医疗科技有限公司","无锡倍达医疗科技有限公司"]
["003607739757709","00360773","C03140408701009122850002937","苏械注准20232041266","环式外固定支架","(标准螺钉/不锈钢)D6×19","六轴双环型",null,null,"HCS03960","无锡倍达医疗科技有限公司","无锡倍达医疗科技有限公司"]
["003607739757745","00360773","C03140408701009122850002982","苏械注准20232041266","环式外固定支架","(标准螺钉/不锈钢)D6×20","六轴双环型",null,null,"HCS03960","无锡倍达医疗科技有限公司","无锡倍达医疗科技有限公司"]
["003607739757748","00360773","C03140408701009122850003071","苏械注准20232041266","环式外固定支架","(夹针螺钉(勾钉)/不锈钢)M6×13","六轴双环型",null,null,"HCS03960","无锡倍达医疗科技有限公司","无锡倍达医疗科技有限公司"]
["003607739757751","00360773","C03140408701009122850003115","苏械注准20232041266","环式外固定支架","(夹针螺钉(勾钉)/不锈钢)M6×20","六轴双环型",null,null,"HCS03960","无锡倍达医疗科技有限公司","无锡倍达医疗科技有限公司"]
["003607739757802","00360773","C03140408701009122850003164","苏械注准20232041266","环式外固定支架","(夹针螺钉(四方孔槽)/不锈钢)M6×16","六轴双环型",null,null,"HCS03960","无锡倍达医疗科技有限公司","无锡倍达医疗科技有限公司"]
["003607739757905","00360773","C03140408701009122850003384","苏械注准20232041266","环式外固定支架","(夹针螺钉(六角单槽)/不锈钢)M6×20","六轴双环型",null,null,"HCS03960","无锡倍达医疗科技有限公司","无锡倍达医疗科技有限公司"]
["003607739757691","00360773","C03140408701009122850002811","苏械注准20232041266","环式外固定支架","(夹针螺钉(四方孔槽)/不锈钢)M6×12","六轴双环型",null,null,"HCS03960","无锡倍达医疗科技有限公司","无锡倍达医疗科技有限公司"]
["003607739757746","00360773","C03140408701009122850003038","苏械注准20232041266","环式外固定支架","(夹针螺钉(勾钉)/不锈钢)M6×15","六轴双环型",null,null,"HCS03960","无锡倍达医疗科技有限公司","无锡倍达医疗科技有限公司"]
["003607739757747","00360773","C03140408701009122850003063","苏械注准20232041266","环式外固定支架","(标准螺钉/不锈钢)D6×12","六轴双环型",null,null,"HCS03960","无锡倍达医疗科技有限公司","无锡倍达医疗科技有限公司"]
["003607739809168","00360773","C03140408701009122850003021","苏械注准20232041266","环式外固定支架","(夹针螺钉(扁位外螺纹)/不锈钢)M6×18","六轴双环型",null,null,"HCS03960","无锡倍达医疗科技有限公司","无锡倍达医疗科技有限公司"]
["003607739809170","00360773","C03140408701009122850003044","苏械注准20232041266","环式外固定支架","(夹针螺钉(扁位外螺纹)/不锈钢)M6×12","六轴双环型",null,null,"HCS03960","无锡倍达医疗科技有限公司","无锡倍达医疗科技有限公司"]
["003607739757659","00360773","C03140408701009122850002607","苏械注准20232041266","环式外固定支架","(夹针螺钉(六角单槽)/不锈钢)M6×12","六轴双环型",null,null,"HCS03960","无锡倍达医疗科技有限公司","无锡倍达医疗科技有限公司"]
["003607739757676","00360773","C03140408701009122850002716","苏械注准20232041266","环式外固定支架","(夹针螺钉(六角单槽)/不锈钢)M6×10","六轴双环型",null,null,"HCS03960","无锡倍达医疗科技有限公司","无锡倍达医疗科技有限公司"]
["003607739757678","00360773","C03140408701009122850002751","苏械注准20232041266","环式外固定支架","(夹针螺钉(勾钉)/不锈钢)M6×12","六轴双环型",null,null,"HCS03960","无锡倍达医疗科技有限公司","无锡倍达医疗科技有限公司"]
["003607739757707","00360773","C03140408701009122850002886","苏械注准20232041266","环式外固定支架","(夹针螺钉(六角单槽)/不锈钢)M6×13","六轴双环型",null,null,"HCS03960","无锡倍达医疗科技有限公司","无锡倍达医疗科技有限公司"]
["003607739757744","00360773","C03140408701009122850002950","苏械注准20232041266","环式外固定支架","(夹针螺钉(四方孔槽)/不锈钢)M6×13","六轴双环型",null,null,"HCS03960","无锡倍达医疗科技有限公司","无锡倍达医疗科技有限公司"]
["003607739757750","00360773","C03140408701009122850003110","苏械注准20232041266","环式外固定支架","(环形螺钉/不锈钢)D5×18","六轴双环型",null,null,"HCS03960","无锡倍达医疗科技有限公司","无锡倍达医疗科技有限公司"]
["003607739757805","00360773","C03140408701009122850003194","苏械注准20232041266","环式外固定支架","(环形螺钉/不锈钢)D5×16","六轴双环型",null,null,"HCS03960","无锡倍达医疗科技有限公司","无锡倍达医疗科技有限公司"]
["003607739757808","00360773","C03140408701009122850003292","苏械注准20232041266","环式外固定支架","(夹针螺钉(四方孔槽)/不锈钢)M6×15","六轴双环型",null,null,"HCS03960","无锡倍达医疗科技有限公司","无锡倍达医疗科技有限公司"]
["003607739757708","00360773","C03140408701009122850002929","苏械注准20232041266","环式外固定支架","(标准螺钉/不锈钢)D6×13","六轴双环型",null,null,"HCS03960","无锡倍达医疗科技有限公司","无锡倍达医疗科技有限公司"]
["003607739757662","00360773","C03140408701009122850002655","苏械注准20232041266","环式外固定支架","(夹针螺钉(六角单槽)/不锈钢)M6×15","六轴双环型",null,null,"HCS03960","无锡倍达医疗科技有限公司","无锡倍达医疗科技有限公司"]
["003607739757675","00360773","C03140408701009122850002691","苏械注准20232041266","环式外固定支架","(夹针螺钉(四方孔槽)/不锈钢)M6×20","六轴双环型",null,null,"HCS03960","无锡倍达医疗科技有限公司","无锡倍达医疗科技有限公司"]
["003607739757677","00360773","C03140408701009122850002723","苏械注准20232041266","环式外固定支架","(夹针螺钉(勾钉)/不锈钢)M6×19","六轴双环型",null,null,"HCS03960","无锡倍达医疗科技有限公司","无锡倍达医疗科技有限公司"]
["003607739757729","00360773","C03140408701009122850002949","苏械注准20232041266","环式外固定支架","(夹针螺钉(六角单槽)/不锈钢)M6×19","六轴双环型",null,null,"HCS03960","无锡倍达医疗科技有限公司","无锡倍达医疗科技有限公司"]
["003607739757854","00360773","C03140408701009122850003377","苏械注准20232041266","环式外固定支架","(标准螺钉/不锈钢)D6×10","六轴双环型",null,null,"HCS03960","无锡倍达医疗科技有限公司","无锡倍达医疗科技有限公司"]
["003607739809171","00360773","C03140408701009122850003092","苏械注准20232041266","环式外固定支架","(夹针螺钉(扁位外螺纹)/不锈钢)M6×13","六轴双环型",null,null,"HCS03960","无锡倍达医疗科技有限公司","无锡倍达医疗科技有限公司"]
["003607739757749","00360773","C03140408701009122850003101","苏械注准20232041266","环式外固定支架","(夹针螺钉(六角单槽)/不锈钢)M6×16","六轴双环型",null,null,"HCS03960","无锡倍达医疗科技有限公司","无锡倍达医疗科技有限公司"]
["003607739757856","00360773","C03140408701009122850003383","苏械注准20232041266","环式外固定支架","(夹针螺钉(四方孔槽)/不锈钢)M6×10","六轴双环型",null,null,"HCS03960","无锡倍达医疗科技有限公司","无锡倍达医疗科技有限公司"]
["003607739757909","00360773","C03140408701009122850003458","苏械注准20232041266","环式外固定支架","(夹针螺钉(四方孔槽)/不锈钢)M6×17","六轴双环型",null,null,"HCS03960","无锡倍达医疗科技有限公司","无锡倍达医疗科技有限公司"]
["002906699799483","00290669","C03140308705006122850009563","苏锡械备20200224号","骨科牵引器","(头环/铝合金)Φ180","B型",null,null,"HCS03960","无锡倍达医疗科技有限公司"]
["002906699799383","00290669","C03140308705006122850009453","苏锡械备20200224号","骨科牵引器","(头环/铝合金)Φ185","B型",null,null,"HCS03960","无锡倍达医疗科技有限公司"]
["002906699799385","00290669","C03140308705006122850009472","苏锡械备20200224号","骨科牵引器","(全环/铝合金)Ф240","A型",null,null,"HCS03960","无锡倍达医疗科技有限公司"]
["002906699799410","00290669","C03140308705006122850009512","苏锡械备20200224号","骨科牵引器","(头环2/铝合金)Ф240","A型",null,null,"HCS03960","无锡倍达医疗科技有限公司"]
["002906699799414","00290669","C03140308705006122850009531","苏锡械备20200224号","骨科牵引器","(全环/铝合金)Ф280","A型",null,null,"HCS03960","无锡倍达医疗科技有限公司"]
["002906699799243","00290669","C03140308705006122850009438","苏锡械备20200224号","骨科牵引器","(头环2/铝合金)Ф200","A型",null,null,"HCS03960","无锡倍达医疗科技有限公司"]
["002906699799245","00290669","C03140308705006122850009439","苏锡械备20200224号","骨科牵引器","(全环/铝合金)Ф200","A型",null,null,"HCS03960","无锡倍达医疗科技有限公司"]
["002906699799240","00290669","C03140308705006122850009434","苏锡械备20200224号","骨科牵引器","(头环/铝合金)Φ200","B型",null,null,"HCS03960","无锡倍达医疗科技有限公司"]
["002906699799384","00290669","C03140308705006122850009463","苏锡械备20200224号","骨科牵引器","(头环2/铝合金)Ф190","A型",null,null,"HCS03960","无锡倍达医疗科技有限公司"]
["002906699799398","00290669","C03140308705006122850009493","苏锡械备20200224号","骨科牵引器","(头环/铝合金)Φ205","B型",null,null,"HCS03960","无锡倍达医疗科技有限公司"]
["002906699799409","00290669","C03140308705006122850009506","苏锡械备20200224号","骨科牵引器","(全环/铝合金)Ф270","A型",null,null,"HCS03960","无锡倍达医疗科技有限公司"]
["002906699799413","00290669","C03140308705006122850009524","苏锡械备20200224号","骨科牵引器","(全环/铝合金)Ф190","A型",null,null,"HCS03960","无锡倍达医疗科技有限公司"]
["002906699799370","00290669","C03140308705006122850009447","苏锡械备20200224号","骨科牵引器","(头环2/铝合金)Ф280","A型",null,null,"HCS03960","无锡倍达医疗科技有限公司"]
["002906699799386","00290669","C03140308705006122850009479","苏锡械备20200224号","骨科牵引器","(头环2/铝合金)Ф230","A型",null,null,"HCS03960","无锡倍达医疗科技有限公司"]
["002906699799397","00290669","C03140308705006122850009489","苏锡械备20200224号","骨科牵引器","(全环/铝合金)Ф230","A型",null,null,"HCS03960","无锡倍达医疗科技有限公司"]
["002906699799412","00290669","C03140308705006122850009519","苏锡械备20200224号","骨科牵引器","(头环2/铝合金)Ф270","A型",null,null,"HCS03960","无锡倍达医疗科技有限公司"]
["003585909805714","00358590","C03140308703007122850000075","苏械注准20232040600","组合式外固定支架","/钛合金","QG 型(肘关节结构固定型)",null,null,"HCS03960","无锡倍达医疗科技有限公司","无锡倍达医疗科技有限公司"]
["003585909805717","00358590","C03140308703007122850000100","苏械注准20232040600","组合式外固定支架","/钛合金无菌","QG 型(肘关节结构固定型)",null,null,"HCS03960","无锡倍达医疗科技有限公司","无锡倍达医疗科技有限公司"]
["003593109805906","00359310","C03140308705007122850000580","苏械注准20232040600","组合式外固定支架","/铝合金无菌","QG-1 型(肘关节结构固定型)",null,null,"HCS03960","无锡倍达医疗科技有限公司","无锡倍达医疗科技有限公司"]
["003593109805908","00359310","C03140308705007122850000602","苏械注准20232040600","组合式外固定支架","/铝合金无菌","QG-3 型(肘关节结构固定型)",null,null,"HCS03960","无锡倍达医疗科技有限公司","无锡倍达医疗科技有限公司"]
["003593109805911","00359310","C03140308705007122850000604","苏械注准20232040600","组合式外固定支架","/铝合金无菌","QG-2 型(肘关节结构固定型)",null,null,"HCS03960","无锡倍达医疗科技有限公司","无锡倍达医疗科技有限公司"]
["003593109805901","00359310","C03140308705007122850000536","苏械注准20232040600","组合式外固定支架","/铝合金","QG-3 型(肘关节结构固定型)",null,null,"HCS03960","无锡倍达医疗科技有限公司","无锡倍达医疗科技有限公司"]
["003593109805900","00359310","C03140308705007122850000523","苏械注准20232040600","组合式外固定支架","/铝合金","QG-1 型(肘关节结构固定型)",null,null,"HCS03960","无锡倍达医疗科技有限公司","无锡倍达医疗科技有限公司"]
["003593109805902","00359310","C03140308705007122850000575","苏械注准20232040600","组合式外固定支架","/铝合金","QG-2 型(肘关节结构固定型)",null,null,"HCS03960","无锡倍达医疗科技有限公司","无锡倍达医疗科技有限公司"]
["003585819805696","00358581","C03140308701007122850000066","苏械注准20232040600","组合式外固定支架","/不锈钢","QG 型(肘关节结构固定型)",null,null,"HCS03960","无锡倍达医疗科技有限公司","无锡倍达医疗科技有限公司"]
["003585819805701","00358581","C03140308701007122850000077","苏械注准20232040600","组合式外固定支架","/不锈钢无菌","QG 型(肘关节结构固定型)",null,null,"HCS03960","无锡倍达医疗科技有限公司","无锡倍达医疗科技有限公司"]
["003588659805741","00358865","C03140308704007122850000196","苏械注准20232040600","组合式外固定支架","/碳纤维无菌","QG 型(肘关节结构固定型)",null,null,"HCS03960","无锡倍达医疗科技有限公司","无锡倍达医疗科技有限公司"]
["003588659805743","00358865","C03140308704007122850000200","苏械注准20232040600","组合式外固定支架","/碳纤维","QG 型(肘关节结构固定型)",null,null,"HCS03960","无锡倍达医疗科技有限公司","无锡倍达医疗科技有限公司"]
["003037859809575","00303785","C03140408701004122850004429","苏械注准20212041031","环式外固定支架","（螺纹杆/非灭菌）M3，螺纹长度180","V型",null,null,"HCS03960","无锡倍达医疗科技有限公司"]
["003037859809576","00303785","C03140408701004122850004639","苏械注准20212041031","环式外固定支架","（螺纹杆/非灭菌）M3，螺纹长度125","V型",null,null,"HCS03960","无锡倍达医疗科技有限公司"]
["003037859809577","00303785","C03140408701004122850003198","苏械注准20212041031","环式外固定支架","（螺纹杆/非灭菌）M4，螺纹长度170","V型",null,null,"HCS03960","无锡倍达医疗科技有限公司"]
["003037859809578","00303785","C03140408701004122850003307","苏械注准20212041031","环式外固定支架","（螺纹杆/非灭菌）M4，螺纹长度169","V型",null,null,"HCS03960","无锡倍达医疗科技有限公司"]
["003037859809579","00303785","C03140408701004122850003782","苏械注准20212041031","环式外固定支架","（螺纹杆/非灭菌）M4，螺纹长度180","V型",null,null,"HCS03960","无锡倍达医疗科技有限公司"]
["003037859809580","00303785","C03140408701004122850004580","苏械注准20212041031","环式外固定支架","（螺纹杆/非灭菌）M4，螺纹长度179","V型",null,null,"HCS03960","无锡倍达医疗科技有限公司"]
["003037859809572","00303785","C03140408701004122850003246","苏械注准20212041031","环式外固定支架","（螺纹杆/非灭菌）M3，螺纹长度170","V型",null,null,"HCS03960","无锡倍达医疗科技有限公司"]
["003037859809573","00303785","C03140408701004122850003520","苏械注准20212041031","环式外固定支架","（螺纹杆/非灭菌）M3，螺纹长度155","V型",null,null,"HCS03960","无锡倍达医疗科技有限公司"]
["003037859809574","00303785","C03140408701004122850003534","苏械注准20212041031","环式外固定支架","（螺纹杆/非灭菌）M3，螺纹长度140","V型",null,null,"HCS03960","无锡倍达医疗科技有限公司"]
["003446599809567","00344659","C03140308704002122850000418","苏械注准20202040779","组合式外固定支架","（连接杆/碳纤维非灭菌）d=φ5， L=120mm","Q型",null,null,"HCS03960","无锡倍达医疗科技有限公司","无锡倍达医疗科技有限公司"]
["003446599809568","00344659","C03140308704002122850000594","苏械注准20202040779","组合式外固定支架","（连接杆/碳纤维非灭菌）d=φ5， L=80mm","Q型",null,null,"HCS03960","无锡倍达医疗科技有限公司","无锡倍达医疗科技有限公司"]
["003446599809569","00344659","C03140308704002122850000092","苏械注准20202040779","组合式外固定支架","（连接杆/碳纤维非灭菌）d=φ8， L=120mm","Q型",null,null,"HCS03960","无锡倍达医疗科技有限公司","无锡倍达医疗科技有限公司"]
["003446599809570","00344659","C03140308704002122850000687","苏械注准20202040779","组合式外固定支架","（连接杆/碳纤维非灭菌）d=φ8， L=80mm","Q型",null,null,"HCS03960","无锡倍达医疗科技有限公司","无锡倍达医疗科技有限公司"]
["003446689809561","00344668","C03140308705002122850000732","苏械注准20202040779","组合式外固定支架","（连接杆/铝合金非灭菌）d=φ8， L=65mm","Q型",null,null,"HCS03960","无锡倍达医疗科技有限公司","无锡倍达医疗科技有限公司"]
["003445889809566","00344588","C03140208704004122850000014","苏械注准20202040779","组合式外固定支架","（非灭菌）针-杆固定夹 φ10","Q型",null,null,"HCS03960","无锡倍达医疗科技有限公司","无锡倍达医疗科技有限公司"]
["003240649809427","00324064","C03140108701004122850006500","国械注准20213130790","金属骨针(不锈钢)","HA2.5/Ф3.0 80/15","自攻自钻(非无菌)",null,null,"HCS03960","无锡倍达医疗科技有限公司"]
["003240649809431","00324064","C03140108701004122850006503","国械注准20213130790","金属骨针(不锈钢)","HA4.0/Ф5.0 120/30","自攻自钻(非无菌)",null,null,"HCS03960","无锡倍达医疗科技有限公司"]
["003240649809428","00324064","C03140108701004122850006507","国械注准20213130790","金属骨针(不锈钢)","HA4.0/Ф4.0 150/35","自攻自钻(非无菌)",null,null,"HCS03960","无锡倍达医疗科技有限公司"]
["003240649809430","00324064","C03140108701004122850006501","国械注准20213130790","金属骨针(不锈钢)","HA2.5/Ф2.5 100/15","自攻自钻(非无菌)",null,null,"HCS03960","无锡倍达医疗科技有限公司"]
["003240649809429","00324064","C03140108701004122850006502","国械注准20213130790","金属骨针(不锈钢)","HA3.0/Ф4.0 100/25","自攻自钻(非无菌)",null,null,"HCS03960","无锡倍达医疗科技有限公司"]
["003274299719608","00327429",null,"国械注准20193400107","流产组织染色体非整倍体检测试剂盒（连接探针扩增法）","75测试/盒","N9002",null,null,"HCS06258","天昊生物医药科技（苏州）有=有限公司"]
["003975879812875","00397587","C14020226300010017960001152","豫械注准20212141909","脱脂纱布垫","35cm*40cm*4p","II型",null,null,"HCS03370","河南瑞科医疗器械有限公司","河南瑞科医疗器械有限公司"]
["003975879812876","00397587","C14020226300010017960000992","豫械注准20212141909","脱脂纱布垫","35cm*40cm*4p","I型",null,null,"HCS03370","河南瑞科医疗器械有限公司","河南瑞科医疗器械有限公司"]
["003975879812983","00397587","C14020226300010017960001071","豫械注准20212141909","脱脂纱布垫","40cm*40cm*2p","I型",null,null,"HCS03370","河南瑞科医疗器械有限公司","河南瑞科医疗器械有限公司"]
["003975879812984","00397587","C14020226300010017960001030","豫械注准20212141909","脱脂纱布垫","40cm*40cm*2p","II型",null,null,"HCS03370","河南瑞科医疗器械有限公司","河南瑞科医疗器械有限公司"]
["003975879812504","00397587","C14020226300010017960001229","豫械注准20212141909","脱脂纱布垫","10cm*40cm*6p","II型",null,null,"HCS03370","河南瑞科医疗器械有限公司","河南瑞科医疗器械有限公司"]
["003975879812503","00397587","C14020226300010017960001131","豫械注准20212141909","脱脂纱布垫","10cm*40cm*6p","I型",null,null,"HCS03370","河南瑞科医疗器械有限公司","河南瑞科医疗器械有限公司"]
["003975879812505","00397587","C14020226300010017960000998","豫械注准20212141909","脱脂纱布垫","12cm*35cm*6p","II型",null,null,"HCS03370","河南瑞科医疗器械有限公司","河南瑞科医疗器械有限公司"]
["003975879812506","00397587","C14020226300010017960001203","豫械注准20212141909","脱脂纱布垫","12cm*35cm*6p","I型",null,null,"HCS03370","河南瑞科医疗器械有限公司","河南瑞科医疗器械有限公司"]
["003975879813183","00397587","C14020226300010017960004747","豫械注准20212141909","脱脂纱布垫","40cm*50cm*6p","I型",null,null,"HCS03370","河南瑞科医疗器械有限公司","河南瑞科医疗器械有限公司"]
["003975879813184","00397587","C14020226300010017960005623","豫械注准20212141909","脱脂纱布垫","40cm*50cm*6p","II型",null,null,"HCS03370","河南瑞科医疗器械有限公司","河南瑞科医疗器械有限公司"]
["003975879812790","00397587","C14020226300010017960001096","豫械注准20212141909","脱脂纱布垫","20cm*50cm*2p","I型",null,null,"HCS03370","河南瑞科医疗器械有限公司","河南瑞科医疗器械有限公司"]
["003975879812791","00397587","C14020226300010017960001073","豫械注准20212141909","脱脂纱布垫","20cm*50cm*2p","II型",null,null,"HCS03370","河南瑞科医疗器械有限公司","河南瑞科医疗器械有限公司"]
["003975879812825","00397587","C14020226300010017960001163","豫械注准20212141909","脱脂纱布垫","30cm*30cm*8p","I型",null,null,"HCS03370","河南瑞科医疗器械有限公司","河南瑞科医疗器械有限公司"]
["003975879812826","00397587","C14020226300010017960001172","豫械注准20212141909","脱脂纱布垫","30cm*30cm*8p","II型",null,null,"HCS03370","河南瑞科医疗器械有限公司","河南瑞科医疗器械有限公司"]
["003975879812643","00397587","C14020226300010017960001140","豫械注准20212141909","脱脂纱布垫","20cm*30cm*2p","II型",null,null,"HCS03370","河南瑞科医疗器械有限公司","河南瑞科医疗器械有限公司"]
["003975879812644","00397587","C14020226300010017960001168","豫械注准20212141909","脱脂纱布垫","20cm*30cm*2p","I型",null,null,"HCS03370","河南瑞科医疗器械有限公司","河南瑞科医疗器械有限公司"]
["003975879812652","00397587","C14020226300010017960000280","豫械注准20212141909","脱脂纱布垫","20cm*40cm*2p","I型",null,null,"HCS03370","河南瑞科医疗器械有限公司","河南瑞科医疗器械有限公司"]
["003975879812653","00397587","C14020226300010017960000274","豫械注准20212141909","脱脂纱布垫","20cm*40cm*2p","II型",null,null,"HCS03370","河南瑞科医疗器械有限公司","河南瑞科医疗器械有限公司"]
["003975879812654","00397587","C14020226300010017960001134","豫械注准20212141909","脱脂纱布垫","20cm*40cm*6p","I型",null,null,"HCS03370","河南瑞科医疗器械有限公司","河南瑞科医疗器械有限公司"]
["003975879812657","00397587","C14020226300010017960001013","豫械注准20212141909","脱脂纱布垫","20cm*40cm*6p","II型",null,null,"HCS03370","河南瑞科医疗器械有限公司","河南瑞科医疗器械有限公司"]
["003975879812520","00397587","C14020226300010017960004818","豫械注准20212141909","脱脂纱布垫","15cm*25cm*8p","I型",null,null,"HCS03370","河南瑞科医疗器械有限公司","河南瑞科医疗器械有限公司"]
["003975879812521","00397587","C14020226300010017960005518","豫械注准20212141909","脱脂纱布垫","15cm*25cm*8p","II型",null,null,"HCS03370","河南瑞科医疗器械有限公司","河南瑞科医疗器械有限公司"]
["003975879812527","00397587","C14020226300010017960001018","豫械注准20212141909","脱脂纱布垫","15cm*30cm*4p","II型",null,null,"HCS03370","河南瑞科医疗器械有限公司","河南瑞科医疗器械有限公司"]
["003975879812528","00397587","C14020226300010017960001236","豫械注准20212141909","脱脂纱布垫","15cm*30cm*4p","I型",null,null,"HCS03370","河南瑞科医疗器械有限公司","河南瑞科医疗器械有限公司"]
["003975879812534","00397587","C14020226300010017960001080","豫械注准20212141909","脱脂纱布垫","15cm*40cm*2p","II型",null,null,"HCS03370","河南瑞科医疗器械有限公司","河南瑞科医疗器械有限公司"]
["003975879812535","00397587","C14020226300010017960001115","豫械注准20212141909","脱脂纱布垫","15cm*40cm*2p","I型",null,null,"HCS03370","河南瑞科医疗器械有限公司","河南瑞科医疗器械有限公司"]
["003975879812538","00397587","C14020226300010017960001053","豫械注准20212141909","脱脂纱布垫","15cm*40cm*4p","I型",null,null,"HCS03370","河南瑞科医疗器械有限公司","河南瑞科医疗器械有限公司"]
["003975879812539","00397587","C14020226300010017960001028","豫械注准20212141909","脱脂纱布垫","15cm*40cm*4p","II型",null,null,"HCS03370","河南瑞科医疗器械有限公司","河南瑞科医疗器械有限公司"]
["003975879812548","00397587","C14020226300010017960000986","豫械注准20212141909","脱脂纱布垫","20cm*20cm*2p","I型",null,null,"HCS03370","河南瑞科医疗器械有限公司","河南瑞科医疗器械有限公司"]
["003975879812549","00397587","C14020226300010017960001256","豫械注准20212141909","脱脂纱布垫","20cm*20cm*2p","II型",null,null,"HCS03370","河南瑞科医疗器械有限公司","河南瑞科医疗器械有限公司"]
["003975879812645","00397587","C14020226300010017960001154","豫械注准20212141909","脱脂纱布垫","20cm*30cm*6p","I型",null,null,"HCS03370","河南瑞科医疗器械有限公司","河南瑞科医疗器械有限公司"]
["003975879812646","00397587","C14020226300010017960001241","豫械注准20212141909","脱脂纱布垫","20cm*30cm*6p","II型",null,null,"HCS03370","河南瑞科医疗器械有限公司","河南瑞科医疗器械有限公司"]
["003975879792535","00397587","C14020226300010017960001093","豫械注准20212141909","脱脂纱布垫","30cm*40cm*6p","II型",null,null,"HCS03370","河南瑞科医疗器械有限公司","河南瑞科医疗器械有限公司"]
["003975879792536","00397587","C14020226300010017960001092","豫械注准20212141909","脱脂纱布垫","30cm*40cm*6p","I型",null,null,"HCS03370","河南瑞科医疗器械有限公司","河南瑞科医疗器械有限公司"]
["003975879812523","00397587","C14020226300010017960001064","豫械注准20212141909","脱脂纱布垫","15cm*30cm*2p","II型",null,null,"HCS03370","河南瑞科医疗器械有限公司","河南瑞科医疗器械有限公司"]
["003975879813172","00397587","C14020226300010017960000994","豫械注准20212141909","脱脂纱布垫","40cm*40cm*6p","I型",null,null,"HCS03370","河南瑞科医疗器械有限公司","河南瑞科医疗器械有限公司"]
["003975879813173","00397587","C14020226300010017960001034","豫械注准20212141909","脱脂纱布垫","40cm*40cm*6p","II型",null,null,"HCS03370","河南瑞科医疗器械有限公司","河南瑞科医疗器械有限公司"]
["003975879813177","00397587","C14020226300010017960001157","豫械注准20212141909","脱脂纱布垫","40cm*40cm*8p","I型",null,null,"HCS03370","河南瑞科医疗器械有限公司","河南瑞科医疗器械有限公司"]
["003975879813178","00397587","C14020226300010017960001204","豫械注准20212141909","脱脂纱布垫","40cm*40cm*8p","II型",null,null,"HCS03370","河南瑞科医疗器械有限公司","河南瑞科医疗器械有限公司"]
["003975879812550","00397587","C14020226300010017960001169","豫械注准20212141909","脱脂纱布垫","20cm*20cm*4p","I型",null,null,"HCS03370","河南瑞科医疗器械有限公司","河南瑞科医疗器械有限公司"]
["003975879812551","00397587","C14020226300010017960001078","豫械注准20212141909","脱脂纱布垫","20cm*20cm*4p","II型",null,null,"HCS03370","河南瑞科医疗器械有限公司","河南瑞科医疗器械有限公司"]
["003975879812650","00397587","C14020226300010017960001012","豫械注准20212141909","脱脂纱布垫","20cm*30cm*8p","I型",null,null,"HCS03370","河南瑞科医疗器械有限公司","河南瑞科医疗器械有限公司"]
["003975879812651","00397587","C14020226300010017960001200","豫械注准20212141909","脱脂纱布垫","20cm*30cm*8p","II型",null,null,"HCS03370","河南瑞科医疗器械有限公司","河南瑞科医疗器械有限公司"]
["003975879812798","00397587","C14020226300010017960001050","豫械注准20212141909","脱脂纱布垫","25cm*30cm*4p","I型",null,null,"HCS03370","河南瑞科医疗器械有限公司","河南瑞科医疗器械有限公司"]
["003975879812799","00397587","C14020226300010017960001122","豫械注准20212141909","脱脂纱布垫","25cm*30cm*4p","II型",null,null,"HCS03370","河南瑞科医疗器械有限公司","河南瑞科医疗器械有限公司"]
["003975879812496","00397587","C14020226300010017960001272","豫械注准20212141909","脱脂纱布垫","10cm*30cm*4p","II型",null,null,"HCS03370","河南瑞科医疗器械有限公司","河南瑞科医疗器械有限公司"]
["003975879812497","00397587","C14020226300010017960001029","豫械注准20212141909","脱脂纱布垫","10cm*30cm*4p","I型",null,null,"HCS03370","河南瑞科医疗器械有限公司","河南瑞科医疗器械有限公司"]
["003975879812513","00397587","C14020226300010017960001853","豫械注准20212141909","脱脂纱布垫","15cm*20cm*2p","I型",null,null,"HCS03370","河南瑞科医疗器械有限公司","河南瑞科医疗器械有限公司"]
["003975879812514","00397587","C14020226300010017960001861","豫械注准20212141909","脱脂纱布垫","15cm*20cm*2p","II型",null,null,"HCS03370","河南瑞科医疗器械有限公司","河南瑞科医疗器械有限公司"]
["003975879812522","00397587","C14020226300010017960001089","豫械注准20212141909","脱脂纱布垫","15cm*30cm*2p","I型",null,null,"HCS03370","河南瑞科医疗器械有限公司","河南瑞科医疗器械有限公司"]
["003975879812540","00397587","C14020226300010017960001182","豫械注准20212141909","脱脂纱布垫","2.5cm*20cm*4p","II型",null,null,"HCS03370","河南瑞科医疗器械有限公司","河南瑞科医疗器械有限公司"]
["003975879812541","00397587","C14020226300010017960001209","豫械注准20212141909","脱脂纱布垫","2.5cm*20cm*4p","I型",null,null,"HCS03370","河南瑞科医疗器械有限公司","河南瑞科医疗器械有限公司"]
["003975879812801","00397587","C14020226300010017960000980","豫械注准20212141909","脱脂纱布垫","25cm*35cm*6p","I型",null,null,"HCS03370","河南瑞科医疗器械有限公司","河南瑞科医疗器械有限公司"]
["003975879812732","00397587","C14020226300010017960001142","豫械注准20212141909","脱脂纱布垫","20cm*40cm*8p","I型",null,null,"HCS03370","河南瑞科医疗器械有限公司","河南瑞科医疗器械有限公司"]
["003975879812733","00397587","C14020226300010017960001111","豫械注准20212141909","脱脂纱布垫","20cm*40cm*8p","II型",null,null,"HCS03370","河南瑞科医疗器械有限公司","河南瑞科医疗器械有限公司"]
["003975879812800","00397587","C14020226300010017960001081","豫械注准20212141909","脱脂纱布垫","25cm*35cm*6p","II型",null,null,"HCS03370","河南瑞科医疗器械有限公司","河南瑞科医疗器械有限公司"]
["003975879812821","00397587","C14020226300010017960001027","豫械注准20212141909","脱脂纱布垫","30cm*30cm*4p","I型",null,null,"HCS03370","河南瑞科医疗器械有限公司","河南瑞科医疗器械有限公司"]
["003975879812822","00397587","C14020226300010017960001227","豫械注准20212141909","脱脂纱布垫","30cm*30cm*4p","II型",null,null,"HCS03370","河南瑞科医疗器械有限公司","河南瑞科医疗器械有限公司"]
["003975879812480","00397587","C14020226300010017960002622","豫械注准20212141909","脱脂纱布垫","10cm*18cm*12p","II型",null,null,"HCS03370","河南瑞科医疗器械有限公司","河南瑞科医疗器械有限公司"]
["003975879812481","00397587","C14020226300010017960002618","豫械注准20212141909","脱脂纱布垫","10cm*18cm*12p","I型",null,null,"HCS03370","河南瑞科医疗器械有限公司","河南瑞科医疗器械有限公司"]
["003975879812488","00397587","C14020226300010017960001083","豫械注准20212141909","脱脂纱布垫","10cm*20cm*8p","I型",null,null,"HCS03370","河南瑞科医疗器械有限公司","河南瑞科医疗器械有限公司"]
["003975879812489","00397587","C14020226300010017960001216","豫械注准20212141909","脱脂纱布垫","10cm*20cm*8p","II型",null,null,"HCS03370","河南瑞科医疗器械有限公司","河南瑞科医疗器械有限公司"]
["003975879812501","00397587","C14020226300010017960001074","豫械注准20212141909","脱脂纱布垫","10cm*40cm*4p","II型",null,null,"HCS03370","河南瑞科医疗器械有限公司","河南瑞科医疗器械有限公司"]
["003975879812502","00397587","C14020226300010017960000989","豫械注准20212141909","脱脂纱布垫","10cm*40cm*4p","I型",null,null,"HCS03370","河南瑞科医疗器械有限公司","河南瑞科医疗器械有限公司"]
["003975879812515","00397587","C14020226300010017960001233","豫械注准20212141909","脱脂纱布垫","15cm*25cm*3p","I型",null,null,"HCS03370","河南瑞科医疗器械有限公司","河南瑞科医疗器械有限公司"]
["003975879812516","00397587","C14020226300010017960001171","豫械注准20212141909","脱脂纱布垫","15cm*25cm*3p","II型",null,null,"HCS03370","河南瑞科医疗器械有限公司","河南瑞科医疗器械有限公司"]
["003975879812532","00397587","C14020226300010017960000991","豫械注准20212141909","脱脂纱布垫","15cm*30cm*8p","I型",null,null,"HCS03370","河南瑞科医疗器械有限公司","河南瑞科医疗器械有限公司"]
["003975879812533","00397587","C14020226300010017960001077","豫械注准20212141909","脱脂纱布垫","15cm*30cm*8p","II型",null,null,"HCS03370","河南瑞科医疗器械有限公司","河南瑞科医疗器械有限公司"]
["003975879812564","00397587","C14020226300010017960006008","豫械注准20212141909","脱脂纱布垫","20cm*20cm*8p","I型",null,null,"HCS03370","河南瑞科医疗器械有限公司","河南瑞科医疗器械有限公司"]
["003975879812565","00397587","C14020226300010017960006028","豫械注准20212141909","脱脂纱布垫","20cm*20cm*8p","II型",null,null,"HCS03370","河南瑞科医疗器械有限公司","河南瑞科医疗器械有限公司"]
["003975879813181","00397587","C14020226300010017960006207","豫械注准20212141909","脱脂纱布垫","40cm*50cm*4p","II型",null,null,"HCS03370","河南瑞科医疗器械有限公司","河南瑞科医疗器械有限公司"]
["003975879813182","00397587","C14020226300010017960004490","豫械注准20212141909","脱脂纱布垫","40cm*50cm*4p","I型",null,null,"HCS03370","河南瑞科医疗器械有限公司","河南瑞科医疗器械有限公司"]
["003975879812470","00397587","C14020226300010017960001273","豫械注准20212141909","脱脂纱布垫","10cm*15cm*8p","I型",null,null,"HCS03370","河南瑞科医疗器械有限公司","河南瑞科医疗器械有限公司"]
["003975879812471","00397587","C14020226300010017960000999","豫械注准20212141909","脱脂纱布垫","10cm*15cm*8p","II型",null,null,"HCS03370","河南瑞科医疗器械有限公司","河南瑞科医疗器械有限公司"]
["003975879813186","00397587","C14020226300010017960001961","豫械注准20212141909","脱脂纱布垫","40cm*50cm*8p","I型",null,null,"HCS03370","河南瑞科医疗器械有限公司","河南瑞科医疗器械有限公司"]
["003975879813187","00397587","C14020226300010017960001968","豫械注准20212141909","脱脂纱布垫","40cm*50cm*8p","II型",null,null,"HCS03370","河南瑞科医疗器械有限公司","河南瑞科医疗器械有限公司"]
["003975879812817","00397587","C14020226300010017960001156","豫械注准20212141909","脱脂纱布垫","25cm*40cm*2p","II型",null,null,"HCS03370","河南瑞科医疗器械有限公司","河南瑞科医疗器械有限公司"]
["003975879812818","00397587","C14020226300010017960001098","豫械注准20212141909","脱脂纱布垫","25cm*40cm*2p","I型",null,null,"HCS03370","河南瑞科医疗器械有限公司","河南瑞科医疗器械有限公司"]
["003975879812819","00397587","C14020226300010017960001002","豫械注准20212141909","脱脂纱布垫","30cm*30cm*2p","II型",null,null,"HCS03370","河南瑞科医疗器械有限公司","河南瑞科医疗器械有限公司"]
["003975879812820","00397587","C14020226300010017960001108","豫械注准20212141909","脱脂纱布垫","30cm*30cm*2p","I型",null,null,"HCS03370","河南瑞科医疗器械有限公司","河南瑞科医疗器械有限公司"]
["003975879812823","00397587","C14020226300010017960001124","豫械注准20212141909","脱脂纱布垫","30cm*30cm*6p","I型",null,null,"HCS03370","河南瑞科医疗器械有限公司","河南瑞科医疗器械有限公司"]
["003975879812824","00397587","C14020226300010017960001146","豫械注准20212141909","脱脂纱布垫","30cm*30cm*6p","II型",null,null,"HCS03370","河南瑞科医疗器械有限公司","河南瑞科医疗器械有限公司"]
["003975879812837","00397587","C14020226300010017960001058","豫械注准20212141909","脱脂纱布垫","30cm*40cm*8p","I型",null,null,"HCS03370","河南瑞科医疗器械有限公司","河南瑞科医疗器械有限公司"]
["003975879812838","00397587","C14020226300010017960001132","豫械注准20212141909","脱脂纱布垫","30cm*40cm*8p","II型",null,null,"HCS03370","河南瑞科医疗器械有限公司","河南瑞科医疗器械有限公司"]
["003975879812468","00397587","C14020226300010017960001874","豫械注准20212141909","脱脂纱布垫","10cm*12cm*12p","I型",null,null,"HCS03370","河南瑞科医疗器械有限公司","河南瑞科医疗器械有限公司"]
["003975879812469","00397587","C14020226300010017960001880","豫械注准20212141909","脱脂纱布垫","10cm*12cm*12p","II型",null,null,"HCS03370","河南瑞科医疗器械有限公司","河南瑞科医疗器械有限公司"]
["003975879812562","00397587","C14020226300010017960006206","豫械注准20212141909","脱脂纱布垫","20cm*20cm*6p","I型",null,null,"HCS03370","河南瑞科医疗器械有限公司","河南瑞科医疗器械有限公司"]
["003975879812563","00397587","C14020226300010017960006110","豫械注准20212141909","脱脂纱布垫","20cm*20cm*6p","II型",null,null,"HCS03370","河南瑞科医疗器械有限公司","河南瑞科医疗器械有限公司"]
["003894359792705","00389435","C14020200000000017960001637","豫械注准20192140762","一次性医用中单","100cm*120cm","I型",null,null,"HCS03370","河南瑞科医疗器械有限公司","河南瑞科医疗器械有限公司"]
["003894359792706","00389435","C14020200000000017960001628","豫械注准20192140762","一次性医用中单","100cm*120cm","II型",null,null,"HCS03370","河南瑞科医疗器械有限公司","河南瑞科医疗器械有限公司"]
["003894359793086","00389435","C14020200000000017960001862","豫械注准20192140762","一次性医用中单","40cm*60cm","I型",null,null,"HCS03370","河南瑞科医疗器械有限公司","河南瑞科医疗器械有限公司"]
["003894359793087","00389435","C14020200000000017960001770","豫械注准20192140762","一次性医用中单","40cm*60cm","II型",null,null,"HCS03370","河南瑞科医疗器械有限公司","河南瑞科医疗器械有限公司"]
["003894359793124","00389435","C14020200000000017960001784","豫械注准20192140762","一次性医用中单","45cm*60cm","I型",null,null,"HCS03370","河南瑞科医疗器械有限公司","河南瑞科医疗器械有限公司"]
["003894359793125","00389435","C14020200000000017960001710","豫械注准20192140762","一次性医用中单","45cm*60cm","II型",null,null,"HCS03370","河南瑞科医疗器械有限公司","河南瑞科医疗器械有限公司"]
["003894359793967","00389435","C14020200000000017960001864","豫械注准20192140762","一次性医用中单","80cm*200cm","II型",null,null,"HCS03370","河南瑞科医疗器械有限公司","河南瑞科医疗器械有限公司"]
["003894359793960","00389435","C14020200000000017960001859","豫械注准20192140762","一次性医用中单","80cm*100cm","II型",null,null,"HCS03370","河南瑞科医疗器械有限公司","河南瑞科医疗器械有限公司"]
["003894359793961","00389435","C14020200000000017960001673","豫械注准20192140762","一次性医用中单","80cm*100cm","I型",null,null,"HCS03370","河南瑞科医疗器械有限公司","河南瑞科医疗器械有限公司"]
["003894359793966","00389435","C14020200000000017960001856","豫械注准20192140762","一次性医用中单","80cm*200cm","I型",null,null,"HCS03370","河南瑞科医疗器械有限公司","河南瑞科医疗器械有限公司"]
["003894359793980","00389435","C14020200000000017960001715","豫械注准20192140762","一次性医用中单","90cm*200cm","I型",null,null,"HCS03370","河南瑞科医疗器械有限公司","河南瑞科医疗器械有限公司"]
["003894359793981","00389435","C14020200000000017960001879","豫械注准20192140762","一次性医用中单","90cm*200cm","II型",null,null,"HCS03370","河南瑞科医疗器械有限公司","河南瑞科医疗器械有限公司"]
["003894359793982","00389435","C14020200000000017960001730","豫械注准20192140762","一次性医用中单","90cm*210cm","I型",null,null,"HCS03370","河南瑞科医疗器械有限公司","河南瑞科医疗器械有限公司"]
["003894359793983","00389435","C14020200000000017960001696","豫械注准20192140762","一次性医用中单","90cm*210cm","II型",null,null,"HCS03370","河南瑞科医疗器械有限公司","河南瑞科医疗器械有限公司"]
["003894359792456","00389435","C14020200000000017960001618","豫械注准20192140762","一次性医用中单","60cm*90cm","II型",null,null,"HCS03370","河南瑞科医疗器械有限公司","河南瑞科医疗器械有限公司"]
["003894359792459","00389435","C14020200000000017960001751","豫械注准20192140762","一次性医用中单","100cm*220cm","II型",null,null,"HCS03370","河南瑞科医疗器械有限公司","河南瑞科医疗器械有限公司"]
["003894359792460","00389435","C14020200000000017960002526","豫械注准20192140762","一次性医用中单","55cm*60cm","I型",null,null,"HCS03370","河南瑞科医疗器械有限公司","河南瑞科医疗器械有限公司"]
["003894359793165","00389435","C14020200000000017960001655","豫械注准20192140762","一次性医用中单","60cm*120cm","I型",null,null,"HCS03370","河南瑞科医疗器械有限公司","河南瑞科医疗器械有限公司"]
["003894359793166","00389435","C14020200000000017960001850","豫械注准20192140762","一次性医用中单","60cm*120cm","II型",null,null,"HCS03370","河南瑞科医疗器械有限公司","河南瑞科医疗器械有限公司"]
["003894359795690","00389435","C14020200000000017960002195","豫械注准20192140762","一次性医用中单","150cm*260cm","II型",null,null,"HCS03370","河南瑞科医疗器械有限公司","河南瑞科医疗器械有限公司"]
["003894359795689","00389435","C14020200000000017960002189","豫械注准20192140762","一次性医用中单","150cm*260cm","I型",null,null,"HCS03370","河南瑞科医疗器械有限公司","河南瑞科医疗器械有限公司"]
["003894359792489","00389435","C14020200000000017960001738","豫械注准20192140762","一次性医用中单","50cm*70cm","I型",null,null,"HCS03370","河南瑞科医疗器械有限公司","河南瑞科医疗器械有限公司"]
["003894359792490","00389435","C14020200000000017960001705","豫械注准20192140762","一次性医用中单","50cm*70cm","II型",null,null,"HCS03370","河南瑞科医疗器械有限公司","河南瑞科医疗器械有限公司"]
["003894359792493","00389435","C14020200000000017960002537","豫械注准20192140762","一次性医用中单","60cm*150cm","I型",null,null,"HCS03370","河南瑞科医疗器械有限公司","河南瑞科医疗器械有限公司"]
["003894359792494","00389435","C14020200000000017960002640","豫械注准20192140762","一次性医用中单","60cm*150cm","II型",null,null,"HCS03370","河南瑞科医疗器械有限公司","河南瑞科医疗器械有限公司"]
["003894359792707","00389435","C14020200000000017960001823","豫械注准20192140762","一次性医用中单","100cm*140cm","II型",null,null,"HCS03370","河南瑞科医疗器械有限公司","河南瑞科医疗器械有限公司"]
["003894359792708","00389435","C14020200000000017960001757","豫械注准20192140762","一次性医用中单","100cm*140cm","I型",null,null,"HCS03370","河南瑞科医疗器械有限公司","河南瑞科医疗器械有限公司"]
["003894359792710","00389435","C14020200000000017960001728","豫械注准20192140762","一次性医用中单","60cm*90cm","I型",null,null,"HCS03370","河南瑞科医疗器械有限公司","河南瑞科医疗器械有限公司"]
["003894359792750","00389435","C14020200000000017960001737","豫械注准20192140762","一次性医用中单","100cm*170cm","II型",null,null,"HCS03370","河南瑞科医疗器械有限公司","河南瑞科医疗器械有限公司"]
["003894359792751","00389435","C14020200000000017960001740","豫械注准20192140762","一次性医用中单","100cm*170cm","I型",null,null,"HCS03370","河南瑞科医疗器械有限公司","河南瑞科医疗器械有限公司"]
["003894359792829","00389435","C14020200000000017960001887","豫械注准20192140762","一次性医用中单","120cm*200cm","II型",null,null,"HCS03370","河南瑞科医疗器械有限公司","河南瑞科医疗器械有限公司"]
["003894359792830","00389435","C14020200000000017960001611","豫械注准20192140762","一次性医用中单","120cm*200cm","I型",null,null,"HCS03370","河南瑞科医疗器械有限公司","河南瑞科医疗器械有限公司"]
["003894359792784","00389435","C14020200000000017960001746","豫械注准20192140762","一次性医用中单","100cm*240cm","I型",null,null,"HCS03370","河南瑞科医疗器械有限公司","河南瑞科医疗器械有限公司"]
["003894359792785","00389435","C14020200000000017960001756","豫械注准20192140762","一次性医用中单","100cm*240cm","II型",null,null,"HCS03370","河南瑞科医疗器械有限公司","河南瑞科医疗器械有限公司"]
["003894359792832","00389435","C14020200000000017960001670","豫械注准20192140762","一次性医用中单","120cm*210cm","I型",null,null,"HCS03370","河南瑞科医疗器械有限公司","河南瑞科医疗器械有限公司"]
["003894359792457","00389435","C14020200000000017960001734","豫械注准20192140762","一次性医用中单","90cm*150cm","II型",null,null,"HCS03370","河南瑞科医疗器械有限公司","河南瑞科医疗器械有限公司"]
["003894359792458","00389435","C14020200000000017960001627","豫械注准20192140762","一次性医用中单","120cm*240cm","II型",null,null,"HCS03370","河南瑞科医疗器械有限公司","河南瑞科医疗器械有限公司"]
["003894359792831","00389435","C14020200000000017960001816","豫械注准20192140762","一次性医用中单","120cm*210cm","II型",null,null,"HCS03370","河南瑞科医疗器械有限公司","河南瑞科医疗器械有限公司"]
["003894359793079","00389435","C14020200000000017960001747","豫械注准20192140762","一次性医用中单","35cm*40cm","II型",null,null,"HCS03370","河南瑞科医疗器械有限公司","河南瑞科医疗器械有限公司"]
["003894359793080","00389435","C14020200000000017960001676","豫械注准20192140762","一次性医用中单","35cm*40cm","I型",null,null,"HCS03370","河南瑞科医疗器械有限公司","河南瑞科医疗器械有限公司"]
["003894359793112","00389435","C14020200000000017960001750","豫械注准20192140762","一次性医用中单","45cm*45cm","I型",null,null,"HCS03370","河南瑞科医疗器械有限公司","河南瑞科医疗器械有限公司"]
["003894359793113","00389435","C14020200000000017960001781","豫械注准20192140762","一次性医用中单","45cm*45cm","II型",null,null,"HCS03370","河南瑞科医疗器械有限公司","河南瑞科医疗器械有限公司"]
["003894359793132","00389435","C14020200000000017960001980","豫械注准20192140762","一次性医用中单","45cm*65cm","I型",null,null,"HCS03370","河南瑞科医疗器械有限公司","河南瑞科医疗器械有限公司"]
["003894359793133","00389435","C14020200000000017960001990","豫械注准20192140762","一次性医用中单","45cm*65cm","II型",null,null,"HCS03370","河南瑞科医疗器械有限公司","河南瑞科医疗器械有限公司"]
["003894359792767","00389435","C14020200000000017960002624","豫械注准20192140762","一次性医用中单","55cm*60cm","II型",null,null,"HCS03370","河南瑞科医疗器械有限公司","河南瑞科医疗器械有限公司"]
["003894359792827","00389435","C14020200000000017960001860","豫械注准20192140762","一次性医用中单","120cm*150cm","II型",null,null,"HCS03370","河南瑞科医疗器械有限公司","河南瑞科医疗器械有限公司"]
["003894359792828","00389435","C14020200000000017960001885","豫械注准20192140762","一次性医用中单","120cm*150cm","I型",null,null,"HCS03370","河南瑞科医疗器械有限公司","河南瑞科医疗器械有限公司"]
["003894359793962","00389435","C14020200000000017960001663","豫械注准20192140762","一次性医用中单","80cm*120cm","II型",null,null,"HCS03370","河南瑞科医疗器械有限公司","河南瑞科医疗器械有限公司"]
["003894359793963","00389435","C14020200000000017960001853","豫械注准20192140762","一次性医用中单","80cm*120cm","I型",null,null,"HCS03370","河南瑞科医疗器械有限公司","河南瑞科医疗器械有限公司"]
["003894359793970","00389435","C14020200000000017960001945","豫械注准20192140762","一次性医用中单","80cm*240cm","I型",null,null,"HCS03370","河南瑞科医疗器械有限公司","河南瑞科医疗器械有限公司"]
["003894359793971","00389435","C14020200000000017960001946","豫械注准20192140762","一次性医用中单","80cm*240cm","II型",null,null,"HCS03370","河南瑞科医疗器械有限公司","河南瑞科医疗器械有限公司"]
["003894359793986","00389435","C14020200000000017960001713","豫械注准20192140762","一次性医用中单","90cm*250cm","II型",null,null,"HCS03370","河南瑞科医疗器械有限公司","河南瑞科医疗器械有限公司"]
["003894359793987","00389435","C14020200000000017960001813","豫械注准20192140762","一次性医用中单","90cm*250cm","I型",null,null,"HCS03370","河南瑞科医疗器械有限公司","河南瑞科医疗器械有限公司"]
["003894359792711","00389435","C14020200000000017960001675","豫械注准20192140762","一次性医用中单","90cm*150cm","I型",null,null,"HCS03370","河南瑞科医疗器械有限公司","河南瑞科医疗器械有限公司"]
["003894359793056","00389435","C14020200000000017960001654","豫械注准20192140762","一次性医用中单","20cm*30cm","II型",null,null,"HCS03370","河南瑞科医疗器械有限公司","河南瑞科医疗器械有限公司"]
["003894359793057","00389435","C14020200000000017960001876","豫械注准20192140762","一次性医用中单","20cm*30cm","I型",null,null,"HCS03370","河南瑞科医疗器械有限公司","河南瑞科医疗器械有限公司"]
["003894359793975","00389435","C14020200000000017960001707","豫械注准20192140762","一次性医用中单","90cm*140cm","I型",null,null,"HCS03370","河南瑞科医疗器械有限公司","河南瑞科医疗器械有限公司"]
["003894359793974","00389435","C14020200000000017960001607","豫械注准20192140762","一次性医用中单","90cm*140cm","II型",null,null,"HCS03370","河南瑞科医疗器械有限公司","河南瑞科医疗器械有限公司"]
["003894359797965","00389435","C14020200000000017960015510","豫械注准20192140762","一次性医用中单","90cm*220cm","IV型",null,null,"HCS03370","河南瑞科医疗器械有限公司","河南瑞科医疗器械有限公司"]
["003894359792491","00389435","C14020200000000017960001661","豫械注准20192140762","一次性医用中单","60cm*80cm","II型",null,null,"HCS03370","河南瑞科医疗器械有限公司","河南瑞科医疗器械有限公司"]
["003894359792492","00389435","C14020200000000017960001902","豫械注准20192140762","一次性医用中单","60cm*80cm","I型",null,null,"HCS03370","河南瑞科医疗器械有限公司","河南瑞科医疗器械有限公司"]
["003894359792495","00389435","C14020200000000017960002603","豫械注准20192140762","一次性医用中单","160cm*300cm","II型",null,null,"HCS03370","河南瑞科医疗器械有限公司","河南瑞科医疗器械有限公司"]
["003894359792496","00389435","C14020200000000017960002515","豫械注准20192140762","一次性医用中单","160cm*300cm","I型",null,null,"HCS03370","河南瑞科医疗器械有限公司","河南瑞科医疗器械有限公司"]
["003894359792497","00389435","C14020200000000017960001802","豫械注准20192140762","一次性医用中单","40cm*50cm","I型",null,null,"HCS03370","河南瑞科医疗器械有限公司","河南瑞科医疗器械有限公司"]
["003894359792498","00389435","C14020200000000017960001631","豫械注准20192140762","一次性医用中单","50cm*60cm","I型",null,null,"HCS03370","河南瑞科医疗器械有限公司","河南瑞科医疗器械有限公司"]
["003894359792500","00389435","C14020200000000017960001811","豫械注准20192140762","一次性医用中单","50cm*50cm","I型",null,null,"HCS03370","河南瑞科医疗器械有限公司","河南瑞科医疗器械有限公司"]
["003894359792854","00389435","C14020200000000017960001644","豫械注准20192140762","一次性医用中单","150cm*240cm","I型",null,null,"HCS03370","河南瑞科医疗器械有限公司","河南瑞科医疗器械有限公司"]
["003894359792855","00389435","C14020200000000017960001657","豫械注准20192140762","一次性医用中单","150cm*240cm","II型",null,null,"HCS03370","河南瑞科医疗器械有限公司","河南瑞科医疗器械有限公司"]
["003894359793142","00389435","C14020200000000017960001890","豫械注准20192140762","一次性医用中单","50cm*80cm","II型",null,null,"HCS03370","河南瑞科医疗器械有限公司","河南瑞科医疗器械有限公司"]
["003894359793143","00389435","C14020200000000017960001679","豫械注准20192140762","一次性医用中单","50cm*80cm","I型",null,null,"HCS03370","河南瑞科医疗器械有限公司","河南瑞科医疗器械有限公司"]
["003894359792789","00389435","C14020200000000017960001745","豫械注准20192140762","一次性医用中单","100cm*250cm","II型",null,null,"HCS03370","河南瑞科医疗器械有限公司","河南瑞科医疗器械有限公司"]
["003894359792790","00389435","C14020200000000017960001787","豫械注准20192140762","一次性医用中单","100cm*250cm","I型",null,null,"HCS03370","河南瑞科医疗器械有限公司","河南瑞科医疗器械有限公司"]
["003894359792807","00389435","C14020200000000017960002564","豫械注准20192140762","一次性医用中单","110cm*220cm","II型",null,null,"HCS03370","河南瑞科医疗器械有限公司","河南瑞科医疗器械有限公司"]
["003894359792808","00389435","C14020200000000017960002536","豫械注准20192140762","一次性医用中单","110cm*220cm","I型",null,null,"HCS03370","河南瑞科医疗器械有限公司","河南瑞科医疗器械有限公司"]
["003894359792849","00389435","C14020200000000017960001653","豫械注准20192140762","一次性医用中单","150cm*230cm","II型",null,null,"HCS03370","河南瑞科医疗器械有限公司","河南瑞科医疗器械有限公司"]
["003894359792850","00389435","C14020200000000017960001847","豫械注准20192140762","一次性医用中单","150cm*230cm","I型",null,null,"HCS03370","河南瑞科医疗器械有限公司","河南瑞科医疗器械有限公司"]
["003894359793068","00389435","C14020200000000017960001822","豫械注准20192140762","一次性医用中单","30cm*60cm","II型",null,null,"HCS03370","河南瑞科医疗器械有限公司","河南瑞科医疗器械有限公司"]
["003894359793069","00389435","C14020200000000017960001749","豫械注准20192140762","一次性医用中单","30cm*60cm","I型",null,null,"HCS03370","河南瑞科医疗器械有限公司","河南瑞科医疗器械有限公司"]
["003894359793093","00389435","C14020200000000017960001589","豫械注准20192140762","一次性医用中单","40cm*80cm","II型",null,null,"HCS03370","河南瑞科医疗器械有限公司","河南瑞科医疗器械有限公司"]
["003894359793094","00389435","C14020200000000017960001588","豫械注准20192140762","一次性医用中单","40cm*80cm","I型",null,null,"HCS03370","河南瑞科医疗器械有限公司","河南瑞科医疗器械有限公司"]
["003894359793167","00389435","C14020200000000017960001739","豫械注准20192140762","一次性医用中单","60cm*60cm","I型",null,null,"HCS03370","河南瑞科医疗器械有限公司","河南瑞科医疗器械有限公司"]
["003894359793168","00389435","C14020200000000017960001849","豫械注准20192140762","一次性医用中单","60cm*60cm","II型",null,null,"HCS03370","河南瑞科医疗器械有限公司","河南瑞科医疗器械有限公司"]
["003894359797968","00389435","C14020200000000017960015628","豫械注准20192140762","一次性医用中单","120cm*230cm","IV型",null,null,"HCS03370","河南瑞科医疗器械有限公司","河南瑞科医疗器械有限公司"]
["003894359793957","00389435","C14020200000000017960001724","豫械注准20192140762","一次性医用中单","70cm*200cm","I型",null,null,"HCS03370","河南瑞科医疗器械有限公司","河南瑞科医疗器械有限公司"]
["003894359793956","00389435","C14020200000000017960001719","豫械注准20192140762","一次性医用中单","70cm*200cm","II型",null,null,"HCS03370","河南瑞科医疗器械有限公司","河南瑞科医疗器械有限公司"]
["003894359793958","00389435","C14020200000000017960001845","豫械注准20192140762","一次性医用中单","70cm*80cm","II型",null,null,"HCS03370","河南瑞科医疗器械有限公司","河南瑞科医疗器械有限公司"]
["003894359793959","00389435","C14020200000000017960001608","豫械注准20192140762","一次性医用中单","70cm*80cm","I型",null,null,"HCS03370","河南瑞科医疗器械有限公司","河南瑞科医疗器械有限公司"]
["003894359793964","00389435","C14020200000000017960001741","豫械注准20192140762","一次性医用中单","80cm*140cm","I型",null,null,"HCS03370","河南瑞科医疗器械有限公司","河南瑞科医疗器械有限公司"]
["003894359793965","00389435","C14020200000000017960001681","豫械注准20192140762","一次性医用中单","80cm*140cm","II型",null,null,"HCS03370","河南瑞科医疗器械有限公司","河南瑞科医疗器械有限公司"]
["003894359793968","00389435","C14020200000000017960001672","豫械注准20192140762","一次性医用中单","80cm*230cm","II型",null,null,"HCS03370","河南瑞科医疗器械有限公司","河南瑞科医疗器械有限公司"]
["003894359793969","00389435","C14020200000000017960001824","豫械注准20192140762","一次性医用中单","80cm*230cm","I型",null,null,"HCS03370","河南瑞科医疗器械有限公司","河南瑞科医疗器械有限公司"]
["003894359793972","00389435","C14020200000000017960001645","豫械注准20192140762","一次性医用中单","90cm*120cm","I型",null,null,"HCS03370","河南瑞科医疗器械有限公司","河南瑞科医疗器械有限公司"]
["003894359793973","00389435","C14020200000000017960001689","豫械注准20192140762","一次性医用中单","90cm*120cm","II型",null,null,"HCS03370","河南瑞科医疗器械有限公司","河南瑞科医疗器械有限公司"]
["003894359793984","00389435","C14020200000000017960001656","豫械注准20192140762","一次性医用中单","90cm*230cm","II型",null,null,"HCS03370","河南瑞科医疗器械有限公司","河南瑞科医疗器械有限公司"]
["003894359793985","00389435","C14020200000000017960001668","豫械注准20192140762","一次性医用中单","90cm*230cm","I型",null,null,"HCS03370","河南瑞科医疗器械有限公司","河南瑞科医疗器械有限公司"]
["003894359792715","00389435","C14020200000000017960001648","豫械注准20192140762","一次性医用中单","120cm*240cm","I型",null,null,"HCS03370","河南瑞科医疗器械有限公司","河南瑞科医疗器械有限公司"]
["003894359792717","00389435","C14020200000000017960001634","豫械注准20192140762","一次性医用中单","100cm*220cm","I型",null,null,"HCS03370","河南瑞科医疗器械有限公司","河南瑞科医疗器械有限公司"]
["003229559779095","00322955","C14020226300010017960003217","豫械注准20182140867","一次性医用垫","40cm*60cm（四层纸）","B型",null,null,"HCS03370","河南瑞科医疗器械有限公司"]
["003229559663415","00322955","C14020226300010017960002836","豫械注准20182140867","一次性医用垫","80cm*140cm（一层棉）","A型",null,null,"HCS03370","河南瑞科医疗器械有限公司"]
["003229559779102","00322955","C14020226300010017960003059","豫械注准20182140867","一次性医用垫","60cm*60cm（三层纸）","B型",null,null,"HCS03370","河南瑞科医疗器械有限公司"]
["003229559779103","00322955","C14020226300010017960003434","豫械注准20182140867","一次性医用垫","60cm*60cm（二层纸）","B型",null,null,"HCS03370","河南瑞科医疗器械有限公司"]
["003229559779101","00322955","C14020226300010017960003430","豫械注准20182140867","一次性医用垫","60cm*60cm（一层棉）","A型",null,null,"HCS03370","河南瑞科医疗器械有限公司"]
["003957569793678","00395756","C14080318500042048030000061","国械注准20243020865","可吸收性外科缝线","PDO 0","DT97",null,null,"HCS03084","上海天清生物材料有限公司","上海天清生物材料有限公司"]
["003957569793679","00395756","C14080318500042048030000058","国械注准20243020865","可吸收性外科缝线","PDO 3-0","DT103",null,null,"HCS03084","上海天清生物材料有限公司","上海天清生物材料有限公司"]
["003957569793680","00395756","C14080318500042048030000059","国械注准20243020865","可吸收性外科缝线","PDO 0","DT95",null,null,"HCS03084","上海天清生物材料有限公司","上海天清生物材料有限公司"]
["003957569793681","00395756","C14080318500042048030000063","国械注准20243020865","可吸收性外科缝线","PDO 2-0","DT99",null,null,"HCS03084","上海天清生物材料有限公司","上海天清生物材料有限公司"]
["003957569793682","00395756","C14080318500042048030000062","国械注准20243020865","可吸收性外科缝线","PDO 2-0","DT98",null,null,"HCS03084","上海天清生物材料有限公司","上海天清生物材料有限公司"]
["003957569793683","00395756","C14080318500042048030000060","国械注准20243020865","可吸收性外科缝线","PDO 0","DT96",null,null,"HCS03084","上海天清生物材料有限公司","上海天清生物材料有限公司"]
["003957569793684","00395756","C14080318500042048030000057","国械注准20243020865","可吸收性外科缝线","PDO 3-0","DT102",null,null,"HCS03084","上海天清生物材料有限公司","上海天清生物材料有限公司"]
["003957569793685","00395756","C14080318500042048030000056","国械注准20243020865","可吸收性外科缝线","PDO 3-0","DT101",null,null,"HCS03084","上海天清生物材料有限公司","上海天清生物材料有限公司"]
["003957569793686","00395756","C14080318500042048030000064","国械注准20243020865","可吸收性外科缝线","PDO 2-0","DT100",null,null,"HCS03084","上海天清生物材料有限公司","上海天清生物材料有限公司"]
["003957529793675","00395752","C14080318500041048030000026","国械注准20243020865","可吸收性外科缝线","PDO 4-0","DT105",null,null,"HCS03084","上海天清生物材料有限公司","上海天清生物材料有限公司"]
["003957529793676","00395752","C14080318500041048030000027","国械注准20243020865","可吸收性外科缝线","PDO 4-0","DT106",null,null,"HCS03084","上海天清生物材料有限公司","上海天清生物材料有限公司"]
["003957529793677","00395752","C14080318500041048030000025","国械注准20243020865","可吸收性外科缝线","PDO 4-0","DT104",null,null,"HCS03084","上海天清生物材料有限公司","上海天清生物材料有限公司"]
["003492979796593","00349297","C14020226700014023730000024","湘械注准20162080142","正压通气面罩","中号(M)","EaseFit PMI",null,null,"HCS03510","湖南比扬医疗科技有限公司","湖南比扬医疗科技有限公司"]
["003492979796594","00349297","C14020226700014023730000054","湘械注准20162080142","正压通气面罩","大号(L)","EaseFit FMI（带防窒息阀）",null,null,"HCS03510","湖南比扬医疗科技有限公司","湖南比扬医疗科技有限公司"]
["003492979796595","00349297","C14020226700014023730000058","湘械注准20162080142","正压通气面罩","小号(S)","EaseFit NMI（带防窒息阀）",null,null,"HCS03510","湖南比扬医疗科技有限公司","湖南比扬医疗科技有限公司"]
["003492979796624","00349297","C14020226700014023730000037","湘械注准20162080142","正压通气面罩","大号(L)","EaseFit NMI",null,null,"HCS03510","湖南比扬医疗科技有限公司","湖南比扬医疗科技有限公司"]
["003492979796625","00349297","C14020226700014023730000031","湘械注准20162080142","正压通气面罩","大号(L)","EaseFit FMI",null,null,"HCS03510","湖南比扬医疗科技有限公司","湖南比扬医疗科技有限公司"]
["003492979796626","00349297","C14020226700014023730000034","湘械注准20162080142","正压通气面罩","中号(M)","EaseFit FMI",null,null,"HCS03510","湖南比扬医疗科技有限公司","湖南比扬医疗科技有限公司"]
["003492979796637","00349297","C14020226700014023730000056","湘械注准20162080142","正压通气面罩","中号(M)","EaseFit NMI-NV（不带防窒息阀）",null,null,"HCS03510","湖南比扬医疗科技有限公司","湖南比扬医疗科技有限公司"]
["003492979796638","00349297","C14020226700014023730000106","湘械注准20162080142","正压通气面罩","小号(S)","EaseFitFM5A-NV(NV3弯管)",null,null,"HCS03510","湖南比扬医疗科技有限公司","湖南比扬医疗科技有限公司"]
["003492979796639","00349297","C14020226700014023730000113","湘械注准20162080142","正压通气面罩","中号(M)","EaseFit FM5-NV(NV3弯管)",null,null,"HCS03510","湖南比扬医疗科技有限公司","湖南比扬医疗科技有限公司"]
["003492979796640","00349297","C14020226700014023730000124","湘械注准20162080142","正压通气面罩","小号(S)","EaseFit FMII-NV",null,null,"HCS03510","湖南比扬医疗科技有限公司","湖南比扬医疗科技有限公司"]
["003492979795447","00349297","C14020226700014023730000102","湘械注准20162080142","正压通气面罩","中号(M)","EaseFitFM5A-NV(NV1弯管)",null,null,"HCS03510","湖南比扬医疗科技有限公司","湖南比扬医疗科技有限公司"]
["003492979795448","00349297","C14020226700014023730000101","湘械注准20162080142","正压通气面罩","中号(M)","EaseFitFM5A-NV(NV2弯管)",null,null,"HCS03510","湖南比扬医疗科技有限公司","湖南比扬医疗科技有限公司"]
["003492979795449","00349297","C14020226700014023730000108","湘械注准20162080142","正压通气面罩","小号(S)","EaseFit FM5-NV(NV1弯管)",null,null,"HCS03510","湖南比扬医疗科技有限公司","湖南比扬医疗科技有限公司"]
["003492979795450","00349297","C14020226700014023730000107","湘械注准20162080142","正压通气面罩","大号(L)","EaseFitFM5A-NV(NV1弯管)",null,null,"HCS03510","湖南比扬医疗科技有限公司","湖南比扬医疗科技有限公司"]
["003492979795451","00349297","C14020226700014023730000104","湘械注准20162080142","正压通气面罩","大号(L)","EaseFitFM5A-NV(NV2弯管)",null,null,"HCS03510","湖南比扬医疗科技有限公司","湖南比扬医疗科技有限公司"]
["003492979795452","00349297","C14020226700014023730000109","湘械注准20162080142","正压通气面罩","小号(S)","EaseFitFM5A-NV(NV2弯管)",null,null,"HCS03510","湖南比扬医疗科技有限公司","湖南比扬医疗科技有限公司"]
["003492979795453","00349297","C14020226700014023730000110","湘械注准20162080142","正压通气面罩","小号(S)","EaseFit FM5-NV(NV2弯管)",null,null,"HCS03510","湖南比扬医疗科技有限公司","湖南比扬医疗科技有限公司"]
["003492979795454","00349297","C14020226700014023730000111","湘械注准20162080142","正压通气面罩","大号(L)","EaseFit FM5-NV(NV2弯管)",null,null,"HCS03510","湖南比扬医疗科技有限公司","湖南比扬医疗科技有限公司"]
["003492979795455","00349297","C14020226700014023730000115","湘械注准20162080142","正压通气面罩","大号(L)","EaseFit FM5-NV(NV1弯管)",null,null,"HCS03510","湖南比扬医疗科技有限公司","湖南比扬医疗科技有限公司"]
["003492979795456","00349297","C14020226700014023730000098","湘械注准20162080142","正压通气面罩","中号(M)","EaseFit FM5-NV(NV1弯管)",null,null,"HCS03510","湖南比扬医疗科技有限公司","湖南比扬医疗科技有限公司"]
["003492979795457","00349297","C14020226700014023730000114","湘械注准20162080142","正压通气面罩","中号(M)","EaseFit FM5-NV(NV2弯管)",null,null,"HCS03510","湖南比扬医疗科技有限公司","湖南比扬医疗科技有限公司"]
["003492979795458","00349297","C14020226700014023730000099","湘械注准20162080142","正压通气面罩","小号(S)","EaseFitFM5A-NV(NV1弯管)",null,null,"HCS03510","湖南比扬医疗科技有限公司","湖南比扬医疗科技有限公司"]
["003492979796506","00349297","C14020226700014023730000048","湘械注准20162080142","正压通气面罩","大号(L)","EaseFit FM3-NV",null,null,"HCS03510","湖南比扬医疗科技有限公司","湖南比扬医疗科技有限公司"]
["003492979796545","00349297","C14020226700014023730000039","湘械注准20162080142","正压通气面罩","中号(M)","EaseFit NMI-NV",null,null,"HCS03510","湖南比扬医疗科技有限公司","湖南比扬医疗科技有限公司"]
["003492979796546","00349297","C14020226700014023730000045","湘械注准20162080142","正压通气面罩","大号(L)","EaseFit FM3",null,null,"HCS03510","湖南比扬医疗科技有限公司","湖南比扬医疗科技有限公司"]
["003492979796547","00349297","C14020226700014023730000133","湘械注准20162080142","正压通气面罩","大号(L)","EaseFit FM5-NV",null,null,"HCS03510","湖南比扬医疗科技有限公司","湖南比扬医疗科技有限公司"]
["003492979796543","00349297","C14020226700014023730000041","湘械注准20162080142","正压通气面罩","大号(L)","EaseFit FMII",null,null,"HCS03510","湖南比扬医疗科技有限公司","湖南比扬医疗科技有限公司"]
["003492979796544","00349297","C14020226700014023730000033","湘械注准20162080142","正压通气面罩","中号(M)","EaseFit FMIIP",null,null,"HCS03510","湖南比扬医疗科技有限公司","湖南比扬医疗科技有限公司"]
["003492979796548","00349297","C14020226700014023730000029","湘械注准20162080142","正压通气面罩","小号(S)","EaseFit FMI",null,null,"HCS03510","湖南比扬医疗科技有限公司","湖南比扬医疗科技有限公司"]
["003492979796549","00349297","C14020226700014023730000025","湘械注准20162080142","正压通气面罩","小号(S)","EaseFit FMI-NV",null,null,"HCS03510","湖南比扬医疗科技有限公司","湖南比扬医疗科技有限公司"]
["003492979796550","00349297","C14020226700014023730000050","湘械注准20162080142","正压通气面罩","中号(M)","EaseFit FMI-NV（不带防窒息阀）",null,null,"HCS03510","湖南比扬医疗科技有限公司","湖南比扬医疗科技有限公司"]
["003492979796551","00349297","C14020226700014023730000128","湘械注准20162080142","正压通气面罩","中号(M)","EaseFit FM5A",null,null,"HCS03510","湖南比扬医疗科技有限公司","湖南比扬医疗科技有限公司"]
["003492979796552","00349297","C14020226700014023730000103","湘械注准20162080142","正压通气面罩","大号(L)","EaseFit FM5-NV(NV3弯管)",null,null,"HCS03510","湖南比扬医疗科技有限公司","湖南比扬医疗科技有限公司"]
["003492979796651","00349297","C14020226700014023730000038","湘械注准20162080142","正压通气面罩","小号(S)","EaseFit FMII",null,null,"HCS03510","湖南比扬医疗科技有限公司","湖南比扬医疗科技有限公司"]
["003492979796652","00349297","C14020226700014023730000060","湘械注准20162080142","正压通气面罩","大号(L)","EaseFit NMI（带防窒息阀）",null,null,"HCS03510","湖南比扬医疗科技有限公司","湖南比扬医疗科技有限公司"]
["003492979796653","00349297","C14020226700014023730000057","湘械注准20162080142","正压通气面罩","大号(L)","EaseFit NMI-NV（不带防窒息阀）",null,null,"HCS03510","湖南比扬医疗科技有限公司","湖南比扬医疗科技有限公司"]
["003492979796654","00349297","C14020226700014023730000049","湘械注准20162080142","正压通气面罩","小号(S)","EaseFit FMI-NV(不带防窒息阀)",null,null,"HCS03510","湖南比扬医疗科技有限公司","湖南比扬医疗科技有限公司"]
["003492979796655","00349297","C14020226700014023730000131","湘械注准20162080142","正压通气面罩","大号(L)","EaseFitFM5A-NV",null,null,"HCS03510","湖南比扬医疗科技有限公司","湖南比扬医疗科技有限公司"]
["003492979796656","00349297","C14020226700014023730000122","湘械注准20162080142","正压通气面罩","中号(M)","EaseFitFM5A-NV",null,null,"HCS03510","湖南比扬医疗科技有限公司","湖南比扬医疗科技有限公司"]
["003492979796657","00349297","C14020226700014023730000125","湘械注准20162080142","正压通气面罩","小号(S)","EaseFit FM5-NV",null,null,"HCS03510","湖南比扬医疗科技有限公司","湖南比扬医疗科技有限公司"]
["003492979796658","00349297","C14020226700014023730000129","湘械注准20162080142","正压通气面罩","大号(L)","EaseFitFMIIP-NV",null,null,"HCS03510","湖南比扬医疗科技有限公司","湖南比扬医疗科技有限公司"]
["003492979796659","00349297","C14020226700014023730000127","湘械注准20162080142","正压通气面罩","小号(S)","EaseFit FM5",null,null,"HCS03510","湖南比扬医疗科技有限公司","湖南比扬医疗科技有限公司"]
["003492979796660","00349297","C14020226700014023730000112","湘械注准20162080142","正压通气面罩","大号(L)","EaseFitFM5A-NV(NV3弯管)",null,null,"HCS03510","湖南比扬医疗科技有限公司","湖南比扬医疗科技有限公司"]
["003492979796836","00349297","C14020226700014023730000043","湘械注准20162080142","正压通气面罩","小号(S)","EaseFit FM3",null,null,"HCS03510","湖南比扬医疗科技有限公司","湖南比扬医疗科技有限公司"]
["003492979796837","00349297","C14020226700014023730000030","湘械注准20162080142","正压通气面罩","大号(L)","EaseFit PMI",null,null,"HCS03510","湖南比扬医疗科技有限公司","湖南比扬医疗科技有限公司"]
["003492979796838","00349297","C14020226700014023730000032","湘械注准20162080142","正压通气面罩","中号(M)","EaseFit FMI-NV",null,null,"HCS03510","湖南比扬医疗科技有限公司","湖南比扬医疗科技有限公司"]
["003492979796839","00349297","C14020226700014023730000055","湘械注准20162080142","正压通气面罩","小号(S)","EaseFit NMI-NV（不带防窒息阀）",null,null,"HCS03510","湖南比扬医疗科技有限公司","湖南比扬医疗科技有限公司"]
["003492979796840","00349297","C14020226700014023730000051","湘械注准20162080142","正压通气面罩","大号(L)","EaseFit FMI-NV（不带防窒息阀）",null,null,"HCS03510","湖南比扬医疗科技有限公司","湖南比扬医疗科技有限公司"]
["003492979796841","00349297","C14020226700014023730000126","湘械注准20162080142","正压通气面罩","小号(S)","EaseFit FM5A",null,null,"HCS03510","湖南比扬医疗科技有限公司","湖南比扬医疗科技有限公司"]
["003492979796842","00349297","C14020226700014023730000132","湘械注准20162080142","正压通气面罩","大号(L)","EaseFit FM5A",null,null,"HCS03510","湖南比扬医疗科技有限公司","湖南比扬医疗科技有限公司"]
["003492979796843","00349297","C14020226700014023730000119","湘械注准20162080142","正压通气面罩","中号(M)","EaseFit FM5-NV",null,null,"HCS03510","湖南比扬医疗科技有限公司","湖南比扬医疗科技有限公司"]
["003492979796556","00349297","C14020226700014023730000121","湘械注准20162080142","正压通气面罩","小号(S)","EaseFitFMIIP-NV",null,null,"HCS03510","湖南比扬医疗科技有限公司","湖南比扬医疗科技有限公司"]
["003492979796557","00349297","C14020226700014023730000117","湘械注准20162080142","正压通气面罩","大号(L)","EaseFit FM5",null,null,"HCS03510","湖南比扬医疗科技有限公司","湖南比扬医疗科技有限公司"]
["003492979796558","00349297","C14020226700014023730000130","湘械注准20162080142","正压通气面罩","中号(M)","EaseFit FMII-NV",null,null,"HCS03510","湖南比扬医疗科技有限公司","湖南比扬医疗科技有限公司"]
["003492979796553","00349297","C14020226700014023730000027","湘械注准20162080142","正压通气面罩","中号(M)","EaseFit NMI",null,null,"HCS03510","湖南比扬医疗科技有限公司","湖南比扬医疗科技有限公司"]
["003492979796554","00349297","C14020226700014023730000052","湘械注准20162080142","正压通气面罩","小号(S)","EaseFit FMI（带防窒息阀）",null,null,"HCS03510","湖南比扬医疗科技有限公司","湖南比扬医疗科技有限公司"]
["003492979796555","00349297","C14020226700014023730000059","湘械注准20162080142","正压通气面罩","中号(M)","EaseFit NMI（带防窒息阀）",null,null,"HCS03510","湖南比扬医疗科技有限公司","湖南比扬医疗科技有限公司"]
["003492979796606","00349297","C14020226700014023730000026","湘械注准20162080142","正压通气面罩","小号(S)","EaseFit NMI-NV",null,null,"HCS03510","湖南比扬医疗科技有限公司","湖南比扬医疗科技有限公司"]
["003492979796607","00349297","C14020226700014023730000040","湘械注准20162080142","正压通气面罩","大号(L)","EaseFit NMI-NV",null,null,"HCS03510","湖南比扬医疗科技有限公司","湖南比扬医疗科技有限公司"]
["003492979796608","00349297","C14020226700014023730000035","湘械注准20162080142","正压通气面罩","中号(M)","EaseFit FMII",null,null,"HCS03510","湖南比扬医疗科技有限公司","湖南比扬医疗科技有限公司"]
["003492979796609","00349297","C14020226700014023730000044","湘械注准20162080142","正压通气面罩","中号(M)","EaseFit FM3",null,null,"HCS03510","湖南比扬医疗科技有限公司","湖南比扬医疗科技有限公司"]
["003492979796610","00349297","C14020226700014023730000053","湘械注准20162080142","正压通气面罩","中号(M)","EaseFit FMI（带防窒息阀）",null,null,"HCS03510","湖南比扬医疗科技有限公司","湖南比扬医疗科技有限公司"]
["003492979796611","00349297","C14020226700014023730000120","湘械注准20162080142","正压通气面罩","中号(M)","EaseFitFMIIP-NV",null,null,"HCS03510","湖南比扬医疗科技有限公司","湖南比扬医疗科技有限公司"]
["003492979796612","00349297","C14020226700014023730000105","湘械注准20162080142","正压通气面罩","小号(S)","EaseFit FM5-NV(NV3弯管)",null,null,"HCS03510","湖南比扬医疗科技有限公司","湖南比扬医疗科技有限公司"]
["003492979796854","00349297","C14020226700014023730000046","湘械注准20162080142","正压通气面罩","小号(S)","EaseFit FM3-NV",null,null,"HCS03510","湖南比扬医疗科技有限公司","湖南比扬医疗科技有限公司"]
["003492979796855","00349297","C14020226700014023730000022","湘械注准20162080142","正压通气面罩","大号(L)","EaseFit FMI-NV",null,null,"HCS03510","湖南比扬医疗科技有限公司","湖南比扬医疗科技有限公司"]
["003492979796856","00349297","C14020226700014023730000118","湘械注准20162080142","正压通气面罩","大号(L)","EaseFit FMII-NV",null,null,"HCS03510","湖南比扬医疗科技有限公司","湖南比扬医疗科技有限公司"]
["003492979796857","00349297","C14020226700014023730000116","湘械注准20162080142","正压通气面罩","中号(M)","EaseFit FM5",null,null,"HCS03510","湖南比扬医疗科技有限公司","湖南比扬医疗科技有限公司"]
["003492979796858","00349297","C14020226700014023730000100","湘械注准20162080142","正压通气面罩","中号(M)","EaseFitFM5A-NV(NV3弯管)",null,null,"HCS03510","湖南比扬医疗科技有限公司","湖南比扬医疗科技有限公司"]
["003492979796859","00349297","C14020226700014023730000123","湘械注准20162080142","正压通气面罩","小号(S)","EaseFitFM5A-NV",null,null,"HCS03510","湖南比扬医疗科技有限公司","湖南比扬医疗科技有限公司"]
["003492979796589","00349297","C14020226700014023730000023","湘械注准20162080142","正压通气面罩","小号(S)","EaseFit PMI",null,null,"HCS03510","湖南比扬医疗科技有限公司","湖南比扬医疗科技有限公司"]
["003492979796590","00349297","C14020226700014023730000028","湘械注准20162080142","正压通气面罩","小号(S)","EaseFit NMI",null,null,"HCS03510","湖南比扬医疗科技有限公司","湖南比扬医疗科技有限公司"]
["003492979796591","00349297","C14020226700014023730000047","湘械注准20162080142","正压通气面罩","中号(M)","EaseFit FM3-NV",null,null,"HCS03510","湖南比扬医疗科技有限公司","湖南比扬医疗科技有限公司"]
["003492979796592","00349297","C14020226700014023730000042","湘械注准20162080142","正压通气面罩","小号(S)","EaseFit FMIIP",null,null,"HCS03510","湖南比扬医疗科技有限公司","湖南比扬医疗科技有限公司"]
["003370319794594","00337031","C14020225800005085620000033","豫械注准20182140669","一次性使用脐带保护包","一次性使用护脐带(含内垫)、脐带圈","II型",null,null,"HCS04613","亚都医疗科技（河南）有限公司（原河南威浦仕医疗科技有限公司）"]
["003370319794595","00337031","C14020225800005085620000048","豫械注准20182140669","一次性使用脐带保护包","一次性使用护脐带(含内垫)、医用脱脂纱布叠片、棉签","II型",null,null,"HCS04613","亚都医疗科技（河南）有限公司（原河南威浦仕医疗科技有限公司）"]
["003370319794596","00337031","C14020225800005085620000067","豫械注准20182140669","一次性使用脐带保护包","一次性使用护脐带(含内垫)、脐带圈、脐带剪、脐带夹、医用无菌敷贴","II型",null,null,"HCS04613","亚都医疗科技（河南）有限公司（原河南威浦仕医疗科技有限公司）"]
["003370319794597","00337031","C14020225800005085620000052","豫械注准20182140669","一次性使用脐带保护包","一次性使用护脐带(含内垫)、棉签、脐带绳、脐带圈、脐带剪","II型",null,null,"HCS04613","亚都医疗科技（河南）有限公司（原河南威浦仕医疗科技有限公司）"]
["003370319794598","00337031","C14020225800005085620000057","豫械注准20182140669","一次性使用脐带保护包","一次性使用护脐带(含内垫)、脐带绳、脐带圈","II型",null,null,"HCS04613","亚都医疗科技（河南）有限公司（原河南威浦仕医疗科技有限公司）"]
["003370319794599","00337031","C14020225800005085620000017","豫械注准20182140669","一次性使用脐带保护包","一次性使用护脐带(含内垫)、棉签、脐带绳","II型",null,null,"HCS04613","亚都医疗科技（河南）有限公司（原河南威浦仕医疗科技有限公司）"]
["003370319794600","00337031","C14020225800005085620000021","豫械注准20182140669","一次性使用脐带保护包","一次性使用护脐带(含内垫)、脐带夹","II型",null,null,"HCS04613","亚都医疗科技（河南）有限公司（原河南威浦仕医疗科技有限公司）"]
["003370319794601","00337031","C14020225800005085620000031","豫械注准20182140669","一次性使用脐带保护包","一次性使用护脐带(含内垫)、脐带剪","II型",null,null,"HCS04613","亚都医疗科技（河南）有限公司（原河南威浦仕医疗科技有限公司）"]
["003370319794602","00337031","C14020225800005085620000019","豫械注准20182140669","一次性使用脐带保护包","一次性使用护脐带(含内垫)、医用脱脂纱布叠片、棉签、脐带绳、脐带圈、脐带剪、脐带夹、医用无菌敷贴","II型",null,null,"HCS04613","亚都医疗科技（河南）有限公司（原河南威浦仕医疗科技有限公司）"]
["003370319794624","00337031","C14020225800005085620000063","豫械注准20182140669","一次性使用脐带保护包","一次性使用护脐带(含内垫)、脱脂纱布叠片、棉签、脐带线、脐带圈、脐带剪","I型",null,null,"HCS04613","亚都医疗科技（河南）有限公司（原河南威浦仕医疗科技有限公司）"]
["003370319794625","00337031","C14020225800005085620000061","豫械注准20182140669","一次性使用脐带保护包","一次性使用护脐带(含内垫)、脐带剪、脐带夹","I型",null,null,"HCS04613","亚都医疗科技（河南）有限公司（原河南威浦仕医疗科技有限公司）"]
["003370319794626","00337031","C14020225800005085620000071","豫械注准20182140669","一次性使用脐带保护包","一次性使用护脐带(含内垫)、脐带圈、脐带剪","I型",null,null,"HCS04613","亚都医疗科技（河南）有限公司（原河南威浦仕医疗科技有限公司）"]
["003370319794627","00337031","C14020225800005085620000049","豫械注准20182140669","一次性使用脐带保护包","一次性使用护脐带(含内垫)、棉签","I型",null,null,"HCS04613","亚都医疗科技（河南）有限公司（原河南威浦仕医疗科技有限公司）"]
["003370319794628","00337031","C14020225800005085620000040","豫械注准20182140669","一次性使用脐带保护包","一次性使用护脐带(含内垫)、脐带线、脐带圈、脐带剪、脐带夹、医用无菌敷贴","I型",null,null,"HCS04613","亚都医疗科技（河南）有限公司（原河南威浦仕医疗科技有限公司）"]
["003370319794629","00337031","C14020225800005085620000054","豫械注准20182140669","一次性使用脐带保护包","一次性使用护脐带(含内垫)、脐带夹、医用无菌敷贴","I型",null,null,"HCS04613","亚都医疗科技（河南）有限公司（原河南威浦仕医疗科技有限公司）"]
["003370319794630","00337031","C14020225800005085620000022","豫械注准20182140669","一次性使用脐带保护包","一次性使用护脐带(含内垫)、脐带圈、脐带剪、脐带夹、医用无菌敷贴","I型",null,null,"HCS04613","亚都医疗科技（河南）有限公司（原河南威浦仕医疗科技有限公司）"]
["003370319794631","00337031","C14020225800005085620000062","豫械注准20182140669","一次性使用脐带保护包","一次性使用护脐带(含内垫)、棉签、脐带线、脐带圈","I型",null,null,"HCS04613","亚都医疗科技（河南）有限公司（原河南威浦仕医疗科技有限公司）"]
["003370319794632","00337031","C14020225800005085620000064","豫械注准20182140669","一次性使用脐带保护包","一次性使用护脐带(含内垫)、棉签、脐带线、脐带圈、脐带剪、脐带夹","I型",null,null,"HCS04613","亚都医疗科技（河南）有限公司（原河南威浦仕医疗科技有限公司）"]
["003306999794666","00330699","C14020200000000085620012374","豫械注准20182140032","医用纱布块","80mm×80mm×8层 200块装 21x21/118x110","非无菌型",null,null,"HCS04613","亚都医疗科技（河南）有限公司（原河南威浦仕医疗科技有限公司）"]
["003306999794667","00330699","C14020200000000085620012373","豫械注准20182140032","医用纱布块","80mm×80mm×8层 200块装 21x32/118x110","非无菌型",null,null,"HCS04613","亚都医疗科技（河南）有限公司（原河南威浦仕医疗科技有限公司）"]
["003306999794668","00330699","C14020200000000085620012375","豫械注准20182140032","医用纱布块","80mm×80mm×8层 200块装 21x21/110x110","非无菌型",null,null,"HCS04613","亚都医疗科技（河南）有限公司（原河南威浦仕医疗科技有限公司）"]
["003306579794744","00330657","C14020226300010085620008826","豫械注准20182140031","医用纱布垫","带XR带提带/15cm×40cm-4P 5块21x32/110x87","无菌型",null,null,"HCS04613","亚都医疗科技（河南）有限公司（原河南威浦仕医疗科技有限公司）"]
["003306579794745","00330657","C14020226300010085620008861","豫械注准20182140031","医用纱布垫","带XR带提带/25cm×30cm-6P 2块21x32/110x87","无菌型",null,null,"HCS04613","亚都医疗科技（河南）有限公司（原河南威浦仕医疗科技有限公司）"]
["003306579794746","00330657","C14020226300010085620008785","豫械注准20182140031","医用纱布垫","带XR带提带/40cm×40cm-4P 1块21x32/118x110","无菌型",null,null,"HCS04613","亚都医疗科技（河南）有限公司（原河南威浦仕医疗科技有限公司）"]
["003306579794747","00330657","C14020226300010085620008860","豫械注准20182140031","医用纱布垫","带XR不带提带/2.5cm×15cm-8P 5块 21x32/118x110","无菌型",null,null,"HCS04613","亚都医疗科技（河南）有限公司（原河南威浦仕医疗科技有限公司）"]
["003370559794672","00337055","C14020226200009085620000084","豫械注准20192140272","医用外科口罩","17cm×9.5cm，20支/袋","长方形挂耳式",null,null,"HCS04613","亚都医疗科技（河南）有限公司（原河南威浦仕医疗科技有限公司）"]
["003370559794673","00337055","C14020226200009085620000079","豫械注准20192140272","医用外科口罩","17cm×9.5cm，1支/袋","长方形系带式",null,null,"HCS04613","亚都医疗科技（河南）有限公司（原河南威浦仕医疗科技有限公司）"]
["003370559794674","00337055","C14020226200009085620000080","豫械注准20192140272","医用外科口罩","14.5cm×8.5cm，1支/袋","长方形挂耳式",null,null,"HCS04613","亚都医疗科技（河南）有限公司（原河南威浦仕医疗科技有限公司）"]
["003370559794675","00337055","C14020226200009085620000092","豫械注准20192140272","医用外科口罩","14.5cm×8.5cm，1支/袋","长方形系带式",null,null,"HCS04613","亚都医疗科技（河南）有限公司（原河南威浦仕医疗科技有限公司）"]
["003370559794676","00337055","C14020226200009085620000082","豫械注准20192140272","医用外科口罩","14.5cm×8.5cm，5支/袋","长方形系带式",null,null,"HCS04613","亚都医疗科技（河南）有限公司（原河南威浦仕医疗科技有限公司）"]
["003370559794677","00337055","C14020226200009085620000081","豫械注准20192140272","医用外科口罩","14.5cm×8.5cm，10支/袋","长方形系带式",null,null,"HCS04613","亚都医疗科技（河南）有限公司（原河南威浦仕医疗科技有限公司）"]
["003370559794678","00337055","C14020226200009085620000090","豫械注准20192140272","医用外科口罩","17cm×9.5cm，5支/袋","长方形挂耳式",null,null,"HCS04613","亚都医疗科技（河南）有限公司（原河南威浦仕医疗科技有限公司）"]
["003370559794679","00337055","C14020226200009085620000094","豫械注准20192140272","医用外科口罩","14.5cm×8.5cm，5支/袋","长方形挂耳式",null,null,"HCS04613","亚都医疗科技（河南）有限公司（原河南威浦仕医疗科技有限公司）"]
["003370559794680","00337055","C14020226200009085620000083","豫械注准20192140272","医用外科口罩","17cm×9.5cm，20支/袋","长方形系带式",null,null,"HCS04613","亚都医疗科技（河南）有限公司（原河南威浦仕医疗科技有限公司）"]
["003370559794681","00337055","C14020226200009085620000087","豫械注准20192140272","医用外科口罩","17cm×9.5cm，10支/袋","长方形系带式",null,null,"HCS04613","亚都医疗科技（河南）有限公司（原河南威浦仕医疗科技有限公司）"]
["003370559794682","00337055","C14020226200009085620000093","豫械注准20192140272","医用外科口罩","14.5cm×8.5cm，20支/袋","长方形系带式",null,null,"HCS04613","亚都医疗科技（河南）有限公司（原河南威浦仕医疗科技有限公司）"]
["003370559794683","00337055","C14020226200009085620000085","豫械注准20192140272","医用外科口罩","17cm×9.5cm，10支/袋","长方形挂耳式",null,null,"HCS04613","亚都医疗科技（河南）有限公司（原河南威浦仕医疗科技有限公司）"]
["003370559794684","00337055","C14020226200009085620000089","豫械注准20192140272","医用外科口罩","14.5cm×8.5cm，20支/袋","长方形挂耳式",null,null,"HCS04613","亚都医疗科技（河南）有限公司（原河南威浦仕医疗科技有限公司）"]
["003370559794685","00337055","C14020226200009085620000091","豫械注准20192140272","医用外科口罩","17cm×9.5cm，1支/袋","长方形挂耳式",null,null,"HCS04613","亚都医疗科技（河南）有限公司（原河南威浦仕医疗科技有限公司）"]
["003370559794686","00337055","C14020226200009085620000086","豫械注准20192140272","医用外科口罩","14.5cm×8.5cm，10支/袋","长方形挂耳式",null,null,"HCS04613","亚都医疗科技（河南）有限公司（原河南威浦仕医疗科技有限公司）"]
["003370559794687","00337055","C14020226200009085620000088","豫械注准20192140272","医用外科口罩","17cm×9.5cm，5支/袋","长方形系带式",null,null,"HCS04613","亚都医疗科技（河南）有限公司（原河南威浦仕医疗科技有限公司）"]
["003306579794748","00330657","C14020226300010085620008816","豫械注准20182140031","医用纱布垫","带XR带提带/25cm×40cm-4P 5块21x32/110x87","无菌型",null,null,"HCS04613","亚都医疗科技（河南）有限公司（原河南威浦仕医疗科技有限公司）"]
["003306579794749","00330657","C14020226300010085620008787","豫械注准20182140031","医用纱布垫","带XR不带提带/2.5cm×15cm-8P 5块21x21/118x110","无菌型",null,null,"HCS04613","亚都医疗科技（河南）有限公司（原河南威浦仕医疗科技有限公司）"]
["003306579794750","00330657","C14020226300010085620008798","豫械注准20182140031","医用纱布垫","带XR带提带/30cm×40cm-4P 1块21x21/118x110","无菌型",null,null,"HCS04613","亚都医疗科技（河南）有限公司（原河南威浦仕医疗科技有限公司）"]
["003306579794761","00330657","C14020226300010085620008795","豫械注准20182140031","医用纱布垫","带XR带提带/40cm×40cm-4P 5块21x32/118x110","无菌型",null,null,"HCS04613","亚都医疗科技（河南）有限公司（原河南威浦仕医疗科技有限公司）"]
["003306579794762","00330657","C14020226300010085620008810","豫械注准20182140031","医用纱布垫","带XR不带提带/40cm×40cm-2P 5块21x32/118x110","无菌型",null,null,"HCS04613","亚都医疗科技（河南）有限公司（原河南威浦仕医疗科技有限公司）"]
["003306579794763","00330657","C14020226300010085620008840","豫械注准20182140031","医用纱布垫","带XR带提带/40cm×40cm-4P 1块21x32/110x87","无菌型",null,null,"HCS04613","亚都医疗科技（河南）有限公司（原河南威浦仕医疗科技有限公司）"]
["003306579794764","00330657","C14020226300010085620008791","豫械注准20182140031","医用纱布垫","带XR不带提带/2.5cm×15cm-8P 5块 21x21/110x110","无菌型",null,null,"HCS04613","亚都医疗科技（河南）有限公司（原河南威浦仕医疗科技有限公司）"]
["003306579794765","00330657","C14020226300010085620008796","豫械注准20182140031","医用纱布垫","带XR带提带/40cm×40cm-2P 2块21x21/110x110","无菌型",null,null,"HCS04613","亚都医疗科技（河南）有限公司（原河南威浦仕医疗科技有限公司）"]
["003306579794766","00330657","C14020226300010085620008842","豫械注准20182140031","医用纱布垫","带XR带提带/40cm×40cm-4P 1块21x21/110x110","无菌型",null,null,"HCS04613","亚都医疗科技（河南）有限公司（原河南威浦仕医疗科技有限公司）"]
["003306579794767","00330657","C14020226300010085620008855","豫械注准20182140031","医用纱布垫","带XR带提带/10cm×40cm-4P 2块21x21/110x110","无菌型",null,null,"HCS04613","亚都医疗科技（河南）有限公司（原河南威浦仕医疗科技有限公司）"]
["003306579794768","00330657","C14020226300010085620008818","豫械注准20182140031","医用纱布垫","带XR不带提带/40cm×40cm-2P 5块21x32/110x87","无菌型",null,null,"HCS04613","亚都医疗科技（河南）有限公司（原河南威浦仕医疗科技有限公司）"]
["003306579794769","00330657","C14020226300010085620008790","豫械注准20182140031","医用纱布垫","带XR不带提带/3cm×30cm-4P 2块 21x21/110x110","无菌型",null,null,"HCS04613","亚都医疗科技（河南）有限公司（原河南威浦仕医疗科技有限公司）"]
["003306579794770","00330657","C14020226300010085620008825","豫械注准20182140031","医用纱布垫","带XR不带提带/20cm×40cm-2P 10块21x21/118x110","无菌型",null,null,"HCS04613","亚都医疗科技（河南）有限公司（原河南威浦仕医疗科技有限公司）"]
["003306579794700","00330657","C14020226300010085620008799","豫械注准20182140031","医用纱布垫","带XR带提带/30cm×40cm-2P 5块21x32/118x110","无菌型",null,null,"HCS04613","亚都医疗科技（河南）有限公司（原河南威浦仕医疗科技有限公司）"]
["003306579794701","00330657","C14020226300010085620008830","豫械注准20182140031","医用纱布垫","带XR带提带/30cm×40cm-6P 2块21x21/118x110","无菌型",null,null,"HCS04613","亚都医疗科技（河南）有限公司（原河南威浦仕医疗科技有限公司）"]
["003306579794702","00330657","C14020226300010085620008811","豫械注准20182140031","医用纱布垫","带XR带提带/30cm×40cm-4P 2块21x32/118x110","无菌型",null,null,"HCS04613","亚都医疗科技（河南）有限公司（原河南威浦仕医疗科技有限公司）"]
["003306579794703","00330657","C14020226300010085620008824","豫械注准20182140031","医用纱布垫","带XR不带提带/3cm×30cm-4P 5块21x32/118x110","无菌型",null,null,"HCS04613","亚都医疗科技（河南）有限公司（原河南威浦仕医疗科技有限公司）"]
["003306579794704","00330657","C14020226300010085620008803","豫械注准20182140031","医用纱布垫","带XR带提带/25cm×30cm-6P 2块21x32/118x110","无菌型",null,null,"HCS04613","亚都医疗科技（河南）有限公司（原河南威浦仕医疗科技有限公司）"]
["003306579794705","00330657","C14020226300010085620008850","豫械注准20182140031","医用纱布垫","带XR带提带/20cm×30cm-4P 5块21x21/110x110","无菌型",null,null,"HCS04613","亚都医疗科技（河南）有限公司（原河南威浦仕医疗科技有限公司）"]
["003306579794706","00330657","C14020226300010085620008844","豫械注准20182140031","医用纱布垫","带XR不带提带/30cm×40cm-3P 5块21x32/118x110","无菌型",null,null,"HCS04613","亚都医疗科技（河南）有限公司（原河南威浦仕医疗科技有限公司）"]
["003306579794707","00330657","C14020226300010085620008838","豫械注准20182140031","医用纱布垫","带XR带提带/40cm×40cm-4P 1块21x21/118x110","无菌型",null,null,"HCS04613","亚都医疗科技（河南）有限公司（原河南威浦仕医疗科技有限公司）"]
["003306579794719","00330657","C14020226300010085620008784","豫械注准20182140031","医用纱布垫","带XR不带提带/3cm×30cm-4P 2块21x21/118x110","无菌型",null,null,"HCS04613","亚都医疗科技（河南）有限公司（原河南威浦仕医疗科技有限公司）"]
["003306579794720","00330657","C14020226300010085620008821","豫械注准20182140031","医用纱布垫","带XR带提带/30cm×40cm-4P 5块21x21/118x110","无菌型",null,null,"HCS04613","亚都医疗科技（河南）有限公司（原河南威浦仕医疗科技有限公司）"]
["003306579794721","00330657","C14020226300010085620008823","豫械注准20182140031","医用纱布垫","带XR带提带/10cm×40cm-4P 2块21x32/110x87","无菌型",null,null,"HCS04613","亚都医疗科技（河南）有限公司（原河南威浦仕医疗科技有限公司）"]
["003306579794722","00330657","C14020226300010085620008859","豫械注准20182140031","医用纱布垫","带XR带提带/30cm×40cm-2P 5块21x21/118x110","无菌型",null,null,"HCS04613","亚都医疗科技（河南）有限公司（原河南威浦仕医疗科技有限公司）"]
["003306579794723","00330657","C14020226300010085620008813","豫械注准20182140031","医用纱布垫","带XR带提带/40cm×40cm-4P 2块21x32/118x110","无菌型",null,null,"HCS04613","亚都医疗科技（河南）有限公司（原河南威浦仕医疗科技有限公司）"]
["003306579794724","00330657","C14020226300010085620008786","豫械注准20182140031","医用纱布垫","带XR不带提带/3cm×30cm-4P 5块21x32/110x87","无菌型",null,null,"HCS04613","亚都医疗科技（河南）有限公司（原河南威浦仕医疗科技有限公司）"]
["003306579794725","00330657","C14020226300010085620008841","豫械注准20182140031","医用纱布垫","带XR带提带/30cm×40cm-6P 2块21x21/110x110","无菌型",null,null,"HCS04613","亚都医疗科技（河南）有限公司（原河南威浦仕医疗科技有限公司）"]
["003306579794726","00330657","C14020226300010085620008831","豫械注准20182140031","医用纱布垫","带XR带提带/20cm×40cm-4P 5块21x32/118x110","无菌型",null,null,"HCS04613","亚都医疗科技（河南）有限公司（原河南威浦仕医疗科技有限公司）"]
["003306579794688","00330657","C14020226300010085620008828","豫械注准20182140031","医用纱布垫","带XR带提带/30cm×40cm-4P 2块21x21/118x110","无菌型",null,null,"HCS04613","亚都医疗科技（河南）有限公司（原河南威浦仕医疗科技有限公司）"]
["003306579794689","00330657","C14020226300010085620008857","豫械注准20182140031","医用纱布垫","带XR带提带/30cm×40cm-4P 2块21x21/110x110","无菌型",null,null,"HCS04613","亚都医疗科技（河南）有限公司（原河南威浦仕医疗科技有限公司）"]
["003306579794690","00330657","C14020226300010085620008797","豫械注准20182140031","医用纱布垫","带XR不带提带/3cm×30cm-4P 5块21x21/118x110","无菌型",null,null,"HCS04613","亚都医疗科技（河南）有限公司（原河南威浦仕医疗科技有限公司）"]
["003306579794691","00330657","C14020226300010085620008853","豫械注准20182140031","医用纱布垫","带XR不带提带/20cm×40cm-2P 10块21x32/118x110","无菌型",null,null,"HCS04613","亚都医疗科技（河南）有限公司（原河南威浦仕医疗科技有限公司）"]
["003306579794692","00330657","C14020226300010085620008781","豫械注准20182140031","医用纱布垫","带XR带提带/25cm×30cm-6P 2块21x21/118x110","无菌型",null,null,"HCS04613","亚都医疗科技（河南）有限公司（原河南威浦仕医疗科技有限公司）"]
["003306579794693","00330657","C14020226300010085620008858","豫械注准20182140031","医用纱布垫","带XR带提带/30cm×40cm-6P 2块21x32/110x87","无菌型",null,null,"HCS04613","亚都医疗科技（河南）有限公司（原河南威浦仕医疗科技有限公司）"]
["003306579794694","00330657","C14020226300010085620008862","豫械注准20182140031","医用纱布垫","带XR带提带/20cm×40cm-4P 5块21x21/110x110","无菌型",null,null,"HCS04613","亚都医疗科技（河南）有限公司（原河南威浦仕医疗科技有限公司）"]
["003306579794695","00330657","C14020226300010085620008822","豫械注准20182140031","医用纱布垫","带XR带提带/40cm×40cm-2P 2块21x32/118x110","无菌型",null,null,"HCS04613","亚都医疗科技（河南）有限公司（原河南威浦仕医疗科技有限公司）"]
["003306579794710","00330657","C14020226300010085620008832","豫械注准20182140031","医用纱布垫","带XR带提带/15cm×40cm-4P 5块21x32/118x110","无菌型",null,null,"HCS04613","亚都医疗科技（河南）有限公司（原河南威浦仕医疗科技有限公司）"]
["003306579794711","00330657","C14020226300010085620008829","豫械注准20182140031","医用纱布垫","带XR带提带/30cm×40cm-4P 1块21x32/118x110","无菌型",null,null,"HCS04613","亚都医疗科技（河南）有限公司（原河南威浦仕医疗科技有限公司）"]
["003306579794712","00330657","C14020226300010085620008843","豫械注准20182140031","医用纱布垫","带XR不带提带/3cm×30cm-4P 5块21x21/110x110","无菌型",null,null,"HCS04613","亚都医疗科技（河南）有限公司（原河南威浦仕医疗科技有限公司）"]
["003306579794713","00330657","C14020226300010085620008820","豫械注准20182140031","医用纱布垫","带XR带提带/40cm×40cm-4P 2块21x32/110x87","无菌型",null,null,"HCS04613","亚都医疗科技（河南）有限公司（原河南威浦仕医疗科技有限公司）"]
["003306579794714","00330657","C14020226300010085620008815","豫械注准20182140031","医用纱布垫","带XR带提带/40cm×40cm-4P 5块21x21/118x110","无菌型",null,null,"HCS04613","亚都医疗科技（河南）有限公司（原河南威浦仕医疗科技有限公司）"]
["003306579794715","00330657","C14020226300010085620008863","豫械注准20182140031","医用纱布垫","带XR带提带/40cm×40cm-4P 2块21x21/110x110","无菌型",null,null,"HCS04613","亚都医疗科技（河南）有限公司（原河南威浦仕医疗科技有限公司）"]
["003306579794716","00330657","C14020226300010085620008848","豫械注准20182140031","医用纱布垫","带XR带提带/25cm×40cm-4P 5块21x21/118x110","无菌型",null,null,"HCS04613","亚都医疗科技（河南）有限公司（原河南威浦仕医疗科技有限公司）"]
["003306579794717","00330657","C14020226300010085620008778","豫械注准20182140031","医用纱布垫","带XR带提带/10cm×40cm-4P 2块21x32/118x110","无菌型",null,null,"HCS04613","亚都医疗科技（河南）有限公司（原河南威浦仕医疗科技有限公司）"]
["003306579794772","00330657","C14020226300010085620008817","豫械注准20182140031","医用纱布垫","带XR带提带/20cm×30cm-4P 5块21x32/118x110","无菌型",null,null,"HCS04613","亚都医疗科技（河南）有限公司（原河南威浦仕医疗科技有限公司）"]
["003306579794773","00330657","C14020226300010085620008819","豫械注准20182140031","医用纱布垫","带XR带提带/30cm×40cm-4P 5块21x32/118x110","无菌型",null,null,"HCS04613","亚都医疗科技（河南）有限公司（原河南威浦仕医疗科技有限公司）"]
["003306579794774","00330657","C14020226300010085620008812","豫械注准20182140031","医用纱布垫","带XR带提带/40cm×40cm-4P 5块21x32/110x87","无菌型",null,null,"HCS04613","亚都医疗科技（河南）有限公司（原河南威浦仕医疗科技有限公司）"]
["003306579794775","00330657","C14020226300010085620008851","豫械注准20182140031","医用纱布垫","带XR带提带/30cm×40cm-4P 5块21x32/110x87","无菌型",null,null,"HCS04613","亚都医疗科技（河南）有限公司（原河南威浦仕医疗科技有限公司）"]
["003306579794776","00330657","C14020226300010085620008789","豫械注准20182140031","医用纱布垫","带XR带提带/40cm×40cm-2P 2块21x32/110x87","无菌型",null,null,"HCS04613","亚都医疗科技（河南）有限公司（原河南威浦仕医疗科技有限公司）"]
["003306579794777","00330657","C14020226300010085620008839","豫械注准20182140031","医用纱布垫","带XR带提带/30cm×40cm-2P 5块21x32/110x87","无菌型",null,null,"HCS04613","亚都医疗科技（河南）有限公司（原河南威浦仕医疗科技有限公司）"]
["003306579794778","00330657","C14020226300010085620008783","豫械注准20182140031","医用纱布垫","带XR带提带/25cm×40cm-4P 5块21x21/110x110","无菌型",null,null,"HCS04613","亚都医疗科技（河南）有限公司（原河南威浦仕医疗科技有限公司）"]
["003306579794779","00330657","C14020226300010085620008793","豫械注准20182140031","医用纱布垫","带XR带提带/30cm×40cm-4P 2块21x32/110x87","无菌型",null,null,"HCS04613","亚都医疗科技（河南）有限公司（原河南威浦仕医疗科技有限公司）"]
["003306579794780","00330657","C14020226300010085620008846","豫械注准20182140031","医用纱布垫","带XR不带提带/40cm×40cm-2P 5块21x21/118x110","无菌型",null,null,"HCS04613","亚都医疗科技（河南）有限公司（原河南威浦仕医疗科技有限公司）"]
["003306579794781","00330657","C14020226300010085620008807","豫械注准20182140031","医用纱布垫","带XR带提带/20cm×30cm-4P 5块21x21/118x110","无菌型",null,null,"HCS04613","亚都医疗科技（河南）有限公司（原河南威浦仕医疗科技有限公司）"]
["003306579794783","00330657","C14020226300010085620008835","豫械注准20182140031","医用纱布垫","带XR不带提带/30cm×40cm-3P 5块21x21/118x110","无菌型",null,null,"HCS04613","亚都医疗科技（河南）有限公司（原河南威浦仕医疗科技有限公司）"]
["003306579794784","00330657","C14020226300010085620008779","豫械注准20182140031","医用纱布垫","带XR带提带/20cm×30cm-6P 1块21x32/118x110","无菌型",null,null,"HCS04613","亚都医疗科技（河南）有限公司（原河南威浦仕医疗科技有限公司）"]
["003306579794785","00330657","C14020226300010085620008801","豫械注准20182140031","医用纱布垫","带XR带提带/10cm×40cm-4P 2块21x21/118x110","无菌型",null,null,"HCS04613","亚都医疗科技（河南）有限公司（原河南威浦仕医疗科技有限公司）"]
["003306579794786","00330657","C14020226300010085620008805","豫械注准20182140031","医用纱布垫","带XR不带提带/3cm×30cm-4P 2块21x32/110x87","无菌型",null,null,"HCS04613","亚都医疗科技（河南）有限公司（原河南威浦仕医疗科技有限公司）"]
["003306579794787","00330657","C14020226300010085620008808","豫械注准20182140031","医用纱布垫","带XR带提带/25cm×30cm-6P 2块21x21/110x110","无菌型",null,null,"HCS04613","亚都医疗科技（河南）有限公司（原河南威浦仕医疗科技有限公司）"]
["003306579794788","00330657","C14020226300010085620008836","豫械注准20182140031","医用纱布垫","带XR不带提带/2.5cm×15cm-8P 5块 21x32/110x87","无菌型",null,null,"HCS04613","亚都医疗科技（河南）有限公司（原河南威浦仕医疗科技有限公司）"]
["003306579794789","00330657","C14020226300010085620008777","豫械注准20182140031","医用纱布垫","带XR带提带/30cm×40cm-6P 2块21x32/118x110","无菌型",null,null,"HCS04613","亚都医疗科技（河南）有限公司（原河南威浦仕医疗科技有限公司）"]
["003306579794790","00330657","C14020226300010085620008780","豫械注准20182140031","医用纱布垫","带XR带提带/20cm×30cm-6P 1块21x32/110x87","无菌型",null,null,"HCS04613","亚都医疗科技（河南）有限公司（原河南威浦仕医疗科技有限公司）"]
["003306579794791","00330657","C14020226300010085620008856","豫械注准20182140031","医用纱布垫","带XR不带提带/20cm×40cm-2P 10块21x32/110x87","无菌型",null,null,"HCS04613","亚都医疗科技（河南）有限公司（原河南威浦仕医疗科技有限公司）"]
["003306579794792","00330657","C14020226300010085620008809","豫械注准20182140031","医用纱布垫","带XR带提带/25cm×40cm-4P 5块21x32/118x110","无菌型",null,null,"HCS04613","亚都医疗科技（河南）有限公司（原河南威浦仕医疗科技有限公司）"]
["003306579794793","00330657","C14020226300010085620008804","豫械注准20182140031","医用纱布垫","带XR不带提带/40cm×40cm-2P 5块21x21/110x110","无菌型",null,null,"HCS04613","亚都医疗科技（河南）有限公司（原河南威浦仕医疗科技有限公司）"]
["003306579794794","00330657","C14020226300010085620008782","豫械注准20182140031","医用纱布垫","带XR带提带/15cm×40cm-4P 5块21x21/110x110","无菌型",null,null,"HCS04613","亚都医疗科技（河南）有限公司（原河南威浦仕医疗科技有限公司）"]
["003306579794795","00330657","C14020226300010085620008800","豫械注准20182140031","医用纱布垫","带XR带提带/20cm×40cm-4P 5块21x21/118x110","无菌型",null,null,"HCS04613","亚都医疗科技（河南）有限公司（原河南威浦仕医疗科技有限公司）"]
["003306579794732","00330657","C14020226300010085620008847","豫械注准20182140031","医用纱布垫","带XR不带提带/30cm×40cm-3P 5块21x21/110x110","无菌型",null,null,"HCS04613","亚都医疗科技（河南）有限公司（原河南威浦仕医疗科技有限公司）"]
["003306579794733","00330657","C14020226300010085620008833","豫械注准20182140031","医用纱布垫","带XR带提带/40cm×40cm-4P 5块21x21/110x110","无菌型",null,null,"HCS04613","亚都医疗科技（河南）有限公司（原河南威浦仕医疗科技有限公司）"]
["003306579794734","00330657","C14020226300010085620008849","豫械注准20182140031","医用纱布垫","带XR带提带/30cm×40cm-4P 5块21x21/110x110","无菌型",null,null,"HCS04613","亚都医疗科技（河南）有限公司（原河南威浦仕医疗科技有限公司）"]
["003306579794735","00330657","C14020226300010085620008845","豫械注准20182140031","医用纱布垫","带XR带提带/30cm×40cm-2P 5块21x21/110x110","无菌型",null,null,"HCS04613","亚都医疗科技（河南）有限公司（原河南威浦仕医疗科技有限公司）"]
["003306579794736","00330657","C14020226300010085620008837","豫械注准20182140031","医用纱布垫","带XR带提带/15cm×40cm-4P 5块21x21/118x110","无菌型",null,null,"HCS04613","亚都医疗科技（河南）有限公司（原河南威浦仕医疗科技有限公司）"]
["003306579794737","00330657","C14020226300010085620008854","豫械注准20182140031","医用纱布垫","带XR带提带/30cm×40cm-4P 1块21x21/110x110","无菌型",null,null,"HCS04613","亚都医疗科技（河南）有限公司（原河南威浦仕医疗科技有限公司）"]
["003306579794751","00330657","C14020226300010085620008852","豫械注准20182140031","医用纱布垫","带XR带提带/40cm×40cm-4P 2块21x21/118x110","无菌型",null,null,"HCS04613","亚都医疗科技（河南）有限公司（原河南威浦仕医疗科技有限公司）"]
["003306579794752","00330657","C14020226300010085620008788","豫械注准20182140031","医用纱布垫","带XR带提带/40cm×40cm-2P 2块21x21/118x110","无菌型",null,null,"HCS04613","亚都医疗科技（河南）有限公司（原河南威浦仕医疗科技有限公司）"]
["003306579794753","00330657","C14020226300010085620008834","豫械注准20182140031","医用纱布垫","带XR带提带/20cm×40cm-4P 5块21x32/110x87","无菌型",null,null,"HCS04613","亚都医疗科技（河南）有限公司（原河南威浦仕医疗科技有限公司）"]
["003306579794754","00330657","C14020226300010085620008827","豫械注准20182140031","医用纱布垫","带XR带提带/30cm×40cm-4P 1块21x32/110x87","无菌型",null,null,"HCS04613","亚都医疗科技（河南）有限公司（原河南威浦仕医疗科技有限公司）"]
["003306579794755","00330657","C14020226300010085620008794","豫械注准20182140031","医用纱布垫","带XR带提带/20cm×30cm-6P 1块21x21/118x110","无菌型",null,null,"HCS04613","亚都医疗科技（河南）有限公司（原河南威浦仕医疗科技有限公司）"]
["003306579794756","00330657","C14020226300010085620008802","豫械注准20182140031","医用纱布垫","带XR不带提带/30cm×40cm-3P 5块21x32/110x87","无菌型",null,null,"HCS04613","亚都医疗科技（河南）有限公司（原河南威浦仕医疗科技有限公司）"]
["003306579794757","00330657","C14020226300010085620008864","豫械注准20182140031","医用纱布垫","带XR不带提带/3cm×30cm-4P 2块21x32/118x110","无菌型",null,null,"HCS04613","亚都医疗科技（河南）有限公司（原河南威浦仕医疗科技有限公司）"]
["003306579794758","00330657","C14020226300010085620008806","豫械注准20182140031","医用纱布垫","带XR带提带/20cm×30cm-6P 1块21x21/110x110","无菌型",null,null,"HCS04613","亚都医疗科技（河南）有限公司（原河南威浦仕医疗科技有限公司）"]
["003306579794759","00330657","C14020226300010085620008814","豫械注准20182140031","医用纱布垫","带XR不带提带/20cm×40cm-2P 10块21x21/110x110","无菌型",null,null,"HCS04613","亚都医疗科技（河南）有限公司（原河南威浦仕医疗科技有限公司）"]
["003306579794760","00330657","C14020226300010085620008792","豫械注准20182140031","医用纱布垫","带XR带提带/20cm×30cm-4P 5块21x32/110x87","无菌型",null,null,"HCS04613","亚都医疗科技（河南）有限公司（原河南威浦仕医疗科技有限公司）"]
["003370399794636","00337039","C14020200000000085620012370","豫械注准20222140702","一次性使用输液护理包","一次性医用治疗巾、棉签、医用碘伏棉签、一次性使用止血带、医用输液贴、棉球、碘伏棉球、瓶口贴","SYK-1",null,null,"HCS04613","亚都医疗科技（河南）有限公司（原河南威浦仕医疗科技有限公司）"]
["003370399794637","00337039","C14020200000000085620012338","豫械注准20222140702","一次性使用输液护理包","一次性医用治疗巾、棉签、医用碘伏棉签、一次性使用止血带、医用输液贴、棉球、碘伏棉球、瓶口贴、橡胶检查手套、医用薄膜手套、托盘","SYK-1",null,null,"HCS04613","亚都医疗科技（河南）有限公司（原河南威浦仕医疗科技有限公司）"]
["003370399794638","00337039","C14020200000000085620012341","豫械注准20222140702","一次性使用输液护理包","一次性医用治疗巾、棉签、医用碘伏棉签","SYK-1",null,null,"HCS04613","亚都医疗科技（河南）有限公司（原河南威浦仕医疗科技有限公司）"]
["003370399794639","00337039","C14020200000000085620012369","豫械注准20222140702","一次性使用输液护理包","一次性医用治疗巾、棉签、医用碘伏棉签、一次性使用止血带、医用输液贴","SYK-1",null,null,"HCS04613","亚都医疗科技（河南）有限公司（原河南威浦仕医疗科技有限公司）"]
["003370399794654","00337039","C14020200000000085620012333","豫械注准20222140702","一次性使用输液护理包","医用输液贴、一次性医用治疗巾、医用碘伏棉签、棉签、一次性使用止血带、棉球、碘伏棉球、瓶口贴、医用薄膜手套","SYK-4",null,null,"HCS04613","亚都医疗科技（河南）有限公司（原河南威浦仕医疗科技有限公司）"]
["003370399794655","00337039","C14020200000000085620012343","豫械注准20222140702","一次性使用输液护理包","医用输液贴、一次性医用治疗巾、医用碘伏棉签、棉签、一次性使用止血带、棉球、碘伏棉球、瓶口贴、医用薄膜手套、橡胶检查手套、托盘、一次性使用包布组成","SYK-4",null,null,"HCS04613","亚都医疗科技（河南）有限公司（原河南威浦仕医疗科技有限公司）"]
["003370399794656","00337039","C14020200000000085620012347","豫械注准20222140702","一次性使用输液护理包","医用输液贴、一次性医用治疗巾、医用碘伏棉签、棉签、一次性使用止血带","SYK-4",null,null,"HCS04613","亚都医疗科技（河南）有限公司（原河南威浦仕医疗科技有限公司）"]
["003370399794657","00337039","C14020200000000085620012365","豫械注准20222140702","一次性使用输液护理包","医用输液贴、一次性医用治疗巾、医用碘伏棉签","SYK-4",null,null,"HCS04613","亚都医疗科技（河南）有限公司（原河南威浦仕医疗科技有限公司）"]
["003370399794658","00337039","C14020200000000085620012344","豫械注准20222140702","一次性使用输液护理包","医用输液贴、一次性医用治疗巾、医用碘伏棉签、棉签、一次性使用止血带、棉球、碘伏棉球","SYK-4",null,null,"HCS04613","亚都医疗科技（河南）有限公司（原河南威浦仕医疗科技有限公司）"]
["003370399794659","00337039","C14020200000000085620012360","豫械注准20222140702","一次性使用输液护理包","医用输液贴、一次性医用治疗巾、医用碘伏棉签、棉签、一次性使用止血带、棉球、碘伏棉球、瓶口贴、医用薄膜手套、橡胶检查手套、托盘","SYK-4",null,null,"HCS04613","亚都医疗科技（河南）有限公司（原河南威浦仕医疗科技有限公司）"]
["003370399794649","00337039","C14020200000000085620012350","豫械注准20222140702","一次性使用输液护理包","一次性医用治疗巾、一次性使用止血带、医用碘伏棉签、棉签、医用输液贴、棉球、碘伏棉球、瓶口贴","SYK-3",null,null,"HCS04613","亚都医疗科技（河南）有限公司（原河南威浦仕医疗科技有限公司）"]
["003370399794650","00337039","C14020200000000085620012339","豫械注准20222140702","一次性使用输液护理包","一次性医用治疗巾、一次性使用止血带、医用碘伏棉签、棉签、医用输液贴、棉球、碘伏棉球、瓶口贴、医用薄膜手套、橡胶检查手套、托盘、一次性使用包布组成","SYK-3",null,null,"HCS04613","亚都医疗科技（河南）有限公司（原河南威浦仕医疗科技有限公司）"]
["003370399794651","00337039","C14020200000000085620012353","豫械注准20222140702","一次性使用输液护理包","一次性医用治疗巾、一次性使用止血带、医用碘伏棉签、棉签、医用输液贴","SYK-3",null,null,"HCS04613","亚都医疗科技（河南）有限公司（原河南威浦仕医疗科技有限公司）"]
["003370399794652","00337039","C14020200000000085620012372","豫械注准20222140702","一次性使用输液护理包","一次性医用治疗巾、一次性使用止血带、医用碘伏棉签、棉签、医用输液贴、棉球、碘伏棉球、瓶口贴、医用薄膜手套、橡胶检查手套","SYK-3",null,null,"HCS04613","亚都医疗科技（河南）有限公司（原河南威浦仕医疗科技有限公司）"]
["003370399794653","00337039","C14020200000000085620012351","豫械注准20222140702","一次性使用输液护理包","一次性医用治疗巾、一次性使用止血带、医用碘伏棉签","SYK-3",null,null,"HCS04613","亚都医疗科技（河南）有限公司（原河南威浦仕医疗科技有限公司）"]
["003370399794640","00337039","C14020200000000085620012371","豫械注准20222140702","一次性使用输液护理包","一次性医用治疗巾、医用碘伏棉签、棉签、一次性使用止血带、医用输液贴、棉球、碘伏棉球、瓶口贴、医用薄膜手套、托盘","SYK-2",null,null,"HCS04613","亚都医疗科技（河南）有限公司（原河南威浦仕医疗科技有限公司）"]
["003370399794641","00337039","C14020200000000085620012367","豫械注准20222140702","一次性使用输液护理包","一次性医用治疗巾、医用碘伏棉签、棉签、一次性使用止血带、医用输液贴、棉球、碘伏棉球、瓶口贴","SYK-2",null,null,"HCS04613","亚都医疗科技（河南）有限公司（原河南威浦仕医疗科技有限公司）"]
["003370399794642","00337039","C14020200000000085620012368","豫械注准20222140702","一次性使用输液护理包","一次性医用治疗巾、医用碘伏棉签、棉签、一次性使用止血带","SYK-2",null,null,"HCS04613","亚都医疗科技（河南）有限公司（原河南威浦仕医疗科技有限公司）"]
["003370399794643","00337039","C14020200000000085620012340","豫械注准20222140702","一次性使用输液护理包","一次性医用治疗巾、医用碘伏棉签","SYK-2",null,null,"HCS04613","亚都医疗科技（河南）有限公司（原河南威浦仕医疗科技有限公司）"]
["003370399794644","00337039","C14020200000000085620012354","豫械注准20222140702","一次性使用输液护理包","一次性医用治疗巾、医用碘伏棉签、棉签、一次性使用止血带、医用输液贴、棉球、碘伏棉球、瓶口贴、医用薄膜手套、托盘、一次性使用包布、橡胶检查手套","SYK-2",null,null,"HCS04613","亚都医疗科技（河南）有限公司（原河南威浦仕医疗科技有限公司）"]
["003935889770012","00393588",null,"国械注准20243402631","呼吸道病原体核酸检测试剂盒（PCR-荧光探针法）","48测试/盒（G）","48测试/盒（G）",null,null,"HCS04664","苏州创澜生物科技有限公司","苏州创澜生物科技有限公司"]
["003935889770010","00393588",null,"国械注准20243402631","呼吸道病原体核酸检测试剂盒（PCR-荧光探针法）","12测试/盒（G）","12测试/盒（G）",null,null,"HCS04664","苏州创澜生物科技有限公司","苏州创澜生物科技有限公司"]
["003935889770011","00393588",null,"国械注准20243402631","呼吸道病原体核酸检测试剂盒（PCR-荧光探针法）","24测试/盒（G）","24测试/盒（G）",null,null,"HCS04664","苏州创澜生物科技有限公司","苏州创澜生物科技有限公司"]
["003445659785422","00344565","C14020200000000078610000031","辽械注准20172140107","一次性使用眼科手术包","140mm×330mm（有辅巾）","HK-III-D型",null,null,"HCS04632","沈阳汇康医疗用品制造有限公司","沈阳汇康医疗用品制造有限公司"]
["004067269820330","00406726","C14070318300000175660000011","国械注准20253070727","持续葡萄糖监测系统-传感器(探头)","Anytime 5P","Anytime 5P",null,null,"HCS05911","江苏鱼跃凯立特生物科技有限公司","江苏鱼跃凯立特生物科技有限公司"]
["002957909440234","00295790","C02071507500000027910000108","国械注准20193060495","一次性使用高压造影注射器及附件","300mm","单路连接管(1200PSI)",null,null,"HCS04023","江西保尔安生物医疗科技有限公司"]
["002957909440235","00295790","C02071507500000027910000109","国械注准20193060495","一次性使用高压造影注射器及附件","500mm","单路连接管(1200PSI)",null,null,"HCS04023","江西保尔安生物医疗科技有限公司"]
["002957909582825","00295790","C02071507500000027910000169","国械注准20193060495","一次性使用高压造影注射器及附件","150ml（ME）","Ⅱ型",null,null,"HCS04023","江西保尔安生物医疗科技有限公司"]
["002957909582826","00295790","C02071507500000027910000172","国械注准20193060495","一次性使用高压造影注射器及附件","200/200ml（XG）","II型",null,null,"HCS04023","江西保尔安生物医疗科技有限公司"]
["002957909582827","00295790","C02071507500000027910000155","国械注准20193060495","一次性使用高压造影注射器及附件","150ml（LF）","I型",null,null,"HCS04023","江西保尔安生物医疗科技有限公司"]
["002957909582828","00295790","C02071507500000027910000163","国械注准20193060495","一次性使用高压造影注射器及附件","200/200ml(ME)","II型",null,null,"HCS04023","江西保尔安生物医疗科技有限公司"]
["002957909582829","00295790","C02071507500000027910000150","国械注准20193060495","一次性使用高压造影注射器及附件","200/200ml（ME）","I型",null,null,"HCS04023","江西保尔安生物医疗科技有限公司"]
["002957909582830","00295790","C02071507500000027910000168","国械注准20193060495","一次性使用高压造影注射器及附件","200ml（LF）","I型",null,null,"HCS04023","江西保尔安生物医疗科技有限公司"]
["002957909582831","00295790","C02071507500000027910000182","国械注准20193060495","一次性使用高压造影注射器及附件","150ml（YW）","Ⅱ型",null,null,"HCS04023","江西保尔安生物医疗科技有限公司"]
["002957909582832","00295790","C02071507500000027910000160","国械注准20193060495","一次性使用高压造影注射器及附件","200/200ml(LF)","I型",null,null,"HCS04023","江西保尔安生物医疗科技有限公司"]
["002957909582833","00295790","C02071507500000027910000179","国械注准20193060495","一次性使用高压造影注射器及附件","200/200ml(SL)","I型",null,null,"HCS04023","江西保尔安生物医疗科技有限公司"]
["002957909582834","00295790","C02071507500000027910000171","国械注准20193060495","一次性使用高压造影注射器及附件","200ml（ME）","I型",null,null,"HCS04023","江西保尔安生物医疗科技有限公司"]
["002957909582835","00295790","C02071507500000027910000174","国械注准20193060495","一次性使用高压造影注射器及附件","200/200ml（XG）","I型",null,null,"HCS04023","江西保尔安生物医疗科技有限公司"]
["002957909582836","00295790","C02071507500000027910000183","国械注准20193060495","一次性使用高压造影注射器及附件","200ml(SL)","II型",null,null,"HCS04023","江西保尔安生物医疗科技有限公司"]
["002957909582837","00295790","C02071507500000027910000157","国械注准20193060495","一次性使用高压造影注射器及附件","200/200ml(NE)","II型",null,null,"HCS04023","江西保尔安生物医疗科技有限公司"]
["002957909582838","00295790","C02071507500000027910000156","国械注准20193060495","一次性使用高压造影注射器及附件","150ml（XG）","I型",null,null,"HCS04023","江西保尔安生物医疗科技有限公司"]
["002957909582839","00295790","C02071507500000027910000166","国械注准20193060495","一次性使用高压造影注射器及附件","200ml（LF）","II型",null,null,"HCS04023","江西保尔安生物医疗科技有限公司"]
["002957909582840","00295790","C02071507500000027910000184","国械注准20193060495","一次性使用高压造影注射器及附件","200ml(YW)","II型",null,null,"HCS04023","江西保尔安生物医疗科技有限公司"]
["002957909582841","00295790","C02071507500000027910000178","国械注准20193060495","一次性使用高压造影注射器及附件","150ml（XG）","Ⅱ型",null,null,"HCS04023","江西保尔安生物医疗科技有限公司"]
["002957909582842","00295790","C02071507500000027910000149","国械注准20193060495","一次性使用高压造影注射器及附件","200/200ml（EZ）","I型",null,null,"HCS04023","江西保尔安生物医疗科技有限公司"]
["002957909582843","00295790","C02071507500000027910000159","国械注准20193060495","一次性使用高压造影注射器及附件","150ml（YG）","I型",null,null,"HCS04023","江西保尔安生物医疗科技有限公司"]
["002957909582844","00295790","C02071507500000027910000176","国械注准20193060495","一次性使用高压造影注射器及附件","150ml（LF）","Ⅱ型",null,null,"HCS04023","江西保尔安生物医疗科技有限公司"]
["002957909582845","00295790","C02071507500000027910000185","国械注准20193060495","一次性使用高压造影注射器及附件","200ml(YW)","I型",null,null,"HCS04023","江西保尔安生物医疗科技有限公司"]
["002957909582846","00295790","C02071507500000027910000175","国械注准20193060495","一次性使用高压造影注射器及附件","200ml（ME）","II型",null,null,"HCS04023","江西保尔安生物医疗科技有限公司"]
["002957909582847","00295790","C02071507500000027910000181","国械注准20193060495","一次性使用高压造影注射器及附件","200ml(ES)","II型",null,null,"HCS04023","江西保尔安生物医疗科技有限公司"]
["002957909582848","00295790","C02071507500000027910000162","国械注准20193060495","一次性使用高压造影注射器及附件","200ml（NE）","I型",null,null,"HCS04023","江西保尔安生物医疗科技有限公司"]
["002957909582849","00295790","C02071507500000027910000165","国械注准20193060495","一次性使用高压造影注射器及附件","200/200ml(EZ)","II型",null,null,"HCS04023","江西保尔安生物医疗科技有限公司"]
["002957909582850","00295790","C02071507500000027910000170","国械注准20193060495","一次性使用高压造影注射器及附件","200/200ml（YW）","II型",null,null,"HCS04023","江西保尔安生物医疗科技有限公司"]
["002957909582851","00295790","C02071507500000027910000152","国械注准20193060495","一次性使用高压造影注射器及附件","200ml(AS)","I型",null,null,"HCS04023","江西保尔安生物医疗科技有限公司"]
["002957909582852","00295790","C02071507500000027910000164","国械注准20193060495","一次性使用高压造影注射器及附件","200ml（NE）","II型",null,null,"HCS04023","江西保尔安生物医疗科技有限公司"]
["002957909582853","00295790","C02071507500000027910000151","国械注准20193060495","一次性使用高压造影注射器及附件","200ml(ES)","I型",null,null,"HCS04023","江西保尔安生物医疗科技有限公司"]
["002957909582854","00295790","C02071507500000027910000180","国械注准20193060495","一次性使用高压造影注射器及附件","200ml（AS）","II型",null,null,"HCS04023","江西保尔安生物医疗科技有限公司"]
["002957909582855","00295790","C02071507500000027910000154","国械注准20193060495","一次性使用高压造影注射器及附件","150ml（NE）","I型",null,null,"HCS04023","江西保尔安生物医疗科技有限公司"]
["002957909582856","00295790","C02071507500000027910000148","国械注准20193060495","一次性使用高压造影注射器及附件","200ml(SL)","I型",null,null,"HCS04023","江西保尔安生物医疗科技有限公司"]
["002957909582857","00295790","C02071507500000027910000161","国械注准20193060495","一次性使用高压造影注射器及附件","200/200ml(LF)","II型",null,null,"HCS04023","江西保尔安生物医疗科技有限公司"]
["002957909582858","00295790","C02071507500000027910000153","国械注准20193060495","一次性使用高压造影注射器及附件","150ml（ME）","I型",null,null,"HCS04023","江西保尔安生物医疗科技有限公司"]
["002957909582859","00295790","C02071507500000027910000167","国械注准20193060495","一次性使用高压造影注射器及附件","200/200ml(SL)","II型",null,null,"HCS04023","江西保尔安生物医疗科技有限公司"]
["002957909582860","00295790","C02071507500000027910000177","国械注准20193060495","一次性使用高压造影注射器及附件","200/200ml（YW）","I型",null,null,"HCS04023","江西保尔安生物医疗科技有限公司"]
["002957909582861","00295790","C02071507500000027910000158","国械注准20193060495","一次性使用高压造影注射器及附件","200/200ml(NE)","I型",null,null,"HCS04023","江西保尔安生物医疗科技有限公司"]
["002957909582862","00295790","C02071507500000027910000173","国械注准20193060495","一次性使用高压造影注射器及附件","150ml（NE）","Ⅱ型",null,null,"HCS04023","江西保尔安生物医疗科技有限公司"]
["002905869825706","00290586","C14090118800000138780000007","鄂汉械备20140073号","透气胶贴（非织造布胶带）","10.5cm*12.5cm","10.5cm*12.5cm",null,null,"HCS05645","武汉麦瑞迪医疗科技有限公司"]
["002905869825707","00290586","C14090118800000138780000005","鄂汉械备20140073号","透气胶贴（非织造布胶带）","9.5cm*11.5cm","9.5cm*11.5cm",null,null,"HCS05645","武汉麦瑞迪医疗科技有限公司"]
["002905869820991","00290586","C14090118800000138780000008","鄂汉械备20140073号","透气胶贴（非织造布胶带）","11cm*13cm","11cm*13cm",null,null,"HCS05645","武汉麦瑞迪医疗科技有限公司"]
["002905869820992","00290586","C14090118800000138780000012","鄂汉械备20140073号","透气胶贴（非织造布胶带）","10cm*12cm","10cm*12cm",null,null,"HCS05645","武汉麦瑞迪医疗科技有限公司"]
["003888899790360","00388889","C14020200000000140790000499","豫械注准20242140528","一次性使用无菌口腔包","II型（定制）","II型（口腔包）",null,null,"HCS04215","河南安得医疗科技有限公司","河南安得医疗科技有限公司"]
["003888899790361","00388889","C14020200000000140790000497","豫械注准20242140528","一次性使用无菌口腔包","II型（治疗）","II型（口腔包）",null,null,"HCS04215","河南安得医疗科技有限公司","河南安得医疗科技有限公司"]
["003888899790362","00388889","C14020200000000140790000495","豫械注准20242140528","一次性使用无菌口腔包","II型（口腔包）","II型（口腔包）",null,null,"HCS04215","河南安得医疗科技有限公司","河南安得医疗科技有限公司"]
["003888899790363","00388889","C14020200000000140790000498","豫械注准20242140528","一次性使用无菌口腔包","II型（常规）","II型（口腔包）",null,null,"HCS04215","河南安得医疗科技有限公司","河南安得医疗科技有限公司"]
["003888899790364","00388889","C14020200000000140790000496","豫械注准20242140528","一次性使用无菌口腔包","II型（检查）","II型（口腔包）",null,null,"HCS04215","河南安得医疗科技有限公司","河南安得医疗科技有限公司"]
["003346279790357","00334627","C14020200000000140790000488","豫械注准20232140121","一次性使用透析护理包","II型（常规）","II型（透析护理包）",null,null,"HCS04215","河南安得医疗科技有限公司"]
["003346279790358","00334627","C14020200000000140790000487","豫械注准20232140121","一次性使用透析护理包","II型（透析护理包）","II型（透析护理包）",null,null,"HCS04215","河南安得医疗科技有限公司"]
["003346279790359","00334627","C14020200000000140790000489","豫械注准20232140121","一次性使用透析护理包","II型（定制）","II型（透析护理包）",null,null,"HCS04215","河南安得医疗科技有限公司"]
["003947259795282","00394725","C14090224900002120770000370","鲁械注准20232141045","一次性使用无菌手术膜","30cm*30cm","B3030E-3",null,null,"HCS06006","山东丰澳医疗科技有限公司","山东丰澳医疗科技有限公司"]
["003947259795287","00394725","C14090224900002120770000380","鲁械注准20232141045","一次性使用无菌手术膜","30cm*50cm","B3050E-3",null,null,"HCS06006","山东丰澳医疗科技有限公司","山东丰澳医疗科技有限公司"]
["003947259795289","00394725","C14090224900002120770000369","鲁械注准20232141045","一次性使用无菌手术膜","35cm*35cm","B3535E-3",null,null,"HCS06006","山东丰澳医疗科技有限公司","山东丰澳医疗科技有限公司"]
["003947259795290","00394725","C14090224900002120770000360","鲁械注准20232141045","一次性使用无菌手术膜","35cm*35cm","B3535EN",null,null,"HCS06006","山东丰澳医疗科技有限公司","山东丰澳医疗科技有限公司"]
["003947259795414","00394725","C14090224900002120770000379","鲁械注准20232141045","一次性使用无菌手术膜","45cm*65cm","B4565E-3",null,null,"HCS06006","山东丰澳医疗科技有限公司","山东丰澳医疗科技有限公司"]
["003947259795415","00394725","C14090224900002120770000377","鲁械注准20232141045","一次性使用无菌手术膜","45cm*65cm","B4565EN",null,null,"HCS06006","山东丰澳医疗科技有限公司","山东丰澳医疗科技有限公司"]
["003947259795416","00394725","C14090224900002120770000363","鲁械注准20232141045","一次性使用无菌手术膜","60cm*85cm","B6085E-3",null,null,"HCS06006","山东丰澳医疗科技有限公司","山东丰澳医疗科技有限公司"]
["003947259795264","00394725","C14090224900002120770000355","鲁械注准20232141045","一次性使用无菌手术膜","30cm*45cm","B3045EN",null,null,"HCS06006","山东丰澳医疗科技有限公司","山东丰澳医疗科技有限公司"]
["003947259795284","00394725","C14090224900002120770000359","鲁械注准20232141045","一次性使用无菌手术膜","30cm*40cm","B3040E-3",null,null,"HCS06006","山东丰澳医疗科技有限公司","山东丰澳医疗科技有限公司"]
["003947259795285","00394725","C14090224900002120770000375","鲁械注准20232141045","一次性使用无菌手术膜","30cm*40cm","B3040EN",null,null,"HCS06006","山东丰澳医疗科技有限公司","山东丰澳医疗科技有限公司"]
["003947259795286","00394725","C14090224900002120770000374","鲁械注准20232141045","一次性使用无菌手术膜","30cm*45cm","B3045E-3",null,null,"HCS06006","山东丰澳医疗科技有限公司","山东丰澳医疗科技有限公司"]
["003947259795288","00394725","C14090224900002120770000357","鲁械注准20232141045","一次性使用无菌手术膜","30cm*50cm","B3050EN",null,null,"HCS06006","山东丰澳医疗科技有限公司","山东丰澳医疗科技有限公司"]
["003947259795307","00394725","C14090224900002120770000371","鲁械注准20232141045","一次性使用无菌手术膜","45cm*28cm","B4528E-3",null,null,"HCS06006","山东丰澳医疗科技有限公司","山东丰澳医疗科技有限公司"]
["003947259795418","00394725","C14090224900002120770000368","鲁械注准20232141045","一次性使用无菌手术膜","60cm*85cm","B6085EN",null,null,"HCS06006","山东丰澳医疗科技有限公司","山东丰澳医疗科技有限公司"]
["003947259795419","00394725","C14090224900002120770000381","鲁械注准20232141045","一次性使用无菌手术膜","65cm*65cm","B6565EN",null,null,"HCS06006","山东丰澳医疗科技有限公司","山东丰澳医疗科技有限公司"]
["003947259795292","00394725","C14090224900002120770000364","鲁械注准20232141045","一次性使用无菌手术膜","40cm*40cm","B4040EN",null,null,"HCS06006","山东丰澳医疗科技有限公司","山东丰澳医疗科技有限公司"]
["003947259795293","00394725","C14090224900002120770000361","鲁械注准20232141045","一次性使用无菌手术膜","40cm*45cm","B4045EN",null,null,"HCS06006","山东丰澳医疗科技有限公司","山东丰澳医疗科技有限公司"]
["003947259795295","00394725","C14090224900002120770000358","鲁械注准20232141045","一次性使用无菌手术膜","40cm*50cm","B4050EN",null,null,"HCS06006","山东丰澳医疗科技有限公司","山东丰澳医疗科技有限公司"]
["003947259795311","00394725","C14090224900002120770000373","鲁械注准20232141045","一次性使用无菌手术膜","45cm*28cm","B4528EN",null,null,"HCS06006","山东丰澳医疗科技有限公司","山东丰澳医疗科技有限公司"]
["003947259795277","00394725","C14090224900002120770000356","鲁械注准20232141045","一次性使用无菌手术膜","45cm*45cm","B4545EN",null,null,"HCS06006","山东丰澳医疗科技有限公司","山东丰澳医疗科技有限公司"]
["003947259795278","00394725","C14090224900002120770000372","鲁械注准20232141045","一次性使用无菌手术膜","15cm*20cm","B1520EY-2",null,null,"HCS06006","山东丰澳医疗科技有限公司","山东丰澳医疗科技有限公司"]
["003947259795279","00394725","C14090224900002120770000367","鲁械注准20232141045","一次性使用无菌手术膜","15cm*28cm","B1528E-3",null,null,"HCS06006","山东丰澳医疗科技有限公司","山东丰澳医疗科技有限公司"]
["003947259795280","00394725","C14090224900002120770000362","鲁械注准20232141045","一次性使用无菌手术膜","20cm*30cm","B2030E-3",null,null,"HCS06006","山东丰澳医疗科技有限公司","山东丰澳医疗科技有限公司"]
["003947259795281","00394725","C14090224900002120770000378","鲁械注准20232141045","一次性使用无菌手术膜","30cm*28cm","B3028E-3",null,null,"HCS06006","山东丰澳医疗科技有限公司","山东丰澳医疗科技有限公司"]
["003947259795291","00394725","C14090224900002120770000366","鲁械注准20232141045","一次性使用无菌手术膜","40cm*40cm","B4040E-3",null,null,"HCS06006","山东丰澳医疗科技有限公司","山东丰澳医疗科技有限公司"]
["003947259795294","00394725","C14090224900002120770000365","鲁械注准20232141045","一次性使用无菌手术膜","40cm*50cm","B4050E-3",null,null,"HCS06006","山东丰澳医疗科技有限公司","山东丰澳医疗科技有限公司"]
["003947259795412","00394725","C14090224900002120770000382","鲁械注准20232141045","一次性使用无菌手术膜","45cm*60cm","B4560E-3",null,null,"HCS06006","山东丰澳医疗科技有限公司","山东丰澳医疗科技有限公司"]
["003947259795413","00394725","C14090224900002120770000376","鲁械注准20232141045","一次性使用无菌手术膜","45cm*60cm","B4560EN",null,null,"HCS06006","山东丰澳医疗科技有限公司","山东丰澳医疗科技有限公司"]
["003149499825877","00314949","C02072005400000134670004300","国械注准20223031173","一次性使用压力连接管","190cm","608190",null,null,"HCS06602","江苏松泽医疗科技有限公司"]
["003225649639568","00322564","C13040125200002126450000974","豫械注准20192200492","灸疗装置","ZA-DIY灸材(35mm*25mm)16粒","ZA-959",null,null,"HCS04850","河南中艾健康科技有限公司"]
["003225649639584","00322564","C13040125200002126450000972","豫械注准20192200492","灸疗装置","ZA-DIY灸材(18mm*200mm)14根","ZA-959",null,null,"HCS04850","河南中艾健康科技有限公司"]
["003033909737080","00303390","C14020200000000072820000071","冀沧械备20160007号","水枪头","/","AWT04",null,null,"HCS04742","黄骅市康田医疗器械有限公司"]
["003033909737081","00303390","C14020200000000072820000073","冀沧械备20160007号","水枪头","/","AWT06",null,null,"HCS04742","黄骅市康田医疗器械有限公司"]
["003033909737082","00303390","C14020200000000072820000069","冀沧械备20160007号","水枪头","/","AWT05",null,null,"HCS04742","黄骅市康田医疗器械有限公司"]
["003033859809665","00303385","C14020215800015072820000002","冀沧械备20200014号","医用隔离眼罩","/","SG06",null,null,"HCS04742","黄骅市康田医疗器械有限公司"]
["003033859809666","00303385","C14020215800015072820000007","冀沧械备20200014号","医用隔离眼罩","/","SG08A",null,null,"HCS04742","黄骅市康田医疗器械有限公司"]
["003033859809667","00303385","C14020215800015072820000001","冀沧械备20200014号","医用隔离眼罩","/","SG04",null,null,"HCS04742","黄骅市康田医疗器械有限公司"]
["003033859809664","00303385","C14020215800015072820000003","冀沧械备20200014号","医用隔离眼罩","/","SG07",null,null,"HCS04742","黄骅市康田医疗器械有限公司"]
["003034029809679","00303402","C14020200000000072820000027","冀沧械备20160008号","吸唾管","/","法式长弯管",null,null,"HCS04742","黄骅市康田医疗器械有限公司"]
["003033839809654","00303383","C14020225700004072820000007","冀沧械备20180054号","医用隔离面罩","280mm*190mm","FF03",null,null,"HCS04742","黄骅市康田医疗器械有限公司"]
["003033839809655","00303383","C14020225700004072820000004","冀沧械备20180054号","医用隔离面罩","350mm*225mm","FF04A",null,null,"HCS04742","黄骅市康田医疗器械有限公司"]
["003033839809656","00303383","C14020225700004072820000001","冀沧械备20180054号","医用隔离面罩","250mm*190mm","FF05A",null,null,"HCS04742","黄骅市康田医疗器械有限公司"]
["003033839809657","00303383","C14020225700004072820000002","冀沧械备20180054号","医用隔离面罩","220mm*68mm","DE01",null,null,"HCS04742","黄骅市康田医疗器械有限公司"]
["003033839809658","00303383","C14020225700004072820000005","冀沧械备20180054号","医用隔离面罩","240mm*165mm","FF05",null,null,"HCS04742","黄骅市康田医疗器械有限公司"]
["003033839809659","00303383","C14020225700004072820000003","冀沧械备20180054号","医用隔离面罩","350mm*225mm","FF06",null,null,"HCS04742","黄骅市康田医疗器械有限公司"]
["003554859809669","00355485","C14020200000000072820000078","冀沧械备20160006号","口镜","/","MM05",null,null,"HCS04742","黄骅市康田医疗器械有限公司","黄骅市康田医疗器械有限公司"]
["003919859807512","00391985","C17030121605000124700000085","浙杭械备20190731号","压力绷带","XL","RX-I-White",null,null,"HCS04974","杭州伽腾医疗器械有限公司","杭州伽腾医疗器械有限公司"]
["003919859807513","00391985","C17030121605000124700000133","浙杭械备20190731号","压力绷带","XXL","RX-I-White",null,null,"HCS04974","杭州伽腾医疗器械有限公司","杭州伽腾医疗器械有限公司"]
["003919859807514","00391985","C17030121605000124700000076","浙杭械备20190731号","压力绷带","M","RX-I-White",null,null,"HCS04974","杭州伽腾医疗器械有限公司","杭州伽腾医疗器械有限公司"]
["003919859807515","00391985","C17030121605000124700000087","浙杭械备20190731号","压力绷带","L","RX-I-White",null,null,"HCS04974","杭州伽腾医疗器械有限公司","杭州伽腾医疗器械有限公司"]
["003919859807516","00391985","C17030121605000124700000096","浙杭械备20190731号","压力绷带","S","RX-I-White",null,null,"HCS04974","杭州伽腾医疗器械有限公司","杭州伽腾医疗器械有限公司"]
["003919859807517","00391985","C17030121605000124700000092","浙杭械备20190731号","压力绷带","XXXL","RX-I-White",null,null,"HCS04974","杭州伽腾医疗器械有限公司","杭州伽腾医疗器械有限公司"]
["004019169753891","00401916","C17010421607000069270000027","浙械注准20202140762","水胶体敷料","10cm×12cm","10cm×12cm",null,null,"HCS01575","浙江敷茂生物科技有限公司","浙江敷茂生物科技有限公司"]
["004019169753892","00401916","C17010421607000069270000036","浙械注准20202140762","水胶体敷料","4.5cm×4.5cm","4.5cm×4.5cm",null,null,"HCS01575","浙江敷茂生物科技有限公司","浙江敷茂生物科技有限公司"]
["004019169753893","00401916","C17010421607000069270000039","浙械注准20202140762","水胶体敷料","7.5cm×7.5cm","7.5cm×7.5cm",null,null,"HCS01575","浙江敷茂生物科技有限公司","浙江敷茂生物科技有限公司"]
["003234529791822","00323452","C03480511500000126840000021","苏械注准20222042226","刨削刀头","Φ4.0×130","703240DH",null,null,"HCS04354","江苏爱厚朴医疗器械有限公司"]
["003234529791823","00323452","C03480511500000126840000020","苏械注准20222042226","刨削刀头","φ4.0×130","702240DH",null,null,"HCS04354","江苏爱厚朴医疗器械有限公司"]
["003234529791824","00323452","C03480511500000126840000019","苏械注准20222042226","刨削刀头","φ4.0×130","701240DH",null,null,"HCS04354","江苏爱厚朴医疗器械有限公司"]
["004096859710896","00409685","C14020200000000130890000089","豫械注准20242140472","医用脱脂纱布垫","10cm*40cm*6","I型",null,null,"HCS05274","河南函泰医疗科技有限公司","河南函泰医疗科技有限公司"]
["004096859710897","00409685","C14020200000000130890000074","豫械注准20242140472","医用脱脂纱布垫","50cm*50cm*4","II型",null,null,"HCS05274","河南函泰医疗科技有限公司","河南函泰医疗科技有限公司"]
["004096859710898","00409685","C14020200000000130890000071","豫械注准20242140472","医用脱脂纱布垫","30cm*30cm*2","II型",null,null,"HCS05274","河南函泰医疗科技有限公司","河南函泰医疗科技有限公司"]
["004096859710899","00409685","C14020200000000130890000096","豫械注准20242140472","医用脱脂纱布垫","40cm*40cm*4","II型",null,null,"HCS05274","河南函泰医疗科技有限公司","河南函泰医疗科技有限公司"]
["004096859710900","00409685","C14020200000000130890000086","豫械注准20242140472","医用脱脂纱布垫","40cm*40cm*6","II型",null,null,"HCS05274","河南函泰医疗科技有限公司","河南函泰医疗科技有限公司"]
["004096859710901","00409685","C14020200000000130890000079","豫械注准20242140472","医用脱脂纱布垫","20cm*20cm*4","I型",null,null,"HCS05274","河南函泰医疗科技有限公司","河南函泰医疗科技有限公司"]
["004096859710902","00409685","C14020200000000130890000095","豫械注准20242140472","医用脱脂纱布垫","20cm*30cm*6","I型",null,null,"HCS05274","河南函泰医疗科技有限公司","河南函泰医疗科技有限公司"]
["004096859710903","00409685","C14020200000000130890000090","豫械注准20242140472","医用脱脂纱布垫","40cm*40cm*2","I型",null,null,"HCS05274","河南函泰医疗科技有限公司","河南函泰医疗科技有限公司"]
["004096859710904","00409685","C14020200000000130890000081","豫械注准20242140472","医用脱脂纱布垫","20cm*30cm*4","I型",null,null,"HCS05274","河南函泰医疗科技有限公司","河南函泰医疗科技有限公司"]
["004096859710905","00409685","C14020200000000130890000069","豫械注准20242140472","医用脱脂纱布垫","3cm*15cm*2","I型",null,null,"HCS05274","河南函泰医疗科技有限公司","河南函泰医疗科技有限公司"]
["004096859710906","00409685","C14020200000000130890000083","豫械注准20242140472","医用脱脂纱布垫","40cm*40cm*8","I型",null,null,"HCS05274","河南函泰医疗科技有限公司","河南函泰医疗科技有限公司"]
["004096859710907","00409685","C14020200000000130890000080","豫械注准20242140472","医用脱脂纱布垫","30cm*40cm*2","I型",null,null,"HCS05274","河南函泰医疗科技有限公司","河南函泰医疗科技有限公司"]
["004096859710908","00409685","C14020200000000130890000085","豫械注准20242140472","医用脱脂纱布垫","30cm*40cm*6","I型",null,null,"HCS05274","河南函泰医疗科技有限公司","河南函泰医疗科技有限公司"]
["004096859710909","00409685","C14020200000000130890000075","豫械注准20242140472","医用脱脂纱布垫","30cm*30cm*2","I型",null,null,"HCS05274","河南函泰医疗科技有限公司","河南函泰医疗科技有限公司"]
["004096859710910","00409685","C14020200000000130890000088","豫械注准20242140472","医用脱脂纱布垫","20cm*30cm*2","I型",null,null,"HCS05274","河南函泰医疗科技有限公司","河南函泰医疗科技有限公司"]
["004096859710911","00409685","C14020200000000130890000092","豫械注准20242140472","医用脱脂纱布垫","30cm*30cm*4","I型",null,null,"HCS05274","河南函泰医疗科技有限公司","河南函泰医疗科技有限公司"]
["004096859710912","00409685","C14020200000000130890000093","豫械注准20242140472","医用脱脂纱布垫","20cm*30cm*4","II型",null,null,"HCS05274","河南函泰医疗科技有限公司","河南函泰医疗科技有限公司"]
["004096859710913","00409685","C14020200000000130890000077","豫械注准20242140472","医用脱脂纱布垫","10cm*40cm*6","II型",null,null,"HCS05274","河南函泰医疗科技有限公司","河南函泰医疗科技有限公司"]
["004096859710915","00409685","C14020200000000130890000084","豫械注准20242140472","医用脱脂纱布垫","20cm*30cm*6","II型",null,null,"HCS05274","河南函泰医疗科技有限公司","河南函泰医疗科技有限公司"]
["004096859710916","00409685","C14020200000000130890000073","豫械注准20242140472","医用脱脂纱布垫","20cm*20cm*2","I型",null,null,"HCS05274","河南函泰医疗科技有限公司","河南函泰医疗科技有限公司"]
["004096859710917","00409685","C14020200000000130890000098","豫械注准20242140472","医用脱脂纱布垫","30cm*40cm*2","II型",null,null,"HCS05274","河南函泰医疗科技有限公司","河南函泰医疗科技有限公司"]
["004096859710919","00409685","C14020200000000130890000067","豫械注准20242140472","医用脱脂纱布垫","20cm*20cm*4","II型",null,null,"HCS05274","河南函泰医疗科技有限公司","河南函泰医疗科技有限公司"]
["004096859710920","00409685","C14020200000000130890000099","豫械注准20242140472","医用脱脂纱布垫","3cm*15cm*2","II型",null,null,"HCS05274","河南函泰医疗科技有限公司","河南函泰医疗科技有限公司"]
["004096859710921","00409685","C14020200000000130890000100","豫械注准20242140472","医用脱脂纱布垫","30cm*30cm*6","I型",null,null,"HCS05274","河南函泰医疗科技有限公司","河南函泰医疗科技有限公司"]
["004096859710922","00409685","C14020200000000130890000112","豫械注准20242140472","医用脱脂纱布垫","10cm*30cm*6","I型",null,null,"HCS05274","河南函泰医疗科技有限公司","河南函泰医疗科技有限公司"]
["004096859710923","00409685","C14020200000000130890000091","豫械注准20242140472","医用脱脂纱布垫","40cm*40cm*4","I型",null,null,"HCS05274","河南函泰医疗科技有限公司","河南函泰医疗科技有限公司"]
["004096859710924","00409685","C14020200000000130890000076","豫械注准20242140472","医用脱脂纱布垫","30cm*30cm*6","II型",null,null,"HCS05274","河南函泰医疗科技有限公司","河南函泰医疗科技有限公司"]
["004096859710925","00409685","C14020200000000130890000113","豫械注准20242140472","医用脱脂纱布垫","10cm*30cm*6","II型",null,null,"HCS05274","河南函泰医疗科技有限公司","河南函泰医疗科技有限公司"]
["004096859710926","00409685","C14020200000000130890000070","豫械注准20242140472","医用脱脂纱布垫","30cm*30cm*4","II型",null,null,"HCS05274","河南函泰医疗科技有限公司","河南函泰医疗科技有限公司"]
["004096859710927","00409685","C14020200000000130890000082","豫械注准20242140472","医用脱脂纱布垫","40cm*40cm*6","I型",null,null,"HCS05274","河南函泰医疗科技有限公司","河南函泰医疗科技有限公司"]
["004096859710928","00409685","C14020200000000130890000101","豫械注准20242140472","医用脱脂纱布垫","40cm*40cm*8","II型",null,null,"HCS05274","河南函泰医疗科技有限公司","河南函泰医疗科技有限公司"]
["004096859710929","00409685","C14020200000000130890000097","豫械注准20242140472","医用脱脂纱布垫","30cm*40cm*6","II型",null,null,"HCS05274","河南函泰医疗科技有限公司","河南函泰医疗科技有限公司"]
["004096859710930","00409685","C14020200000000130890000066","豫械注准20242140472","医用脱脂纱布垫","20cm*20cm*2","II型",null,null,"HCS05274","河南函泰医疗科技有限公司","河南函泰医疗科技有限公司"]
["004096859710931","00409685","C14020200000000130890000087","豫械注准20242140472","医用脱脂纱布垫","20cm*30cm*2","II型",null,null,"HCS05274","河南函泰医疗科技有限公司","河南函泰医疗科技有限公司"]
["004096859710932","00409685","C14020200000000130890000072","豫械注准20242140472","医用脱脂纱布垫","40cm*40cm*2","II型",null,null,"HCS05274","河南函泰医疗科技有限公司","河南函泰医疗科技有限公司"]
["004096859710933","00409685","C14020200000000130890000078","豫械注准20242140472","医用脱脂纱布垫","30cm*40cm*4","II型",null,null,"HCS05274","河南函泰医疗科技有限公司","河南函泰医疗科技有限公司"]
["004096859710935","00409685","C14020200000000130890000094","豫械注准20242140472","医用脱脂纱布垫","30cm*40cm*4","I型",null,null,"HCS05274","河南函泰医疗科技有限公司","河南函泰医疗科技有限公司"]
["003339299711463","00333929","C14020200000000130890000062","豫械注准20232140266","一次性使用医用中单","40cm×50cm","II型",null,null,"HCS05274","河南函泰医疗科技有限公司"]
["003339299711464","00333929","C14020200000000130890000102","豫械注准20232140266","一次性使用医用中单","150cm×250cm","II型",null,null,"HCS05274","河南函泰医疗科技有限公司"]
["003339299711465","00333929","C14020200000000130890000134","豫械注准20232140266","一次性使用医用中单","90cm×200cm","II型",null,null,"HCS05274","河南函泰医疗科技有限公司"]
["003339299711466","00333929","C14020200000000130890000143","豫械注准20232140266","一次性使用医用中单","80cm×220cm","II型",null,null,"HCS05274","河南函泰医疗科技有限公司"]
["003339299711467","00333929","C14020200000000130890000135","豫械注准20232140266","一次性使用医用中单","140cm×240cm","II型",null,null,"HCS05274","河南函泰医疗科技有限公司"]
["003339299711468","00333929","C14020200000000130890000146","豫械注准20232140266","一次性使用医用中单","60cm×90cm","II型",null,null,"HCS05274","河南函泰医疗科技有限公司"]
["003339299711469","00333929","C14020200000000130890000133","豫械注准20232140266","一次性使用医用中单","90cm×220cm","II型",null,null,"HCS05274","河南函泰医疗科技有限公司"]
["003103409798078","00310340","C14040100500000125060000016","苏械注准20222011267","一次性射频等离子手术刀头","RFA-Ⅲ-20-D","RFA-Ⅲ-20-D",null,null,"HCS05804","朔崛（江苏）医疗科技有限公司"]
["003103409798079","00310340","C14040100500000125060000020","苏械注准20222011267","一次性射频等离子手术刀头","RFA-Ⅳ-10-D","RFA-Ⅳ-10-D",null,null,"HCS05804","朔崛（江苏）医疗科技有限公司"]
["003103409798080","00310340","C14040100500000125060000019","苏械注准20222011267","一次性射频等离子手术刀头","RFA-Ⅳ-10-C","RFA-Ⅳ-10-C",null,null,"HCS05804","朔崛（江苏）医疗科技有限公司"]
["003103409798081","00310340","C14040100500000125060000018","苏械注准20222011267","一次性射频等离子手术刀头","RFA-Ⅲ-22-D","RFA-Ⅲ-22-D",null,null,"HCS05804","朔崛（江苏）医疗科技有限公司"]
["003103409798082","00310340","C14040100500000125060000015","苏械注准20222011267","一次性射频等离子手术刀头","RFA-Ⅲ-20-C","RFA-Ⅲ-20-C",null,null,"HCS05804","朔崛（江苏）医疗科技有限公司"]
["003103409798083","00310340","C14040100500000125060000017","苏械注准20222011267","一次性射频等离子手术刀头","RFA-Ⅲ-22-C","RFA-Ⅲ-22-C",null,null,"HCS05804","朔崛（江苏）医疗科技有限公司"]
["003630739693309","00363073","C02070300401007031700000013","国械注进20163031673","经外周置入中心静脉导管套装","单腔4F*60CM、塞丁格穿刺","MR17014105-C",null,null,"J2251","上海久越医疗器械有限公司"]
["003168099807533","00316809","C10020101000000039330000042","粤械注准20172101779","腹膜透析机管路","PDP-PE-3B","PDP-PE-3B",null,null,"HCS00378","珠海保税区大生生物科技有限公司"]
["003384759794277","00338475","C03310202600000185770000006","苏械注准20222041656","椎体成形术辅助器械","IGVB-8-1","IGVB-8-1",null,null,"HCS06485","江苏乐铠生物技术有限公司"]
["002905389727900","00290538","C14020200000000156700000010","皖械注准20212140167","一次性使用无菌手术包","FM-SSB-A-20","A型",null,null,"HCS04627","安徽富美医疗科技有限公司"]
["002905389727901","00290538","C14020200000000156700000008","皖械注准20212140167","一次性使用无菌手术包","FM-SSB-A-19","A型",null,null,"HCS04627","安徽富美医疗科技有限公司"]
["002905389727902","00290538","C14020200000000156700000012","皖械注准20212140167","一次性使用无菌手术包","FM-SSB-A-09","A型",null,null,"HCS04627","安徽富美医疗科技有限公司"]
["002905389727903","00290538","C14020200000000156700000009","皖械注准20212140167","一次性使用无菌手术包","FM-SSB-A-27","A型",null,null,"HCS04627","安徽富美医疗科技有限公司"]
["002905389727904","00290538","C14020200000000156700000011","皖械注准20212140167","一次性使用无菌手术包","FM-SSB-A-26","A型",null,null,"HCS04627","安徽富美医疗科技有限公司"]
["002905389727905","00290538","C14020200000000156700000006","皖械注准20212140167","一次性使用无菌手术包","FM-SSB-A-21","A型",null,null,"HCS04627","安徽富美医疗科技有限公司"]
["002905389727906","00290538","C14020200000000156700000007","皖械注准20212140167","一次性使用无菌手术包","FM-SSB-A-22","A型",null,null,"HCS04627","安徽富美医疗科技有限公司"]
["002905389727907","00290538","C14020200000000156700000014","皖械注准20212140167","一次性使用无菌手术包","FM-SSB-A-30","A型",null,null,"HCS04627","安徽富美医疗科技有限公司"]
["002905389727908","00290538","C14020200000000156700000015","皖械注准20212140167","一次性使用无菌手术包","FM-SSB-A-32","A型",null,null,"HCS04627","安徽富美医疗科技有限公司"]
["002905389727909","00290538","C14020200000000156700000016","皖械注准20212140167","一次性使用无菌手术包","FM-SSB-A-33","A型",null,null,"HCS04627","安徽富美医疗科技有限公司"]
["002905389727910","00290538","C14020200000000156700000017","皖械注准20212140167","一次性使用无菌手术包","FM-SSB-A-24","A型",null,null,"HCS04627","安徽富美医疗科技有限公司"]
["002905389727911","00290538","C14020200000000156700000019","皖械注准20212140167","一次性使用无菌手术包","FM-SSB-A-37","A型",null,null,"HCS04627","安徽富美医疗科技有限公司"]
["002905389727912","00290538","C14020200000000156700000024","皖械注准20212140167","一次性使用无菌手术包","FM-SSB-A-35","A型",null,null,"HCS04627","安徽富美医疗科技有限公司"]
["002905389727913","00290538","C14020200000000156700000022","皖械注准20212140167","一次性使用无菌手术包","FM-SSB-A-39","A型",null,null,"HCS04627","安徽富美医疗科技有限公司"]
["002905389727914","00290538","C14020200000000156700000018","皖械注准20212140167","一次性使用无菌手术包","FM-SSB-A-34","A型",null,null,"HCS04627","安徽富美医疗科技有限公司"]
["002905389727915","00290538","C14020200000000156700000021","皖械注准20212140167","一次性使用无菌手术包","FM-SSB-A-36","A型",null,null,"HCS04627","安徽富美医疗科技有限公司"]
["002905389727916","00290538","C14020200000000156700000023","皖械注准20212140167","一次性使用无菌手术包","FM-SSB-A-38","A型",null,null,"HCS04627","安徽富美医疗科技有限公司"]
["002905389727917","00290538","C14020200000000156700000020","皖械注准20212140167","一次性使用无菌手术包","FM-SSB-A-40","A型",null,null,"HCS04627","安徽富美医疗科技有限公司"]
["002905389727881","00290538","C14020200000000156700000013","皖械注准20212140167","一次性使用无菌手术包","FM-SSB-A-07","A型",null,null,"HCS04627","安徽富美医疗科技有限公司"]
["004027799813618","00402779","C01060303501001163060000086","湘械注准20242021301","一次性使用组织牵开扩张导管","硅胶牵开扩张导管套装","WK-088-DH82XD11",null,null,"HCS06621","湖南医科医工科技有限公司","湖南医科医工科技有限公司"]
["004027799813620","00402779","C01060303501001163060000030","湘械注准20242021301","一次性使用组织牵开扩张导管","硅胶牵开扩张导管套装","WK-088-DH82LA11",null,null,"HCS06621","湖南医科医工科技有限公司","湖南医科医工科技有限公司"]
["004027799813621","00402779","C01060303501001163060000082","湘械注准20242021301","一次性使用组织牵开扩张导管","硅胶牵开扩张导管套装","WK-088-DH82KD11",null,null,"HCS06621","湖南医科医工科技有限公司","湖南医科医工科技有限公司"]
["004027799813617","00402779","C01060303501001163060000071","湘械注准20242021301","一次性使用组织牵开扩张导管","硅胶牵开扩张导管套装","WK-088-DH82PD11",null,null,"HCS06621","湖南医科医工科技有限公司","湖南医科医工科技有限公司"]
["004027799813619","00402779","C01060303501001163060000095","湘械注准20242021301","一次性使用组织牵开扩张导管","硅胶牵开扩张导管套装","WK-088-DH82JA11",null,null,"HCS06621","湖南医科医工科技有限公司","湖南医科医工科技有限公司"]
["004027799813622","00402779","C01060303501001163060000033","湘械注准20242021301","一次性使用组织牵开扩张导管","硅胶牵开扩张导管套装","WK-088-DH82MD11",null,null,"HCS06621","湖南医科医工科技有限公司","湖南医科医工科技有限公司"]
["004027799813623","00402779","C01060303501001163060000089","湘械注准20242021301","一次性使用组织牵开扩张导管","硅胶牵开扩张导管套装","WK-088-DH82JG11",null,null,"HCS06621","湖南医科医工科技有限公司","湖南医科医工科技有限公司"]
["004027799813624","00402779","C01060303501001163060000037","湘械注准20242021301","一次性使用组织牵开扩张导管","硅胶牵开扩张导管套装","WK-088-DH82LG11",null,null,"HCS06621","湖南医科医工科技有限公司","湖南医科医工科技有限公司"]
["004027799813616","00402779","C01060303501001163060000092","湘械注准20242021301","一次性使用组织牵开扩张导管","硅胶牵开扩张导管套装","WK-088-DH82NA11",null,null,"HCS06621","湖南医科医工科技有限公司","湖南医科医工科技有限公司"]
["004027799813625","00402779","C01060303501001163060000078","湘械注准20242021301","一次性使用组织牵开扩张导管","硅胶牵开扩张导管套装","WK-088-DH82NG11",null,null,"HCS06621","湖南医科医工科技有限公司","湖南医科医工科技有限公司"]
["003053129792537","00305312","C17040122100002117460000002","豫械注准20202061212","医用射线防护喷剂","A瓶50000单位/瓶，B瓶50ml/瓶","A瓶50000单位/瓶，B瓶50ml/瓶",null,null,"HCS04879","河南省兴优医疗器械有限公司"]
["002989959536841","00298995","C14090118800000125450000096","冀衡械备20180096号","医用固定带","L","下肢固定带",null,null,"HCS04663","河北晟安康医疗器械有限公司","河北晟安康医疗器械有限公司"]
["002989959557057","00298995","C14090118800000125450000121","冀衡械备20180096号","医用固定带","L","肋骨固定带Ⅰ型",null,null,"HCS04663","河北晟安康医疗器械有限公司","河北晟安康医疗器械有限公司"]
["002989959557058","00298995","C14090118800000125450000030","冀衡械备20180096号","医用固定带","S","肋骨固定带Ⅰ型",null,null,"HCS04663","河北晟安康医疗器械有限公司","河北晟安康医疗器械有限公司"]
["002989959557059","00298995","C14090118800000125450000069","冀衡械备20180096号","医用固定带","XXL","肋骨固定带Ⅰ型",null,null,"HCS04663","河北晟安康医疗器械有限公司","河北晟安康医疗器械有限公司"]
["002989959557060","00298995","C14090118800000125450000138","冀衡械备20180096号","医用固定带","XL","肋骨固定带Ⅰ型",null,null,"HCS04663","河北晟安康医疗器械有限公司","河北晟安康医疗器械有限公司"]
["002989959557061","00298995","C14090118800000125450000106","冀衡械备20180096号","医用固定带","M","肋骨固定带Ⅰ型",null,null,"HCS04663","河北晟安康医疗器械有限公司","河北晟安康医疗器械有限公司"]
["002989959536782","00298995","C14090118800000125450000012","冀衡械备20180096号","医用固定带","L","锁骨固定带Ⅲ型",null,null,"HCS04663","河北晟安康医疗器械有限公司","河北晟安康医疗器械有限公司"]
["002989959536783","00298995","C14090118800000125450000094","冀衡械备20180096号","医用固定带","S","锁骨固定带Ⅲ型",null,null,"HCS04663","河北晟安康医疗器械有限公司","河北晟安康医疗器械有限公司"]
["002989959536784","00298995","C14090118800000125450000056","冀衡械备20180096号","医用固定带","M","锁骨固定带Ⅲ型",null,null,"HCS04663","河北晟安康医疗器械有限公司","河北晟安康医疗器械有限公司"]
["002989959536785","00298995","C14090118800000125450000021","冀衡械备20180096号","医用固定带","L","髋关节固定带",null,null,"HCS04663","河北晟安康医疗器械有限公司","河北晟安康医疗器械有限公司"]
["002989959536786","00298995","C14090118800000125450000017","冀衡械备20180096号","医用固定带","M","髋关节固定带",null,null,"HCS04663","河北晟安康医疗器械有限公司","河北晟安康医疗器械有限公司"]
["002989959536787","00298995","C14090118800000125450000064","冀衡械备20180096号","医用固定带","S","髋关节固定带",null,null,"HCS04663","河北晟安康医疗器械有限公司","河北晟安康医疗器械有限公司"]
["002989959536797","00298995","C14090118800000125450000155","冀衡械备20180096号","医用固定带","S","带腕肘关节固定带",null,null,"HCS04663","河北晟安康医疗器械有限公司","河北晟安康医疗器械有限公司"]
["002989959536798","00298995","C14090118800000125450000163","冀衡械备20180096号","医用固定带","M","带腕肘关节固定带",null,null,"HCS04663","河北晟安康医疗器械有限公司","河北晟安康医疗器械有限公司"]
["002989959536799","00298995","C14090118800000125450000170","冀衡械备20180096号","医用固定带","L","带腕肘关节固定带",null,null,"HCS04663","河北晟安康医疗器械有限公司","河北晟安康医疗器械有限公司"]
["002989959812258","00298995","C14090118800000125450000022","冀衡械备20180096号","医用固定带","M","胸围固定带",null,null,"HCS04663","河北晟安康医疗器械有限公司","河北晟安康医疗器械有限公司"]
["002989959812259","00298995","C14090118800000125450000079","冀衡械备20180096号","医用固定带","S","胸围固定带",null,null,"HCS04663","河北晟安康医疗器械有限公司","河北晟安康医疗器械有限公司"]
["002989959812260","00298995","C14090118800000125450000006","冀衡械备20180096号","医用固定带","XXL","胸围固定带",null,null,"HCS04663","河北晟安康医疗器械有限公司","河北晟安康医疗器械有限公司"]
["002989959812261","00298995","C14090118800000125450000055","冀衡械备20180096号","医用固定带","L","胸围固定带",null,null,"HCS04663","河北晟安康医疗器械有限公司","河北晟安康医疗器械有限公司"]
["002989959812262","00298995","C14090118800000125450000104","冀衡械备20180096号","医用固定带","XL","胸围固定带",null,null,"HCS04663","河北晟安康医疗器械有限公司","河北晟安康医疗器械有限公司"]
["002989959536526","00298995","C14090118800000125450000169","冀衡械备20180096号","医用固定带","均码","固定式前臂吊带",null,null,"HCS04663","河北晟安康医疗器械有限公司","河北晟安康医疗器械有限公司"]
["002989959536768","00298995","C14090118800000125450000113","冀衡械备20180096号","医用固定带","M","腰围固定带Ⅲ型",null,null,"HCS04663","河北晟安康医疗器械有限公司","河北晟安康医疗器械有限公司"]
["002989959536769","00298995","C14090118800000125450000115","冀衡械备20180096号","医用固定带","L","腰围固定带Ⅲ型",null,null,"HCS04663","河北晟安康医疗器械有限公司","河北晟安康医疗器械有限公司"]
["002989959536770","00298995","C14090118800000125450000085","冀衡械备20180096号","医用固定带","XL","腰围固定带Ⅲ型",null,null,"HCS04663","河北晟安康医疗器械有限公司","河北晟安康医疗器械有限公司"]
["002989959536771","00298995","C14090118800000125450000133","冀衡械备20180096号","医用固定带","XXL","腰围固定带Ⅲ型",null,null,"HCS04663","河北晟安康医疗器械有限公司","河北晟安康医疗器械有限公司"]
["002989959536772","00298995","C14090118800000125450000130","冀衡械备20180096号","医用固定带","S","腰围固定带Ⅲ型",null,null,"HCS04663","河北晟安康医疗器械有限公司","河北晟安康医疗器械有限公司"]
["002989959536773","00298995","C14090118800000125450000084","冀衡械备20180096号","医用固定带","S","锁骨固定带Ⅰ型",null,null,"HCS04663","河北晟安康医疗器械有限公司","河北晟安康医疗器械有限公司"]
["002989959536774","00298995","C14090118800000125450000005","冀衡械备20180096号","医用固定带","XL","锁骨固定带Ⅰ型",null,null,"HCS04663","河北晟安康医疗器械有限公司","河北晟安康医疗器械有限公司"]
["002989959536775","00298995","C14090118800000125450000101","冀衡械备20180096号","医用固定带","L","锁骨固定带Ⅰ型",null,null,"HCS04663","河北晟安康医疗器械有限公司","河北晟安康医疗器械有限公司"]
["002989959536776","00298995","C14090118800000125450000078","冀衡械备20180096号","医用固定带","M","锁骨固定带Ⅰ型",null,null,"HCS04663","河北晟安康医疗器械有限公司","河北晟安康医疗器械有限公司"]
["002989959536777","00298995","C14090118800000125450000001","冀衡械备20180096号","医用固定带","XXL","锁骨固定带Ⅰ型",null,null,"HCS04663","河北晟安康医疗器械有限公司","河北晟安康医疗器械有限公司"]
["002989959536780","00298995","C14090118800000125450000057","冀衡械备20180096号","医用固定带","L","肩颈腕托带",null,null,"HCS04663","河北晟安康医疗器械有限公司","河北晟安康医疗器械有限公司"]
["002989959536801","00298995","C14090118800000125450000102","冀衡械备20180096号","医用固定带","L","大腿超踝固定带",null,null,"HCS04663","河北晟安康医疗器械有限公司","河北晟安康医疗器械有限公司"]
["002989959536802","00298995","C14090118800000125450000067","冀衡械备20180096号","医用固定带","S","大腿超踝固定带",null,null,"HCS04663","河北晟安康医疗器械有限公司","河北晟安康医疗器械有限公司"]
["002989959536803","00298995","C14090118800000125450000075","冀衡械备20180096号","医用固定带","M","大腿超踝固定带",null,null,"HCS04663","河北晟安康医疗器械有限公司","河北晟安康医疗器械有限公司"]
["002989959536804","00298995","C14090118800000125450000132","冀衡械备20180096号","医用固定带","M","小腿超踝固定带",null,null,"HCS04663","河北晟安康医疗器械有限公司","河北晟安康医疗器械有限公司"]
["002989959536805","00298995","C14090118800000125450000015","冀衡械备20180096号","医用固定带","L","小腿超踝固定带",null,null,"HCS04663","河北晟安康医疗器械有限公司","河北晟安康医疗器械有限公司"]
["002989959536806","00298995","C14090118800000125450000108","冀衡械备20180096号","医用固定带","S","小腿超踝固定带",null,null,"HCS04663","河北晟安康医疗器械有限公司","河北晟安康医疗器械有限公司"]
["002989959536766","00298995","C14090118800000125450000027","冀衡械备20180096号","医用固定带","XL","肋骨固定带Ⅱ型",null,null,"HCS04663","河北晟安康医疗器械有限公司","河北晟安康医疗器械有限公司"]
["002989959812181","00298995","C14090118800000125450000043","冀衡械备20180096号","医用固定带","L","前臂吊带Ⅰ型",null,null,"HCS04663","河北晟安康医疗器械有限公司","河北晟安康医疗器械有限公司"]
["002989959812213","00298995","C14090118800000125450000139","冀衡械备20180096号","医用固定带","XL","髌骨固定带",null,null,"HCS04663","河北晟安康医疗器械有限公司","河北晟安康医疗器械有限公司"]
["002989959812214","00298995","C14090118800000125450000116","冀衡械备20180096号","医用固定带","M","髌骨固定带",null,null,"HCS04663","河北晟安康医疗器械有限公司","河北晟安康医疗器械有限公司"]
["002989959812215","00298995","C14090118800000125450000117","冀衡械备20180096号","医用固定带","S","髌骨固定带",null,null,"HCS04663","河北晟安康医疗器械有限公司","河北晟安康医疗器械有限公司"]
["002989959812216","00298995","C14090118800000125450000073","冀衡械备20180096号","医用固定带","L","髌骨固定带",null,null,"HCS04663","河北晟安康医疗器械有限公司","河北晟安康医疗器械有限公司"]
["002989959812267","00298995","C14090118800000125450000149","冀衡械备20180096号","医用固定带","S左","增强腕关节固定带",null,null,"HCS04663","河北晟安康医疗器械有限公司","河北晟安康医疗器械有限公司"]
["002989959812268","00298995","C14090118800000125450000165","冀衡械备20180096号","医用固定带","L左","增强腕关节固定带",null,null,"HCS04663","河北晟安康医疗器械有限公司","河北晟安康医疗器械有限公司"]
["002989959812269","00298995","C14090118800000125450000157","冀衡械备20180096号","医用固定带","M左","增强腕关节固定带",null,null,"HCS04663","河北晟安康医疗器械有限公司","河北晟安康医疗器械有限公司"]
["002989959812270","00298995","C14090118800000125450000175","冀衡械备20180096号","医用固定带","M右","增强腕关节固定带",null,null,"HCS04663","河北晟安康医疗器械有限公司","河北晟安康医疗器械有限公司"]
["002989959812271","00298995","C14090118800000125450000176","冀衡械备20180096号","医用固定带","L右","增强腕关节固定带",null,null,"HCS04663","河北晟安康医疗器械有限公司","河北晟安康医疗器械有限公司"]
["002989959812272","00298995","C14090118800000125450000174","冀衡械备20180096号","医用固定带","S右","增强腕关节固定带",null,null,"HCS04663","河北晟安康医疗器械有限公司","河北晟安康医疗器械有限公司"]
["002989557935266","00298955","C03160923400002125450000012","冀衡械备20180095号","可调式固定支具","成人","可调式肘关节固定支具Ⅰ型",null,null,"HCS04663","河北晟安康医疗器械有限公司","河北晟安康医疗器械有限公司"]
["002989559557051","00298955","C03160923400002125450000017","冀衡械备20180095号","可调式固定支具","成人左","可调式髋膝踝足固定支具Ⅰ型",null,null,"HCS04663","河北晟安康医疗器械有限公司","河北晟安康医疗器械有限公司"]
["002989559557052","00298955","C03160923400002125450000007","冀衡械备20180095号","可调式固定支具","成人右","可调式髋膝踝足固定支具Ⅰ型",null,null,"HCS04663","河北晟安康医疗器械有限公司","河北晟安康医疗器械有限公司"]
["002989559557053","00298955","C03160923400002125450000017","冀衡械备20180095号","可调式固定支具","成人左","可调式髋膝踝足固定支具Ⅰ型",null,null,"HCS04663","河北晟安康医疗器械有限公司","河北晟安康医疗器械有限公司"]
["002989559557054","00298955","C03160923400002125450000007","冀衡械备20180095号","可调式固定支具","成人右","可调式髋膝踝足固定支具Ⅰ型",null,null,"HCS04663","河北晟安康医疗器械有限公司","河北晟安康医疗器械有限公司"]
["002989559557075","00298955","C03160923400002125450000227","冀衡械备20180095号","可调式固定支具","成人","可调式膝关节固定支具Ⅵ型",null,null,"HCS04663","河北晟安康医疗器械有限公司","河北晟安康医疗器械有限公司"]
["002989559557084","00298955","C03160923400002125450000018","冀衡械备20180095号","可调式固定支具","成人左","可调式大腿超踝固定支具Ⅰ型",null,null,"HCS04663","河北晟安康医疗器械有限公司","河北晟安康医疗器械有限公司"]
["002989559557085","00298955","C03160923400002125450000022","冀衡械备20180095号","可调式固定支具","成人右","可调式大腿超踝固定支具Ⅰ型",null,null,"HCS04663","河北晟安康医疗器械有限公司","河北晟安康医疗器械有限公司"]
["002990069536844","00299006","C03160923400002125450000232","冀衡械备20180097号","医用外固定支具","成人中号","胸腰固定支具Ⅱ型",null,null,"HCS04663","河北晟安康医疗器械有限公司","河北晟安康医疗器械有限公司"]
["002990069536845","00299006","C03160923400002125450000236","冀衡械备20180097号","医用外固定支具","儿童中号","胸腰固定支具Ⅱ型",null,null,"HCS04663","河北晟安康医疗器械有限公司","河北晟安康医疗器械有限公司"]
["002990069536846","00299006","C03160923400002125450000229","冀衡械备20180097号","医用外固定支具","成人小号","胸腰固定支具Ⅰ型",null,null,"HCS04663","河北晟安康医疗器械有限公司","河北晟安康医疗器械有限公司"]
["002990069536847","00299006","C03160923400002125450000230","冀衡械备20180097号","医用外固定支具","成人加大号","胸腰固定支具Ⅱ型",null,null,"HCS04663","河北晟安康医疗器械有限公司","河北晟安康医疗器械有限公司"]
["002990069536848","00299006","C03160923400002125450000257","冀衡械备20180097号","医用外固定支具","成人加大号","胸腰固定支具Ⅰ型",null,null,"HCS04663","河北晟安康医疗器械有限公司","河北晟安康医疗器械有限公司"]
["002990069536849","00299006","C03160923400002125450000258","冀衡械备20180097号","医用外固定支具","成人大号","胸腰固定支具Ⅰ型",null,null,"HCS04663","河北晟安康医疗器械有限公司","河北晟安康医疗器械有限公司"]
["002990069536850","00299006","C03160923400002125450000234","冀衡械备20180097号","医用外固定支具","儿童大号","胸腰固定支具Ⅱ型",null,null,"HCS04663","河北晟安康医疗器械有限公司","河北晟安康医疗器械有限公司"]
["002990069536851","00299006","C03160923400002125450000237","冀衡械备20180097号","医用外固定支具","儿童小号","胸腰固定支具Ⅱ型",null,null,"HCS04663","河北晟安康医疗器械有限公司","河北晟安康医疗器械有限公司"]
["002990069536852","00299006","C03160923400002125450000228","冀衡械备20180097号","医用外固定支具","成人中号","胸腰固定支具Ⅰ型",null,null,"HCS04663","河北晟安康医疗器械有限公司","河北晟安康医疗器械有限公司"]
["002990069536853","00299006","C03160923400002125450000231","冀衡械备20180097号","医用外固定支具","成人大号","胸腰固定支具Ⅱ型",null,null,"HCS04663","河北晟安康医疗器械有限公司","河北晟安康医疗器械有限公司"]
["002990069536854","00299006","C03160923400002125450000233","冀衡械备20180097号","医用外固定支具","成人小号","胸腰固定支具Ⅱ型",null,null,"HCS04663","河北晟安康医疗器械有限公司","河北晟安康医疗器械有限公司"]
["002990069536872","00299006","C03160923400002125450000042","冀衡械备20180097号","医用外固定支具","成人大号左","高分子股胫腓固定支具Ⅰ型",null,null,"HCS04663","河北晟安康医疗器械有限公司","河北晟安康医疗器械有限公司"]
["002990069536873","00299006","C03160923400002125450000131","冀衡械备20180097号","医用外固定支具","成人小号左","高分子股胫腓固定支具Ⅰ型",null,null,"HCS04663","河北晟安康医疗器械有限公司","河北晟安康医疗器械有限公司"]
["002990069536874","00299006","C03160923400002125450000157","冀衡械备20180097号","医用外固定支具","成人大号右","高分子股胫腓固定支具Ⅰ型",null,null,"HCS04663","河北晟安康医疗器械有限公司","河北晟安康医疗器械有限公司"]
["002990069536875","00299006","C03160923400002125450000170","冀衡械备20180097号","医用外固定支具","成人中号左","高分子股胫腓固定支具Ⅰ型",null,null,"HCS04663","河北晟安康医疗器械有限公司","河北晟安康医疗器械有限公司"]
["002990069536876","00299006","C03160923400002125450000190","冀衡械备20180097号","医用外固定支具","成人小号右","高分子股胫腓固定支具Ⅰ型",null,null,"HCS04663","河北晟安康医疗器械有限公司","河北晟安康医疗器械有限公司"]
["002990069536877","00299006","C03160923400002125450000072","冀衡械备20180097号","医用外固定支具","成人中号右","高分子股胫腓固定支具Ⅰ型",null,null,"HCS04663","河北晟安康医疗器械有限公司","河北晟安康医疗器械有限公司"]
["002990069812217","00299006","C03160923400002125450000214","冀衡械备20180097号","医用外固定支具","成人大号左","超肩外髁颈固定支具",null,null,"HCS04663","河北晟安康医疗器械有限公司","河北晟安康医疗器械有限公司"]
["002990069812218","00299006","C03160923400002125450000218","冀衡械备20180097号","医用外固定支具","成人中号左","超肩外髁颈固定支具",null,null,"HCS04663","河北晟安康医疗器械有限公司","河北晟安康医疗器械有限公司"]
["002990069812219","00299006","C03160923400002125450000221","冀衡械备20180097号","医用外固定支具","成人小号左","超肩外髁颈固定支具",null,null,"HCS04663","河北晟安康医疗器械有限公司","河北晟安康医疗器械有限公司"]
["002990069812220","00299006","C03160923400002125450000261","冀衡械备20180097号","医用外固定支具","成人大号右","超肩外髁颈固定支具",null,null,"HCS04663","河北晟安康医疗器械有限公司","河北晟安康医疗器械有限公司"]
["002990069812221","00299006","C03160923400002125450000263","冀衡械备20180097号","医用外固定支具","成人小号右","超肩外髁颈固定支具",null,null,"HCS04663","河北晟安康医疗器械有限公司","河北晟安康医疗器械有限公司"]
["002990069812222","00299006","C03160923400002125450000262","冀衡械备20180097号","医用外固定支具","成人中号右","超肩外髁颈固定支具",null,null,"HCS04663","河北晟安康医疗器械有限公司","河北晟安康医疗器械有限公司"]
["002990069812241","00299006","C03160923400002125450000246","冀衡械备20180097号","医用外固定支具","成人左","手托固定支具Ⅱ型",null,null,"HCS04663","河北晟安康医疗器械有限公司","河北晟安康医疗器械有限公司"]
["002990069812242","00299006","C03160923400002125450000264","冀衡械备20180097号","医用外固定支具","成人右","手托固定支具Ⅱ型",null,null,"HCS04663","河北晟安康医疗器械有限公司","河北晟安康医疗器械有限公司"]
["002990069557038","00299006","C03160923400002125450000239","冀衡械备20180097号","医用外固定支具","成人中号左","足踝固定支具Ⅰ型",null,null,"HCS04663","河北晟安康医疗器械有限公司","河北晟安康医疗器械有限公司"]
["002990069557039","00299006","C03160923400002125450000235","冀衡械备20180097号","医用外固定支具","成人加大号左","足踝固定支具Ⅰ型",null,null,"HCS04663","河北晟安康医疗器械有限公司","河北晟安康医疗器械有限公司"]
["002990069557040","00299006","C03160923400002125450000241","冀衡械备20180097号","医用外固定支具","成人小号左","足踝固定支具Ⅰ型",null,null,"HCS04663","河北晟安康医疗器械有限公司","河北晟安康医疗器械有限公司"]
["002990069557041","00299006","C03160923400002125450000238","冀衡械备20180097号","医用外固定支具","成人大号左","足踝固定支具Ⅰ型",null,null,"HCS04663","河北晟安康医疗器械有限公司","河北晟安康医疗器械有限公司"]
["002990069557042","00299006","C03160923400002125450000274","冀衡械备20180097号","医用外固定支具","成人中号右","足踝固定支具Ⅰ型",null,null,"HCS04663","河北晟安康医疗器械有限公司","河北晟安康医疗器械有限公司"]
["002990069557043","00299006","C03160923400002125450000273","冀衡械备20180097号","医用外固定支具","成人大号右","足踝固定支具Ⅰ型",null,null,"HCS04663","河北晟安康医疗器械有限公司","河北晟安康医疗器械有限公司"]
["002990069557044","00299006","C03160923400002125450000275","冀衡械备20180097号","医用外固定支具","成人小号右","足踝固定支具Ⅰ型",null,null,"HCS04663","河北晟安康医疗器械有限公司","河北晟安康医疗器械有限公司"]
["002990069557045","00299006","C03160923400002125450000272","冀衡械备20180097号","医用外固定支具","成人加大号右","足踝固定支具Ⅰ型",null,null,"HCS04663","河北晟安康医疗器械有限公司","河北晟安康医疗器械有限公司"]
["002990069536878","00299006","C03160923400002125450000042","冀衡械备20180097号","医用外固定支具","成人大号左","高分子股胫腓固定支具Ⅰ型",null,null,"HCS04663","河北晟安康医疗器械有限公司","河北晟安康医疗器械有限公司"]
["002990069536879","00299006","C03160923400002125450000131","冀衡械备20180097号","医用外固定支具","成人小号左","高分子股胫腓固定支具Ⅰ型",null,null,"HCS04663","河北晟安康医疗器械有限公司","河北晟安康医疗器械有限公司"]
["002990069536880","00299006","C03160923400002125450000157","冀衡械备20180097号","医用外固定支具","成人大号右","高分子股胫腓固定支具Ⅰ型",null,null,"HCS04663","河北晟安康医疗器械有限公司","河北晟安康医疗器械有限公司"]
["002990069536881","00299006","C03160923400002125450000170","冀衡械备20180097号","医用外固定支具","成人中号左","高分子股胫腓固定支具Ⅰ型",null,null,"HCS04663","河北晟安康医疗器械有限公司","河北晟安康医疗器械有限公司"]
["002990069536882","00299006","C03160923400002125450000190","冀衡械备20180097号","医用外固定支具","成人小号右","高分子股胫腓固定支具Ⅰ型",null,null,"HCS04663","河北晟安康医疗器械有限公司","河北晟安康医疗器械有限公司"]
["002990069536883","00299006","C03160923400002125450000072","冀衡械备20180097号","医用外固定支具","成人中号右","高分子股胫腓固定支具Ⅰ型",null,null,"HCS04663","河北晟安康医疗器械有限公司","河北晟安康医疗器械有限公司"]
["002990069536884","00299006","C03160923400002125450000216","冀衡械备20180097号","医用外固定支具","成人中号","塑底踝足固定支具",null,null,"HCS04663","河北晟安康医疗器械有限公司","河北晟安康医疗器械有限公司"]
["002990069536885","00299006","C03160923400002125450000220","冀衡械备20180097号","医用外固定支具","成人大号","塑底踝足固定支具",null,null,"HCS04663","河北晟安康医疗器械有限公司","河北晟安康医疗器械有限公司"]
["002990069536886","00299006","C03160923400002125450000222","冀衡械备20180097号","医用外固定支具","成人小号","塑底踝足固定支具",null,null,"HCS04663","河北晟安康医疗器械有限公司","河北晟安康医疗器械有限公司"]
["002990069812235","00299006","C03160923400002125450000089","冀衡械备20180097号","医用外固定支具","成人小号右","挠骨腕部固定器",null,null,"HCS04663","河北晟安康医疗器械有限公司","河北晟安康医疗器械有限公司"]
["002990069812236","00299006","C03160923400002125450000130","冀衡械备20180097号","医用外固定支具","成人中号右","挠骨腕部固定器",null,null,"HCS04663","河北晟安康医疗器械有限公司","河北晟安康医疗器械有限公司"]
["002990069812237","00299006","C03160923400002125450000148","冀衡械备20180097号","医用外固定支具","成人大号右","挠骨腕部固定器",null,null,"HCS04663","河北晟安康医疗器械有限公司","河北晟安康医疗器械有限公司"]
["002990069812238","00299006","C03160923400002125450000151","冀衡械备20180097号","医用外固定支具","成人小号左","挠骨腕部固定器",null,null,"HCS04663","河北晟安康医疗器械有限公司","河北晟安康医疗器械有限公司"]
["002990069812239","00299006","C03160923400002125450000208","冀衡械备20180097号","医用外固定支具","成人大号左","挠骨腕部固定器",null,null,"HCS04663","河北晟安康医疗器械有限公司","河北晟安康医疗器械有限公司"]
["002990069812240","00299006","C03160923400002125450000129","冀衡械备20180097号","医用外固定支具","成人中号左","挠骨腕部固定器",null,null,"HCS04663","河北晟安康医疗器械有限公司","河北晟安康医疗器械有限公司"]
["002990069557065","00299006","C03160923400002125450000245","冀衡械备20180097号","医用外固定支具","成人小号左","手托固定支具Ⅰ型",null,null,"HCS04663","河北晟安康医疗器械有限公司","河北晟安康医疗器械有限公司"]
["002990069557066","00299006","C03160923400002125450000244","冀衡械备20180097号","医用外固定支具","成人大号左","手托固定支具Ⅰ型",null,null,"HCS04663","河北晟安康医疗器械有限公司","河北晟安康医疗器械有限公司"]
["002990069557067","00299006","C03160923400002125450000265","冀衡械备20180097号","医用外固定支具","成人大号右","手托固定支具Ⅰ型",null,null,"HCS04663","河北晟安康医疗器械有限公司","河北晟安康医疗器械有限公司"]
["002990069557068","00299006","C03160923400002125450000266","冀衡械备20180097号","医用外固定支具","成人小号右","手托固定支具Ⅰ型",null,null,"HCS04663","河北晟安康医疗器械有限公司","河北晟安康医疗器械有限公司"]
["002990069536855","00299006","C03160923400002125450000251","冀衡械备20180097号","医用外固定支具","成人大号","足部固定器Ⅰ型",null,null,"HCS04663","河北晟安康医疗器械有限公司","河北晟安康医疗器械有限公司"]
["002990069536856","00299006","C03160923400002125450000252","冀衡械备20180097号","医用外固定支具","成人中号","足部固定器Ⅰ型",null,null,"HCS04663","河北晟安康医疗器械有限公司","河北晟安康医疗器械有限公司"]
["002990069536857","00299006","C03160923400002125450000253","冀衡械备20180097号","医用外固定支具","成人小号","足部固定器Ⅰ型",null,null,"HCS04663","河北晟安康医疗器械有限公司","河北晟安康医疗器械有限公司"]
["002990069536858","00299006","C03160923400002125450000085","冀衡械备20180097号","医用外固定支具","成人中号右","高分子胫腓超踝固定支具",null,null,"HCS04663","河北晟安康医疗器械有限公司","河北晟安康医疗器械有限公司"]
["002990069536859","00299006","C03160923400002125450000095","冀衡械备20180097号","医用外固定支具","成人小号左","高分子胫腓超踝固定支具",null,null,"HCS04663","河北晟安康医疗器械有限公司","河北晟安康医疗器械有限公司"]
["002990069536860","00299006","C03160923400002125450000106","冀衡械备20180097号","医用外固定支具","成人小号右","高分子胫腓超踝固定支具",null,null,"HCS04663","河北晟安康医疗器械有限公司","河北晟安康医疗器械有限公司"]
["002990069536861","00299006","C03160923400002125450000122","冀衡械备20180097号","医用外固定支具","成人大号左","高分子胫腓超踝固定支具",null,null,"HCS04663","河北晟安康医疗器械有限公司","河北晟安康医疗器械有限公司"]
["002990069536862","00299006","C03160923400002125450000150","冀衡械备20180097号","医用外固定支具","成人大号右","高分子胫腓超踝固定支具",null,null,"HCS04663","河北晟安康医疗器械有限公司","河北晟安康医疗器械有限公司"]
["002990069536863","00299006","C03160923400002125450000145","冀衡械备20180097号","医用外固定支具","成人中号左","高分子胫腓超踝固定支具",null,null,"HCS04663","河北晟安康医疗器械有限公司","河北晟安康医疗器械有限公司"]
["002990069536864","00299006","C03160923400002125450000059","冀衡械备20180097号","医用外固定支具","成人大号左","高分子前臂超关节固定支具",null,null,"HCS04663","河北晟安康医疗器械有限公司","河北晟安康医疗器械有限公司"]
["002990069536865","00299006","C03160923400002125450000084","冀衡械备20180097号","医用外固定支具","成人中号右","高分子前臂超关节固定支具",null,null,"HCS04663","河北晟安康医疗器械有限公司","河北晟安康医疗器械有限公司"]
["002990069536866","00299006","C03160923400002125450000110","冀衡械备20180097号","医用外固定支具","成人大号右","高分子前臂超关节固定支具",null,null,"HCS04663","河北晟安康医疗器械有限公司","河北晟安康医疗器械有限公司"]
["002989959536842","00298995","C14090118800000125450000024","冀衡械备20180096号","医用固定带","L","上肢固定带",null,null,"HCS04663","河北晟安康医疗器械有限公司","河北晟安康医疗器械有限公司"]
["002989959557070","00298995","C14090118800000125450000099","冀衡械备20180096号","医用固定带","S","锁骨固定带Ⅱ型",null,null,"HCS04663","河北晟安康医疗器械有限公司","河北晟安康医疗器械有限公司"]
["002989959557071","00298995","C14090118800000125450000142","冀衡械备20180096号","医用固定带","XL","锁骨固定带Ⅱ型",null,null,"HCS04663","河北晟安康医疗器械有限公司","河北晟安康医疗器械有限公司"]
["002989959557072","00298995","C14090118800000125450000042","冀衡械备20180096号","医用固定带","L","锁骨固定带Ⅱ型",null,null,"HCS04663","河北晟安康医疗器械有限公司","河北晟安康医疗器械有限公司"]
["002989959557073","00298995","C14090118800000125450000013","冀衡械备20180096号","医用固定带","M","锁骨固定带Ⅱ型",null,null,"HCS04663","河北晟安康医疗器械有限公司","河北晟安康医疗器械有限公司"]
["002989959536828","00298995","C14090118800000125450000029","冀衡械备20180096号","医用固定带","M","肘关节固定带",null,null,"HCS04663","河北晟安康医疗器械有限公司","河北晟安康医疗器械有限公司"]
["002989959536829","00298995","C14090118800000125450000124","冀衡械备20180096号","医用固定带","S","肘关节固定带",null,null,"HCS04663","河北晟安康医疗器械有限公司","河北晟安康医疗器械有限公司"]
["002989959536830","00298995","C14090118800000125450000070","冀衡械备20180096号","医用固定带","L","肘关节固定带",null,null,"HCS04663","河北晟安康医疗器械有限公司","河北晟安康医疗器械有限公司"]
["002989959536831","00298995","C14090118800000125450000145","冀衡械备20180096号","医用固定带","L","多头胸带",null,null,"HCS04663","河北晟安康医疗器械有限公司","河北晟安康医疗器械有限公司"]
["002989959536832","00298995","C14090118800000125450000164","冀衡械备20180096号","医用固定带","XL","多头胸带",null,null,"HCS04663","河北晟安康医疗器械有限公司","河北晟安康医疗器械有限公司"]
["002989959536833","00298995","C14090118800000125450000167","冀衡械备20180096号","医用固定带","M","多头胸带",null,null,"HCS04663","河北晟安康医疗器械有限公司","河北晟安康医疗器械有限公司"]
["002989959536834","00298995","C14090118800000125450000172","冀衡械备20180096号","医用固定带","S","多头胸带",null,null,"HCS04663","河北晟安康医疗器械有限公司","河北晟安康医疗器械有限公司"]
["002989959536835","00298995","C14090118800000125450000011","冀衡械备20180096号","医用固定带","S","小腿固定带",null,null,"HCS04663","河北晟安康医疗器械有限公司","河北晟安康医疗器械有限公司"]
["002989959536836","00298995","C14090118800000125450000046","冀衡械备20180096号","医用固定带","L","小腿固定带",null,null,"HCS04663","河北晟安康医疗器械有限公司","河北晟安康医疗器械有限公司"]
["002989959536837","00298995","C14090118800000125450000025","冀衡械备20180096号","医用固定带","M","小腿固定带",null,null,"HCS04663","河北晟安康医疗器械有限公司","河北晟安康医疗器械有限公司"]
["002989959536838","00298995","C14090118800000125450000095","冀衡械备20180096号","医用固定带","S","前臂固定带",null,null,"HCS04663","河北晟安康医疗器械有限公司","河北晟安康医疗器械有限公司"]
["002989959536839","00298995","C14090118800000125450000050","冀衡械备20180096号","医用固定带","M","前臂固定带",null,null,"HCS04663","河北晟安康医疗器械有限公司","河北晟安康医疗器械有限公司"]
["002989959536840","00298995","C14090118800000125450000110","冀衡械备20180096号","医用固定带","L","前臂固定带",null,null,"HCS04663","河北晟安康医疗器械有限公司","河北晟安康医疗器械有限公司"]
["002990069536867","00299006","C03160923400002125450000124","冀衡械备20180097号","医用外固定支具","成人中号左","高分子前臂超关节固定支具",null,null,"HCS04663","河北晟安康医疗器械有限公司","河北晟安康医疗器械有限公司"]
["002990069536868","00299006","C03160923400002125450000147","冀衡械备20180097号","医用外固定支具","成人小号右","高分子前臂超关节固定支具",null,null,"HCS04663","河北晟安康医疗器械有限公司","河北晟安康医疗器械有限公司"]
["002990069536869","00299006","C03160923400002125450000155","冀衡械备20180097号","医用外固定支具","成人小号左","高分子前臂超关节固定支具",null,null,"HCS04663","河北晟安康医疗器械有限公司","河北晟安康医疗器械有限公司"]
["002990069812223","00299006","C03160923400002125450000054","冀衡械备20180097号","医用外固定支具","成人中号右","高分子胫腓骨固定支具",null,null,"HCS04663","河北晟安康医疗器械有限公司","河北晟安康医疗器械有限公司"]
["002990069812224","00299006","C03160923400002125450000058","冀衡械备20180097号","医用外固定支具","成人小号左","高分子胫腓骨固定支具",null,null,"HCS04663","河北晟安康医疗器械有限公司","河北晟安康医疗器械有限公司"]
["002990069812225","00299006","C03160923400002125450000068","冀衡械备20180097号","医用外固定支具","成人大号左","高分子胫腓骨固定支具",null,null,"HCS04663","河北晟安康医疗器械有限公司","河北晟安康医疗器械有限公司"]
["002990069812226","00299006","C03160923400002125450000078","冀衡械备20180097号","医用外固定支具","成人中号左","高分子胫腓骨固定支具",null,null,"HCS04663","河北晟安康医疗器械有限公司","河北晟安康医疗器械有限公司"]
["002990069812227","00299006","C03160923400002125450000083","冀衡械备20180097号","医用外固定支具","成人小号右","高分子胫腓骨固定支具",null,null,"HCS04663","河北晟安康医疗器械有限公司","河北晟安康医疗器械有限公司"]
["002990069812228","00299006","C03160923400002125450000205","冀衡械备20180097号","医用外固定支具","成人大号右","高分子胫腓骨固定支具",null,null,"HCS04663","河北晟安康医疗器械有限公司","河北晟安康医疗器械有限公司"]
["002990069812229","00299006","C03160923400002125450000041","冀衡械备20180097号","医用外固定支具","成人小号左","高分子膝部下肢固定支具",null,null,"HCS04663","河北晟安康医疗器械有限公司","河北晟安康医疗器械有限公司"]
["002990069812230","00299006","C03160923400002125450000050","冀衡械备20180097号","医用外固定支具","成人中号右","高分子膝部下肢固定支具",null,null,"HCS04663","河北晟安康医疗器械有限公司","河北晟安康医疗器械有限公司"]
["002990069812231","00299006","C03160923400002125450000075","冀衡械备20180097号","医用外固定支具","成人小号右","高分子膝部下肢固定支具",null,null,"HCS04663","河北晟安康医疗器械有限公司","河北晟安康医疗器械有限公司"]
["002990069812232","00299006","C03160923400002125450000132","冀衡械备20180097号","医用外固定支具","成人中号左","高分子膝部下肢固定支具",null,null,"HCS04663","河北晟安康医疗器械有限公司","河北晟安康医疗器械有限公司"]
["002990069812233","00299006","C03160923400002125450000197","冀衡械备20180097号","医用外固定支具","成人大号右","高分子膝部下肢固定支具",null,null,"HCS04663","河北晟安康医疗器械有限公司","河北晟安康医疗器械有限公司"]
["002990069812234","00299006","C03160923400002125450000206","冀衡械备20180097号","医用外固定支具","成人大号左","高分子膝部下肢固定支具",null,null,"HCS04663","河北晟安康医疗器械有限公司","河北晟安康医疗器械有限公司"]
["003885389806346","00388538","C14250621000000191180000196","湘械注准20242080510","一次性使用呼吸麻醉过滤器(人工鼻)","200","吸附1型",null,null,"HCS09033","湖南澜雅医疗科技有限公司","湖南澜雅医疗科技有限公司"]
["003885389806347","00388538","C14250621000000191180000070","湘械注准20242080510","一次性使用呼吸麻醉过滤器(人工鼻)","240","吸附1型",null,null,"HCS09033","湖南澜雅医疗科技有限公司","湖南澜雅医疗科技有限公司"]
["003885389806348","00388538","C14250621000000191180000294","湘械注准20242080510","一次性使用呼吸麻醉过滤器(人工鼻)","220","吸附1型",null,null,"HCS09033","湖南澜雅医疗科技有限公司","湖南澜雅医疗科技有限公司"]
["003885389806349","00388538","C14250621000000191180000074","湘械注准20242080510","一次性使用呼吸麻醉过滤器(人工鼻)","245","吸附1型",null,null,"HCS09033","湖南澜雅医疗科技有限公司","湖南澜雅医疗科技有限公司"]
["003885389806350","00388538","C14250621000000191180000304","湘械注准20242080510","一次性使用呼吸麻醉过滤器(人工鼻)","255","吸附1型",null,null,"HCS09033","湖南澜雅医疗科技有限公司","湖南澜雅医疗科技有限公司"]
["003885389806351","00388538","C14250621000000191180000103","湘械注准20242080510","一次性使用呼吸麻醉过滤器(人工鼻)","290","吸附1型",null,null,"HCS09033","湖南澜雅医疗科技有限公司","湖南澜雅医疗科技有限公司"]
["003885389806352","00388538","C14250621000000191180000080","湘械注准20242080510","一次性使用呼吸麻醉过滤器(人工鼻)","275","吸附1型",null,null,"HCS09033","湖南澜雅医疗科技有限公司","湖南澜雅医疗科技有限公司"]
["003885389806353","00388538","C14250621000000191180000123","湘械注准20242080510","一次性使用呼吸麻醉过滤器(人工鼻)","285","吸附1型",null,null,"HCS09033","湖南澜雅医疗科技有限公司","湖南澜雅医疗科技有限公司"]
["003885389806354","00388538","C14250621000000191180000048","湘械注准20242080510","一次性使用呼吸麻醉过滤器(人工鼻)","300","吸附1型",null,null,"HCS09033","湖南澜雅医疗科技有限公司","湖南澜雅医疗科技有限公司"]
["003885389806355","00388538","C14250621000000191180000288","湘械注准20242080510","一次性使用呼吸麻醉过滤器(人工鼻)","225","吸附1型",null,null,"HCS09033","湖南澜雅医疗科技有限公司","湖南澜雅医疗科技有限公司"]
["003885389806356","00388538","C14250621000000191180000116","湘械注准20242080510","一次性使用呼吸麻醉过滤器(人工鼻)","250","吸附1型",null,null,"HCS09033","湖南澜雅医疗科技有限公司","湖南澜雅医疗科技有限公司"]
["003885389806357","00388538","C14250621000000191180000238","湘械注准20242080510","一次性使用呼吸麻醉过滤器(人工鼻)","210","吸附1型",null,null,"HCS09033","湖南澜雅医疗科技有限公司","湖南澜雅医疗科技有限公司"]
["003885389806358","00388538","C14250621000000191180000050","湘械注准20242080510","一次性使用呼吸麻醉过滤器(人工鼻)","265","吸附1型",null,null,"HCS09033","湖南澜雅医疗科技有限公司","湖南澜雅医疗科技有限公司"]
["003885389806359","00388538","C14250621000000191180000125","湘械注准20242080510","一次性使用呼吸麻醉过滤器(人工鼻)","235","吸附1型",null,null,"HCS09033","湖南澜雅医疗科技有限公司","湖南澜雅医疗科技有限公司"]
["003885389806360","00388538","C14250621000000191180000092","湘械注准20242080510","一次性使用呼吸麻醉过滤器(人工鼻)","260","吸附1型",null,null,"HCS09033","湖南澜雅医疗科技有限公司","湖南澜雅医疗科技有限公司"]
["003885389806361","00388538","C14250621000000191180000256","湘械注准20242080510","一次性使用呼吸麻醉过滤器(人工鼻)","295","吸附1型",null,null,"HCS09033","湖南澜雅医疗科技有限公司","湖南澜雅医疗科技有限公司"]
["003885389806362","00388538","C14250621000000191180000197","湘械注准20242080510","一次性使用呼吸麻醉过滤器(人工鼻)","230","吸附1型",null,null,"HCS09033","湖南澜雅医疗科技有限公司","湖南澜雅医疗科技有限公司"]
["003885389806363","00388538","C14250621000000191180000081","湘械注准20242080510","一次性使用呼吸麻醉过滤器(人工鼻)","270","吸附1型",null,null,"HCS09033","湖南澜雅医疗科技有限公司","湖南澜雅医疗科技有限公司"]
["003885389806364","00388538","C14250621000000191180000141","湘械注准20242080510","一次性使用呼吸麻醉过滤器(人工鼻)","280","吸附1型",null,null,"HCS09033","湖南澜雅医疗科技有限公司","湖南澜雅医疗科技有限公司"]
["003885389806366","00388538","C14250621000000191180000130","湘械注准20242080510","一次性使用呼吸麻醉过滤器(人工鼻)","330","吸附1型",null,null,"HCS09033","湖南澜雅医疗科技有限公司","湖南澜雅医疗科技有限公司"]
["003849229817107","00384922",null,"粤珠械备20240033","脱蜡液","5L","Ⅰ型",null,null,"HCS08691","珠海东菱生物科技有限公司","珠海东菱生物科技有限公司"]
["003849229817108","00384922",null,"粤珠械备20240033","脱蜡液","5L","Ⅱ型",null,null,"HCS08691","珠海东菱生物科技有限公司","珠海东菱生物科技有限公司"]
["003631899823035","00363189","C01024400000000217150000032","国械注准20243130104","胃转流支架系统-回收系统","SR125S840","SR125S840",null,null,"HCS08445","杭州糖吉医疗科技有限公司","杭州糖吉医疗科技有限公司"]
["003631899823036","00363189","C01024400000000217150000027","国械注准20243130104","胃转流支架系统-回收系统","SR125S730","SR125S730",null,null,"HCS08445","杭州糖吉医疗科技有限公司","杭州糖吉医疗科技有限公司"]
["003631899823037","00363189","C01024400000000217150000016","国械注准20243130104","胃转流支架系统-回收系统","SR125L740","SR125L740",null,null,"HCS08445","杭州糖吉医疗科技有限公司","杭州糖吉医疗科技有限公司"]
["003631899823038","00363189","C01024400000000217150000022","国械注准20243130104","胃转流支架系统-回收系统","SR125L840","SR125L840",null,null,"HCS08445","杭州糖吉医疗科技有限公司","杭州糖吉医疗科技有限公司"]
["003631899823039","00363189","C01024400000000217150000025","国械注准20243130104","胃转流支架系统-回收系统","SR125L940","SR125L940",null,null,"HCS08445","杭州糖吉医疗科技有限公司","杭州糖吉医疗科技有限公司"]
["003631899823040","00363189","C01024400000000217150000014","国械注准20243130104","胃转流支架系统-回收系统","SR125L730","SR125L730",null,null,"HCS08445","杭州糖吉医疗科技有限公司","杭州糖吉医疗科技有限公司"]
["003631899823041","00363189","C01024400000000217150000024","国械注准20243130104","胃转流支架系统-回收系统","SR125L930","SR125L930",null,null,"HCS08445","杭州糖吉医疗科技有限公司","杭州糖吉医疗科技有限公司"]
["003631899823042","00363189","C01024400000000217150000029","国械注准20243130104","胃转流支架系统-回收系统","SR125S740","SR125S740",null,null,"HCS08445","杭州糖吉医疗科技有限公司","杭州糖吉医疗科技有限公司"]
["003631899823043","00363189","C01024400000000217150000033","国械注准20243130104","胃转流支架系统-回收系统","SR125S930","SR125S930",null,null,"HCS08445","杭州糖吉医疗科技有限公司","杭州糖吉医疗科技有限公司"]
["003631899823044","00363189","C01024400000000217150000036","国械注准20243130104","胃转流支架系统-回收系统","SR125S940","SR125S940",null,null,"HCS08445","杭州糖吉医疗科技有限公司","杭州糖吉医疗科技有限公司"]
["003708119787287","00370811","C14020200000000226410000183","浙绍械备20240098","定位膜","480*605*2.4mm","SWA-F24A",null,null,"HCS08818","海沃斯（绍兴）医疗科技有限公司","海沃斯（绍兴）医疗科技有限公司"]
["003708119787288","00370811","C14020200000000226410000206","浙绍械备20240098","定位膜","460*595*2.4mm","SWA-F24E",null,null,"HCS08818","海沃斯（绍兴）医疗科技有限公司","海沃斯（绍兴）医疗科技有限公司"]
["003708119666518","00370811","C14020200000000226410000248","浙绍械备20240098","定位膜","450*460*2.4mm","SWA-F24C",null,null,"HCS08818","海沃斯（绍兴）医疗科技有限公司","海沃斯（绍兴）医疗科技有限公司"]
["003708119666519","00370811","C14020200000000226410000225","浙绍械备20240098","定位膜","450*460*3.2mm","SWA-F24CH",null,null,"HCS08818","海沃斯（绍兴）医疗科技有限公司","海沃斯（绍兴）医疗科技有限公司"]
["003708119666520","00370811","C14020200000000226410000217","浙绍械备20240098","定位膜","350*350*3mm","SWA-F15F3",null,null,"HCS08818","海沃斯（绍兴）医疗科技有限公司","海沃斯（绍兴）医疗科技有限公司"]
["003708119666521","00370811","C14020200000000226410000190","浙绍械备20240098","定位膜","100*100*3mm","SWA-F15C3",null,null,"HCS08818","海沃斯（绍兴）医疗科技有限公司","海沃斯（绍兴）医疗科技有限公司"]
["003708119666522","00370811","C14020200000000226410000235","浙绍械备20240098","定位膜","455*600*2.4mm","SWA-F33B",null,null,"HCS08818","海沃斯（绍兴）医疗科技有限公司","海沃斯（绍兴）医疗科技有限公司"]
["003708119666523","00370811","C14020200000000226410000218","浙绍械备20240098","定位膜","470*600*2.4mm","SWA-F33C",null,null,"HCS08818","海沃斯（绍兴）医疗科技有限公司","海沃斯（绍兴）医疗科技有限公司"]
["003708119666524","00370811","C14020200000000226410000181","浙绍械备20240098","定位膜","470*590*3.2mm","SWA-F24DH",null,null,"HCS08818","海沃斯（绍兴）医疗科技有限公司","海沃斯（绍兴）医疗科技有限公司"]
["003708119666525","00370811","C14020200000000226410000185","浙绍械备20240098","定位膜","100*100*10mm","SWA-F15C10",null,null,"HCS08818","海沃斯（绍兴）医疗科技有限公司","海沃斯（绍兴）医疗科技有限公司"]
["003708119666526","00370811","C14020200000000226410000245","浙绍械备20240098","定位膜","460*560*3.2mm","SWA-F27AH",null,null,"HCS08818","海沃斯（绍兴）医疗科技有限公司","海沃斯（绍兴）医疗科技有限公司"]
["003708119787289","00370811","C14020200000000226410000201","浙绍械备20240098","定位膜","468*602*3.2mm","SWA-F33FH",null,null,"HCS08818","海沃斯（绍兴）医疗科技有限公司","海沃斯（绍兴）医疗科技有限公司"]
["003708119787290","00370811","C14020200000000226410000238","浙绍械备20240098","定位膜","300*300*10mm","SWA-F15E10",null,null,"HCS08818","海沃斯（绍兴）医疗科技有限公司","海沃斯（绍兴）医疗科技有限公司"]
["003708119787291","00370811","C14020200000000226410000224","浙绍械备20240098","定位膜","400*400*15mm","SWA-F15G15",null,null,"HCS08818","海沃斯（绍兴）医疗科技有限公司","海沃斯（绍兴）医疗科技有限公司"]
["003708119787292","00370811","C14020200000000226410000233","浙绍械备20240098","定位膜","480*605*3.2mm","SWA-F24AH",null,null,"HCS08818","海沃斯（绍兴）医疗科技有限公司","海沃斯（绍兴）医疗科技有限公司"]
["003708119787293","00370811","C14020200000000226410000243","浙绍械备20240098","定位膜","400*400*5mm","SWA-F15G5",null,null,"HCS08818","海沃斯（绍兴）医疗科技有限公司","海沃斯（绍兴）医疗科技有限公司"]
["003708119787294","00370811","C14020200000000226410000191","浙绍械备20240098","定位膜","460*595*3.2mm","SWA-F24EH",null,null,"HCS08818","海沃斯（绍兴）医疗科技有限公司","海沃斯（绍兴）医疗科技有限公司"]
["003708119787295","00370811","C14020200000000226410000253","浙绍械备20240098","定位膜","458*600*2.4mm","SWA-F33D",null,null,"HCS08818","海沃斯（绍兴）医疗科技有限公司","海沃斯（绍兴）医疗科技有限公司"]
["003708119787296","00370811","C14020200000000226410000180","浙绍械备20240098","定位膜","455*600*3.2mm","SWA-F33BH",null,null,"HCS08818","海沃斯（绍兴）医疗科技有限公司","海沃斯（绍兴）医疗科技有限公司"]
["003708119787297","00370811","C14020200000000226410000193","浙绍械备20240098","定位膜","480*580*3.2mm","SWA-F27DH",null,null,"HCS08818","海沃斯（绍兴）医疗科技有限公司","海沃斯（绍兴）医疗科技有限公司"]
["003708119787207","00370811","C14020200000000226410000214","浙绍械备20240098","定位膜","450*560*2.4mm","SWA-F27B",null,null,"HCS08818","海沃斯（绍兴）医疗科技有限公司","海沃斯（绍兴）医疗科技有限公司"]
["003708119787241","00370811","C14020200000000226410000215","浙绍械备20240098","定位膜","300*300*8mm","SWA-F15E8",null,null,"HCS08818","海沃斯（绍兴）医疗科技有限公司","海沃斯（绍兴）医疗科技有限公司"]
["003708119787245","00370811","C14020200000000226410000184","浙绍械备20240098","定位膜","600*300*20mm","SWA-F15H20",null,null,"HCS08818","海沃斯（绍兴）医疗科技有限公司","海沃斯（绍兴）医疗科技有限公司"]
["003708119787246","00370811","C14020200000000226410000257","浙绍械备20240098","定位膜","600*300*8mm","SWA-F15H8",null,null,"HCS08818","海沃斯（绍兴）医疗科技有限公司","海沃斯（绍兴）医疗科技有限公司"]
["003708119787272","00370811","C14020200000000226410000239","浙绍械备20240098","定位膜","600*300*15mm","SWA-F15H15",null,null,"HCS08818","海沃斯（绍兴）医疗科技有限公司","海沃斯（绍兴）医疗科技有限公司"]
["003708119787273","00370811","C14020200000000226410000231","浙绍械备20240098","定位膜","470*560*2.4mm","SWA-F27C",null,null,"HCS08818","海沃斯（绍兴）医疗科技有限公司","海沃斯（绍兴）医疗科技有限公司"]
["003708119787274","00370811","C14020200000000226410000229","浙绍械备20240098","定位膜","450*560*3.2mm","SWA-F27BH",null,null,"HCS08818","海沃斯（绍兴）医疗科技有限公司","海沃斯（绍兴）医疗科技有限公司"]
["003708119787275","00370811","C14020200000000226410000210","浙绍械备20240098","定位膜","460*560*2.4mm","SWA-F27A",null,null,"HCS08818","海沃斯（绍兴）医疗科技有限公司","海沃斯（绍兴）医疗科技有限公司"]
["003708119787276","00370811","C14020200000000226410000203","浙绍械备20240098","定位膜","468*602*2.4mm","SWA-F33F",null,null,"HCS08818","海沃斯（绍兴）医疗科技有限公司","海沃斯（绍兴）医疗科技有限公司"]
["003708119787277","00370811","C14020200000000226410000250","浙绍械备20240098","定位膜","480*580*2.4mm","SWA-F27D",null,null,"HCS08818","海沃斯（绍兴）医疗科技有限公司","海沃斯（绍兴）医疗科技有限公司"]
["003708119787278","00370811","C14020200000000226410000188","浙绍械备20240098","定位膜","460*600*2.4mm","SWA-F33",null,null,"HCS08818","海沃斯（绍兴）医疗科技有限公司","海沃斯（绍兴）医疗科技有限公司"]
["003708119787279","00370811","C14020200000000226410000179","浙绍械备20240098","定位膜","200*200*5mm","SWA-F15D5",null,null,"HCS08818","海沃斯（绍兴）医疗科技有限公司","海沃斯（绍兴）医疗科技有限公司"]
["003708119787280","00370811","C14020200000000226410000211","浙绍械备20240098","定位膜","470*560*3.2mm","SWA-F27CH",null,null,"HCS08818","海沃斯（绍兴）医疗科技有限公司","海沃斯（绍兴）医疗科技有限公司"]
["003708119787281","00370811","C14020200000000226410000205","浙绍械备20240098","定位膜","350*350*20mm","SWA-F15F20",null,null,"HCS08818","海沃斯（绍兴）医疗科技有限公司","海沃斯（绍兴）医疗科技有限公司"]
["003708119787282","00370811","C14020200000000226410000247","浙绍械备20240098","定位膜","458*600*3.2mm","SWA-F33DH",null,null,"HCS08818","海沃斯（绍兴）医疗科技有限公司","海沃斯（绍兴）医疗科技有限公司"]
["003708119787283","00370811","C14020200000000226410000189","浙绍械备20240098","定位膜","470*600*3.2mm","SWA-F33CH",null,null,"HCS08818","海沃斯（绍兴）医疗科技有限公司","海沃斯（绍兴）医疗科技有限公司"]
["003708119787284","00370811","C14020200000000226410000254","浙绍械备20240098","定位膜","460*600*3.2mm","SWA-F33H",null,null,"HCS08818","海沃斯（绍兴）医疗科技有限公司","海沃斯（绍兴）医疗科技有限公司"]
["003708119787285","00370811","C14020200000000226410000200","浙绍械备20240098","定位膜","463*600*2.4mm","SWA-F33E",null,null,"HCS08818","海沃斯（绍兴）医疗科技有限公司","海沃斯（绍兴）医疗科技有限公司"]
["003708119787286","00370811","C14020200000000226410000204","浙绍械备20240098","定位膜","470*590*2.4mm","SWA-F24D",null,null,"HCS08818","海沃斯（绍兴）医疗科技有限公司","海沃斯（绍兴）医疗科技有限公司"]
["003708119765750","00370811","C14020200000000226410000222","浙绍械备20240098","定位膜","480*600*3.2mm","SWA-F24H",null,null,"HCS08818","海沃斯（绍兴）医疗科技有限公司","海沃斯（绍兴）医疗科技有限公司"]
["003708119787247","00370811","C14020200000000226410000226","浙绍械备20240098","定位膜","480*600*3.2mm","SWA-F27GH",null,null,"HCS08818","海沃斯（绍兴）医疗科技有限公司","海沃斯（绍兴）医疗科技有限公司"]
["003708119787248","00370811","C14020200000000226410000255","浙绍械备20240098","定位膜","100*100*15mm","SWA-F15C15",null,null,"HCS08818","海沃斯（绍兴）医疗科技有限公司","海沃斯（绍兴）医疗科技有限公司"]
["003708119787249","00370811","C14020200000000226410000252","浙绍械备20240098","定位膜","100*100*5mm","SWA-F15C5",null,null,"HCS08818","海沃斯（绍兴）医疗科技有限公司","海沃斯（绍兴）医疗科技有限公司"]
["003708119787250","00370811","C14020200000000226410000209","浙绍械备20240098","定位膜","300*300*15mm","SWA-F15E15",null,null,"HCS08818","海沃斯（绍兴）医疗科技有限公司","海沃斯（绍兴）医疗科技有限公司"]
["003708119787251","00370811","C14020200000000226410000237","浙绍械备20240098","定位膜","600*300*5mm","SWA-F15H5",null,null,"HCS08818","海沃斯（绍兴）医疗科技有限公司","海沃斯（绍兴）医疗科技有限公司"]
["003708119787252","00370811","C14020200000000226410000194","浙绍械备20240098","定位膜","350*350*15mm","SWA-F15F15",null,null,"HCS08818","海沃斯（绍兴）医疗科技有限公司","海沃斯（绍兴）医疗科技有限公司"]
["003708119787253","00370811","C14020200000000226410000187","浙绍械备20240098","定位膜","400*400*10mm","SWA-F15G10",null,null,"HCS08818","海沃斯（绍兴）医疗科技有限公司","海沃斯（绍兴）医疗科技有限公司"]
["003708119787254","00370811","C14020200000000226410000242","浙绍械备20240098","定位膜","450*560*2.4mm","SWA-F24B",null,null,"HCS08818","海沃斯（绍兴）医疗科技有限公司","海沃斯（绍兴）医疗科技有限公司"]
["003708119787255","00370811","C14020200000000226410000244","浙绍械备20240098","定位膜","472*515*3.2mm","SWA-F24FH",null,null,"HCS08818","海沃斯（绍兴）医疗科技有限公司","海沃斯（绍兴）医疗科技有限公司"]
["003708119787256","00370811","C14020200000000226410000234","浙绍械备20240098","定位膜","440*560*3.2mm","SWA-F27EH",null,null,"HCS08818","海沃斯（绍兴）医疗科技有限公司","海沃斯（绍兴）医疗科技有限公司"]
["003708119787257","00370811","C14020200000000226410000251","浙绍械备20240098","定位膜","480*600*2.4mm","SWA-F24",null,null,"HCS08818","海沃斯（绍兴）医疗科技有限公司","海沃斯（绍兴）医疗科技有限公司"]
["003708119787258","00370811","C14020200000000226410000230","浙绍械备20240098","定位膜","400*400*3mm","SWA-F15G3",null,null,"HCS08818","海沃斯（绍兴）医疗科技有限公司","海沃斯（绍兴）医疗科技有限公司"]
["003708119787259","00370811","C14020200000000226410000202","浙绍械备20240098","定位膜","400*400*8mm","SWA-F15G8",null,null,"HCS08818","海沃斯（绍兴）医疗科技有限公司","海沃斯（绍兴）医疗科技有限公司"]
["003708119787260","00370811","C14020200000000226410000186","浙绍械备20240098","定位膜","100*100*20mm","SWA-F15C20",null,null,"HCS08818","海沃斯（绍兴）医疗科技有限公司","海沃斯（绍兴）医疗科技有限公司"]
["003708119787261","00370811","C14020200000000226410000216","浙绍械备20240098","定位膜","410*560*3.2mm","SWA-F27FH",null,null,"HCS08818","海沃斯（绍兴）医疗科技有限公司","海沃斯（绍兴）医疗科技有限公司"]
["003708119787262","00370811","C14020200000000226410000221","浙绍械备20240098","定位膜","480*600*2.4mm","SWA-F27G",null,null,"HCS08818","海沃斯（绍兴）医疗科技有限公司","海沃斯（绍兴）医疗科技有限公司"]
["003708119787263","00370811","C14020200000000226410000249","浙绍械备20240098","定位膜","200*200*3mm","SWA-F15D3",null,null,"HCS08818","海沃斯（绍兴）医疗科技有限公司","海沃斯（绍兴）医疗科技有限公司"]
["003708119787264","00370811","C14020200000000226410000223","浙绍械备20240098","定位膜","463*600*3.2mm","SWA-F33EH",null,null,"HCS08818","海沃斯（绍兴）医疗科技有限公司","海沃斯（绍兴）医疗科技有限公司"]
["003708119787265","00370811","C14020200000000226410000178","浙绍械备20240098","定位膜","600*300*3mm","SWA-F15H3",null,null,"HCS08818","海沃斯（绍兴）医疗科技有限公司","海沃斯（绍兴）医疗科技有限公司"]
["003708119787266","00370811","C14020200000000226410000212","浙绍械备20240098","定位膜","350*350*8mm","SWA-F15F8",null,null,"HCS08818","海沃斯（绍兴）医疗科技有限公司","海沃斯（绍兴）医疗科技有限公司"]
["003708119787267","00370811","C14020200000000226410000197","浙绍械备20240098","定位膜","350*350*10mm","SWA-F15F10",null,null,"HCS08818","海沃斯（绍兴）医疗科技有限公司","海沃斯（绍兴）医疗科技有限公司"]
["003708119787268","00370811","C14020200000000226410000207","浙绍械备20240098","定位膜","465*600*3.2mm","SWA-F33AH",null,null,"HCS08818","海沃斯（绍兴）医疗科技有限公司","海沃斯（绍兴）医疗科技有限公司"]
["003708119787269","00370811","C14020200000000226410000192","浙绍械备20240098","定位膜","200*200*8mm","SWA-F15D8",null,null,"HCS08818","海沃斯（绍兴）医疗科技有限公司","海沃斯（绍兴）医疗科技有限公司"]
["003708119787270","00370811","C14020200000000226410000219","浙绍械备20240098","定位膜","350*350*5mm","SWA-F15F5",null,null,"HCS08818","海沃斯（绍兴）医疗科技有限公司","海沃斯（绍兴）医疗科技有限公司"]
["003708119787271","00370811","C14020200000000226410000236","浙绍械备20240098","定位膜","300*300*20mm","SWA-F15E20",null,null,"HCS08818","海沃斯（绍兴）医疗科技有限公司","海沃斯（绍兴）医疗科技有限公司"]
["003708119787208","00370811","C14020200000000226410000220","浙绍械备20240098","定位膜","400*400*20mm","SWA-F15G20",null,null,"HCS08818","海沃斯（绍兴）医疗科技有限公司","海沃斯（绍兴）医疗科技有限公司"]
["003708119787223","00370811","C14020200000000226410000182","浙绍械备20240098","定位膜","480*560*2.4mm","SWA-F27",null,null,"HCS08818","海沃斯（绍兴）医疗科技有限公司","海沃斯（绍兴）医疗科技有限公司"]
["003708119787238","00370811","C14020200000000226410000228","浙绍械备20240098","定位膜","410*560*2.4mm","SWA-F27F",null,null,"HCS08818","海沃斯（绍兴）医疗科技有限公司","海沃斯（绍兴）医疗科技有限公司"]
["003708119787239","00370811","C14020200000000226410000208","浙绍械备20240098","定位膜","200*200*20mm","SWA-F15D20",null,null,"HCS08818","海沃斯（绍兴）医疗科技有限公司","海沃斯（绍兴）医疗科技有限公司"]
["003708119787242","00370811","C14020200000000226410000196","浙绍械备20240098","定位膜","465*600*2.4mm","SWA-F33A",null,null,"HCS08818","海沃斯（绍兴）医疗科技有限公司","海沃斯（绍兴）医疗科技有限公司"]
["003708119787243","00370811","C14020200000000226410000240","浙绍械备20240098","定位膜","300*300*3mm","SWA-F15E3",null,null,"HCS08818","海沃斯（绍兴）医疗科技有限公司","海沃斯（绍兴）医疗科技有限公司"]
["003708119787244","00370811","C14020200000000226410000232","浙绍械备20240098","定位膜","480*560*3.2mm","SWA-F27H",null,null,"HCS08818","海沃斯（绍兴）医疗科技有限公司","海沃斯（绍兴）医疗科技有限公司"]
["003708119787222","00370811","C14020200000000226410000195","浙绍械备20240098","定位膜","600*300*10mm","SWA-F15H10",null,null,"HCS08818","海沃斯（绍兴）医疗科技有限公司","海沃斯（绍兴）医疗科技有限公司"]
["003708119787224","00370811","C14020200000000226410000213","浙绍械备20240098","定位膜","200*200*10mm","SWA-F15D10",null,null,"HCS08818","海沃斯（绍兴）医疗科技有限公司","海沃斯（绍兴）医疗科技有限公司"]
["003708119787225","00370811","C14020200000000226410000246","浙绍械备20240098","定位膜","200*200*15mm","SWA-F15D15",null,null,"HCS08818","海沃斯（绍兴）医疗科技有限公司","海沃斯（绍兴）医疗科技有限公司"]
["003708119787226","00370811","C14020200000000226410000241","浙绍械备20240098","定位膜","440*560*2.4mm","SWA-F27E",null,null,"HCS08818","海沃斯（绍兴）医疗科技有限公司","海沃斯（绍兴）医疗科技有限公司"]
["003708119787227","00370811","C14020200000000226410000199","浙绍械备20240098","定位膜","472*515*2.4mm","SWA-F24F",null,null,"HCS08818","海沃斯（绍兴）医疗科技有限公司","海沃斯（绍兴）医疗科技有限公司"]
["003708119787228","00370811","C14020200000000226410000227","浙绍械备20240098","定位膜","100*100*8mm","SWA-F15C8",null,null,"HCS08818","海沃斯（绍兴）医疗科技有限公司","海沃斯（绍兴）医疗科技有限公司"]
["003708119787229","00370811","C14020200000000226410000256","浙绍械备20240098","定位膜","450*560*3.2mm","SWA-F24BH",null,null,"HCS08818","海沃斯（绍兴）医疗科技有限公司","海沃斯（绍兴）医疗科技有限公司"]
["003708119787240","00370811","C14020200000000226410000198","浙绍械备20240098","定位膜","300*300*5mm","SWA-F15E5",null,null,"HCS08818","海沃斯（绍兴）医疗科技有限公司","海沃斯（绍兴）医疗科技有限公司"]
["003697169795156","00369716","C01021100400002226850000015","苏械注准20242061175","一次性胰胆成像导管","LCHE-0912S","LCHE-0912S",null,null,"HCS08764","朗信医疗科技（无锡）有限公司","朗信医疗科技（无锡）有限公司"]
["003697169801594","00369716","C01021100400002226850000009","苏械注准20242061175","一次性胰胆成像导管","LCHE-0912SN","LCHE-0912SN",null,null,"HCS08764","朗信医疗科技（无锡）有限公司","朗信医疗科技（无锡）有限公司"]
["003697169801595","00369716","C01021100400002226850000008","苏械注准20242061175","一次性胰胆成像导管","LCHE-1120XN","LCHE-1120XN",null,null,"HCS08764","朗信医疗科技（无锡）有限公司","朗信医疗科技（无锡）有限公司"]
["003697169801596","00369716","C01021100400002226850000007","苏械注准20242061175","一次性胰胆成像导管","LCHE-0912XN","LCHE-0912XN",null,null,"HCS08764","朗信医疗科技（无锡）有限公司","朗信医疗科技（无锡）有限公司"]
["003697169801597","00369716","C01021100400002226850000011","苏械注准20242061175","一次性胰胆成像导管","LCHE-1120L","LCHE-1120L",null,null,"HCS08764","朗信医疗科技（无锡）有限公司","朗信医疗科技（无锡）有限公司"]
["003697169801598","00369716","C01021100400002226850000010","苏械注准20242061175","一次性胰胆成像导管","LCHE-1120SN","LCHE-1120SN",null,null,"HCS08764","朗信医疗科技（无锡）有限公司","朗信医疗科技（无锡）有限公司"]
["003697169801599","00369716","C01021100400002226850000013","苏械注准20242061175","一次性胰胆成像导管","LCHE-0912X","LCHE-0912X",null,null,"HCS08764","朗信医疗科技（无锡）有限公司","朗信医疗科技（无锡）有限公司"]
["003697169801600","00369716","C01021100400002226850000012","苏械注准20242061175","一次性胰胆成像导管","LCHE-0912L","LCHE-0912L",null,null,"HCS08764","朗信医疗科技（无锡）有限公司","朗信医疗科技（无锡）有限公司"]
["003837939788848","00383793","C14070318300000227690000004","皖械注准20242070082","一次性使用无创脑电传感器","BR-ND6AT","BR-ND6AT",null,null,"HCS08765","合肥金脑人科技发展有限责任公司","合肥金脑人科技发展有限责任公司"]
["003809699792699","00380969","C13040125300003162900000088","吉械注准20232090414","远红外颈肩腰腿痛贴","90mm×120mm(远红外颈肩腰腿痛贴)","90mm×120mm(远红外颈肩腰腿痛贴)",null,null,"HCS08830","吉林省苗捌奇生物科技有限公司","吉林省苗捌奇生物科技有限公司"]
["003887559811806","00388755","C14020200000000158850000344","浙械注准20242141596","一次性使用无菌手术包","YK-YKZY-VII-01/YK31","YK-YKZY-VII-01/YK31",null,null,"HCS07355","绍兴守仁医疗健康科技有限公司","绍兴守仁医疗健康科技有限公司"]
["003887559811807","00388755","C14020200000000158850000340","浙械注准20242141596","一次性使用无菌手术包","GK-XZZYB-I-01/XZ03","GK-XZZYB-I-01/XZ03",null,null,"HCS07355","绍兴守仁医疗健康科技有限公司","绍兴守仁医疗健康科技有限公司"]
["003887559811808","00388755","C14020200000000158850000382","浙械注准20242141596","一次性使用无菌手术包","PWK-XFZYB-I-01/XF02","PWK-XFZYB-I-01/XF02",null,null,"HCS07355","绍兴守仁医疗健康科技有限公司","绍兴守仁医疗健康科技有限公司"]
["003887559811809","00388755","C14020200000000158850000185","浙械注准20242141596","一次性使用无菌手术包","MNWK-MNWKZYB-I-01/MN03","MNWK-MNWKZYB-I-01/MN03",null,null,"HCS07355","绍兴守仁医疗健康科技有限公司","绍兴守仁医疗健康科技有限公司"]
["003887559811810","00388755","C14020200000000158850000348","浙械注准20242141596","一次性使用无菌手术包","CK-CB-I-01/CB02","CK-CB-I-01/CB02",null,null,"HCS07355","绍兴守仁医疗健康科技有限公司","绍兴守仁医疗健康科技有限公司"]
["003887559811811","00388755","C14020200000000158850000269","浙械注准20242141596","一次性使用无菌手术包","YK-YKZY-II-01/YK10","YK-YKZY-II-01/YK10",null,null,"HCS07355","绍兴守仁医疗健康科技有限公司","绍兴守仁医疗健康科技有限公司"]
["003887559811812","00388755","C14020200000000158850000393","浙械注准20242141596","一次性使用无菌手术包","GK-KGJZH-I-01/KG03","GK-KGJZH-I-01/KG03",null,null,"HCS07355","绍兴守仁医疗健康科技有限公司","绍兴守仁医疗健康科技有限公司"]
["003887559811813","00388755","C14020200000000158850000236","浙械注准20242141596","一次性使用无菌手术包","PWK-WKTYJPB-II-01/WK28","PWK-WKTYJPB-II-01/WK28",null,null,"HCS07355","绍兴守仁医疗健康科技有限公司","绍兴守仁医疗健康科技有限公司"]
["003887559811814","00388755","C14020200000000158850000184","浙械注准20242141596","一次性使用无菌手术包","PWK-WKTYB-II-01/WK09","PWK-WKTYB-II-01/WK09",null,null,"HCS07355","绍兴守仁医疗健康科技有限公司","绍兴守仁医疗健康科技有限公司"]
["003887559810358","00388755","C14020200000000158850000296","浙械注准20242141596","一次性使用无菌手术包","JRK-JRB-I-01/JR04","JRK-JRB-I-01/JR04",null,null,"HCS07355","绍兴守仁医疗健康科技有限公司","绍兴守仁医疗健康科技有限公司"]
["003887559810360","00388755","C14020200000000158850000298","浙械注准20242141596","一次性使用无菌手术包","JRK-JRB-I-01/JR05","JRK-JRB-I-01/JR05",null,null,"HCS07355","绍兴守仁医疗健康科技有限公司","绍兴守仁医疗健康科技有限公司"]
["003887559811656","00388755","C14020200000000158850000138","浙械注准20242141596","一次性使用无菌手术包","眼科专用Ⅵ型","眼科专用Ⅵ型",null,null,"HCS07355","绍兴守仁医疗健康科技有限公司","绍兴守仁医疗健康科技有限公司"]
["003887559811657","00388755","C14020200000000158850000188","浙械注准20242141596","一次性使用无菌手术包","WGK-EBHKZYB-I-01/EB04","WGK-EBHKZYB-I-01/EB04",null,null,"HCS07355","绍兴守仁医疗健康科技有限公司","绍兴守仁医疗健康科技有限公司"]
["003887559811658","00388755","C14020200000000158850000189","浙械注准20242141596","一次性使用无菌手术包","CK-PFCZYB-I-01/PF05","CK-PFCZYB-I-01/PF05",null,null,"HCS07355","绍兴守仁医疗健康科技有限公司","绍兴守仁医疗健康科技有限公司"]
["003887559811659","00388755","C14020200000000158850000234","浙械注准20242141596","一次性使用无菌手术包","YK-YKZY-I-01/YK05","YK-YKZY-I-01/YK05",null,null,"HCS07355","绍兴守仁医疗健康科技有限公司","绍兴守仁医疗健康科技有限公司"]
["003887559811774","00388755","C14020200000000158850000396","浙械注准20242141596","一次性使用无菌手术包","GK-KGJZH-I-01/KG05","GK-KGJZH-I-01/KG05",null,null,"HCS07355","绍兴守仁医疗健康科技有限公司","绍兴守仁医疗健康科技有限公司"]
["003887559811775","00388755","C14020200000000158850000391","浙械注准20242141596","一次性使用无菌手术包","GK-XGJZY-I-01/XG04","GK-XGJZY-I-01/XG04",null,null,"HCS07355","绍兴守仁医疗健康科技有限公司","绍兴守仁医疗健康科技有限公司"]
["003887559811776","00388755","C14020200000000158850000235","浙械注准20242141596","一次性使用无菌手术包","NWK-LNZYB-I-01/LN03","NWK-LNZYB-I-01/LN03",null,null,"HCS07355","绍兴守仁医疗健康科技有限公司","绍兴守仁医疗健康科技有限公司"]
["003887559811777","00388755","C14020200000000158850000304","浙械注准20242141596","一次性使用无菌手术包","GK-JGJJB-I-01/JG02","GK-JGJJB-I-01/JG02",null,null,"HCS07355","绍兴守仁医疗健康科技有限公司","绍兴守仁医疗健康科技有限公司"]
["003887559811778","00388755","C14020200000000158850000314","浙械注准20242141596","一次性使用无菌手术包","PFK-BDFZY-I-01/BD01","PFK-BDFZY-I-01/BD01",null,null,"HCS07355","绍兴守仁医疗健康科技有限公司","绍兴守仁医疗健康科技有限公司"]
["003887559811779","00388755","C14020200000000158850000275","浙械注准20242141596","一次性使用无菌手术包","YK-YKZY-III-01/YK13","YK-YKZY-III-01/YK13",null,null,"HCS07355","绍兴守仁医疗健康科技有限公司","绍兴守仁医疗健康科技有限公司"]
["003887559811780","00388755","C14020200000000158850000225","浙械注准20242141596","一次性使用无菌手术包","YK-YKZY-III-01/YK14","YK-YKZY-III-01/YK14",null,null,"HCS07355","绍兴守仁医疗健康科技有限公司","绍兴守仁医疗健康科技有限公司"]
["003887559811781","00388755","C14020200000000158850000390","浙械注准20242141596","一次性使用无菌手术包","GK-XGJJ-II-01/XG13","GK-XGJJ-II-01/XG13",null,null,"HCS07355","绍兴守仁医疗健康科技有限公司","绍兴守仁医疗健康科技有限公司"]
["003887559811782","00388755","C14020200000000158850000363","浙械注准20242141596","一次性使用无菌手术包","PWK-JZX-I-01/JZ02","PWK-JZX-I-01/JZ02",null,null,"HCS07355","绍兴守仁医疗健康科技有限公司","绍兴守仁医疗健康科技有限公司"]
["003887559811783","00388755","C14020200000000158850000210","浙械注准20242141596","一次性使用无菌手术包","GK-JGJZH-I-01/JG08","GK-JGJZH-I-01/JG08",null,null,"HCS07355","绍兴守仁医疗健康科技有限公司","绍兴守仁医疗健康科技有限公司"]
["003887559811801","00388755","C14020200000000158850000139","浙械注准20242141596","一次性使用无菌手术包","眼科专用Ⅶ型","眼科专用Ⅶ型",null,null,"HCS07355","绍兴守仁医疗健康科技有限公司","绍兴守仁医疗健康科技有限公司"]
["003887559811802","00388755","C14020200000000158850000137","浙械注准20242141596","一次性使用无菌手术包","眼科专用Ⅴ型","眼科专用Ⅴ型",null,null,"HCS07355","绍兴守仁医疗健康科技有限公司","绍兴守仁医疗健康科技有限公司"]
["003887559811803","00388755","C14020200000000158850000178","浙械注准20242141596","一次性使用无菌手术包","PWK-JZX-I-01/JZ05","PWK-JZX-I-01/JZ05",null,null,"HCS07355","绍兴守仁医疗健康科技有限公司","绍兴守仁医疗健康科技有限公司"]
["003887559811804","00388755","C14020200000000158850000346","浙械注准20242141596","一次性使用无菌手术包","CK-CB-I-01/CB01","CK-CB-I-01/CB01",null,null,"HCS07355","绍兴守仁医疗健康科技有限公司","绍兴守仁医疗健康科技有限公司"]
["003887559811805","00388755","C14020200000000158850000331","浙械注准20242141596","一次性使用无菌手术包","GK-SZZYB-I-01/SZ01","GK-SZZYB-I-01/SZ01",null,null,"HCS07355","绍兴守仁医疗健康科技有限公司","绍兴守仁医疗健康科技有限公司"]
["003887559811644","00388755","C14020200000000158850000215","浙械注准20242141596","一次性使用无菌手术包","WGK-EBHKZYB-I-01/EB03","WGK-EBHKZYB-I-01/EB03",null,null,"HCS07355","绍兴守仁医疗健康科技有限公司","绍兴守仁医疗健康科技有限公司"]
["003887559811645","00388755","C14020200000000158850000290","浙械注准20242141596","一次性使用无菌手术包","MNWK-MNWKZYB-I-01/MN05","MNWK-MNWKZYB-I-01/MN05",null,null,"HCS07355","绍兴守仁医疗健康科技有限公司","绍兴守仁医疗健康科技有限公司"]
["003887559811646","00388755","C14020200000000158850000191","浙械注准20242141596","一次性使用无菌手术包","PWK-WKTYB-III-01/WK15","PWK-WKTYB-III-01/WK15",null,null,"HCS07355","绍兴守仁医疗健康科技有限公司","绍兴守仁医疗健康科技有限公司"]
["003887559811647","00388755","C14020200000000158850000233","浙械注准20242141596","一次性使用无菌手术包","YK-YKZY-I-01/YK03","YK-YKZY-I-01/YK03",null,null,"HCS07355","绍兴守仁医疗健康科技有限公司","绍兴守仁医疗健康科技有限公司"]
["003887559811650","00388755","C14020200000000158850000259","浙械注准20242141596","一次性使用无菌手术包","YK-YKZY-VI-01/YK30","YK-YKZY-VI-01/YK30",null,null,"HCS07355","绍兴守仁医疗健康科技有限公司","绍兴守仁医疗健康科技有限公司"]
["003887559811651","00388755","C14020200000000158850000264","浙械注准20242141596","一次性使用无菌手术包","GK-KGJJ-I-01/KG19","GK-KGJJ-I-01/KG19",null,null,"HCS07355","绍兴守仁医疗健康科技有限公司","绍兴守仁医疗健康科技有限公司"]
["003887559811652","00388755","C14020200000000158850000228","浙械注准20242141596","一次性使用无菌手术包","YK-YKZY-V-01/YK24","YK-YKZY-V-01/YK24",null,null,"HCS07355","绍兴守仁医疗健康科技有限公司","绍兴守仁医疗健康科技有限公司"]
["003887559811717","00388755","C14020200000000158850000175","浙械注准20242141596","一次性使用无菌手术包","GK-JGJJB-I-01/JG01","GK-JGJJB-I-01/JG01",null,null,"HCS07355","绍兴守仁医疗健康科技有限公司","绍兴守仁医疗健康科技有限公司"]
["003887559811718","00388755","C14020200000000158850000216","浙械注准20242141596","一次性使用无菌手术包","CK-PFCZYB-I-01/PF04","CK-PFCZYB-I-01/PF04",null,null,"HCS07355","绍兴守仁医疗健康科技有限公司","绍兴守仁医疗健康科技有限公司"]
["003887559811719","00388755","C14020200000000158850000253","浙械注准20242141596","一次性使用无菌手术包","GK-SXZZYB-I-01/SX03","GK-SXZZYB-I-01/SX03",null,null,"HCS07355","绍兴守仁医疗健康科技有限公司","绍兴守仁医疗健康科技有限公司"]
["003887559811720","00388755","C14020200000000158850000281","浙械注准20242141596","一次性使用无菌手术包","CK-CB-I-01/CB04","CK-CB-I-01/CB04",null,null,"HCS07355","绍兴守仁医疗健康科技有限公司","绍兴守仁医疗健康科技有限公司"]
["003887559811721","00388755","C14020200000000158850000193","浙械注准20242141596","一次性使用无菌手术包","YK-YKZY-V-01/YK25","YK-YKZY-V-01/YK25",null,null,"HCS07355","绍兴守仁医疗健康科技有限公司","绍兴守仁医疗健康科技有限公司"]
["003887559811722","00388755","C14020200000000158850000250","浙械注准20242141596","一次性使用无菌手术包","YK-YKZY-VII-01/YK34","YK-YKZY-VII-01/YK34",null,null,"HCS07355","绍兴守仁医疗健康科技有限公司","绍兴守仁医疗健康科技有限公司"]
["003887559811723","00388755","C14020200000000158850000392","浙械注准20242141596","一次性使用无菌手术包","GK-XGJZY-I-01/XG05","GK-XGJZY-I-01/XG05",null,null,"HCS07355","绍兴守仁医疗健康科技有限公司","绍兴守仁医疗健康科技有限公司"]
["003887559811725","00388755","C14020200000000158850000214","浙械注准20242141596","一次性使用无菌手术包","KQK-KQZYB-I-01/KQ05","KQK-KQZYB-I-01/KQ05",null,null,"HCS07355","绍兴守仁医疗健康科技有限公司","绍兴守仁医疗健康科技有限公司"]
["003887559811726","00388755","C14020200000000158850000197","浙械注准20242141596","一次性使用无菌手术包","PWK-XFZYB-I-01/XF04","PWK-XFZYB-I-01/XF04",null,null,"HCS07355","绍兴守仁医疗健康科技有限公司","绍兴守仁医疗健康科技有限公司"]
["003887559811727","00388755","C14020200000000158850000356","浙械注准20242141596","一次性使用无菌手术包","GK-XGJJ-I-01/XG06","GK-XGJJ-I-01/XG06",null,null,"HCS07355","绍兴守仁医疗健康科技有限公司","绍兴守仁医疗健康科技有限公司"]
["003887559811728","00388755","C14020200000000158850000374","浙械注准20242141596","一次性使用无菌手术包","GK-JGJZH-I-01/JG06","GK-JGJZH-I-01/JG06",null,null,"HCS07355","绍兴守仁医疗健康科技有限公司","绍兴守仁医疗健康科技有限公司"]
["003887559811729","00388755","C14020200000000158850000355","浙械注准20242141596","一次性使用无菌手术包","YK-YKZY-V-01/YK21","YK-YKZY-V-01/YK21",null,null,"HCS07355","绍兴守仁医疗健康科技有限公司","绍兴守仁医疗健康科技有限公司"]
["003887559811730","00388755","C14020200000000158850000377","浙械注准20242141596","一次性使用无菌手术包","YK-YKZY-VI-01/YK26","YK-YKZY-VI-01/YK26",null,null,"HCS07355","绍兴守仁医疗健康科技有限公司","绍兴守仁医疗健康科技有限公司"]
["003887559811731","00388755","C14020200000000158850000263","浙械注准20242141596","一次性使用无菌手术包","PWK-WKJPB-I-01/WK20","PWK-WKJPB-I-01/WK20",null,null,"HCS07355","绍兴守仁医疗健康科技有限公司","绍兴守仁医疗健康科技有限公司"]
["003887559811732","00388755","C14020200000000158850000367","浙械注准20242141596","一次性使用无菌手术包","GK-XGJJ-I-01/XG07","GK-XGJJ-I-01/XG07",null,null,"HCS07355","绍兴守仁医疗健康科技有限公司","绍兴守仁医疗健康科技有限公司"]
["003887559811786","00388755","C14020200000000158850000242","浙械注准20242141596","一次性使用无菌手术包","MNWK-MNWK-I-01/MN09","MNWK-MNWK-I-01/MN09",null,null,"HCS07355","绍兴守仁医疗健康科技有限公司","绍兴守仁医疗健康科技有限公司"]
["003887559811787","00388755","C14020200000000158850000335","浙械注准20242141596","一次性使用无菌手术包","GK-KGJJ-I-01/KG17","GK-KGJJ-I-01/KG17",null,null,"HCS07355","绍兴守仁医疗健康科技有限公司","绍兴守仁医疗健康科技有限公司"]
["003887559811788","00388755","C14020200000000158850000386","浙械注准20242141596","一次性使用无菌手术包","GK-XGJJ-II-01/XG14","GK-XGJJ-II-01/XG14",null,null,"HCS07355","绍兴守仁医疗健康科技有限公司","绍兴守仁医疗健康科技有限公司"]
["003887559811789","00388755","C14020200000000158850000369","浙械注准20242141596","一次性使用无菌手术包","CK-FKZYB-I-01/FK02","CK-FKZYB-I-01/FK02",null,null,"HCS07355","绍兴守仁医疗健康科技有限公司","绍兴守仁医疗健康科技有限公司"]
["003887559811790","00388755","C14020200000000158850000270","浙械注准20242141596","一次性使用无菌手术包","GK-XZZYB-I-01/XZ06","GK-XZZYB-I-01/XZ06",null,null,"HCS07355","绍兴守仁医疗健康科技有限公司","绍兴守仁医疗健康科技有限公司"]
["003887559811791","00388755","C14020200000000158850000283","浙械注准20242141596","一次性使用无菌手术包","YK-YKZY-III-01/YK15","YK-YKZY-III-01/YK15",null,null,"HCS07355","绍兴守仁医疗健康科技有限公司","绍兴守仁医疗健康科技有限公司"]
["003887559810355","00388755","C14020200000000158850000174","浙械注准20242141596","一次性使用无菌手术包","JRK-JRB-I-01/JR01","JRK-JRB-I-01/JR01",null,null,"HCS07355","绍兴守仁医疗健康科技有限公司","绍兴守仁医疗健康科技有限公司"]
["003887559810356","00388755","C14020200000000158850000294","浙械注准20242141596","一次性使用无菌手术包","JRK-JRB-I-01/JR02","JRK-JRB-I-01/JR02",null,null,"HCS07355","绍兴守仁医疗健康科技有限公司","绍兴守仁医疗健康科技有限公司"]
["003887559811792","00388755","C14020200000000158850000326","浙械注准20242141596","一次性使用无菌手术包","YK-YKZY-VI-01/YK27","YK-YKZY-VI-01/YK27",null,null,"HCS07355","绍兴守仁医疗健康科技有限公司","绍兴守仁医疗健康科技有限公司"]
["003887559811793","00388755","C14020200000000158850000306","浙械注准20242141596","一次性使用无菌手术包","GK-JGJJB-I-01/JG05","GK-JGJJB-I-01/JG05",null,null,"HCS07355","绍兴守仁医疗健康科技有限公司","绍兴守仁医疗健康科技有限公司"]
["003887559811794","00388755","C14020200000000158850000365","浙械注准20242141596","一次性使用无菌手术包","PWK-WKTYJPB-II-01/WK26","PWK-WKTYJPB-II-01/WK26",null,null,"HCS07355","绍兴守仁医疗健康科技有限公司","绍兴守仁医疗健康科技有限公司"]
["003887559811795","00388755","C14020200000000158850000252","浙械注准20242141596","一次性使用无菌手术包","KQK-ZZYZYB-I-01/ZZ03","KQK-ZZYZYB-I-01/ZZ03",null,null,"HCS07355","绍兴守仁医疗健康科技有限公司","绍兴守仁医疗健康科技有限公司"]
["003887559811796","00388755","C14020200000000158850000237","浙械注准20242141596","一次性使用无菌手术包","CK-CB-I-01/CB03","CK-CB-I-01/CB03",null,null,"HCS07355","绍兴守仁医疗健康科技有限公司","绍兴守仁医疗健康科技有限公司"]
["003887559811628","00388755","C14020200000000158850000278","浙械注准20242141596","一次性使用无菌手术包","GK-SXZZYB-I-01/SX05","GK-SXZZYB-I-01/SX05",null,null,"HCS07355","绍兴守仁医疗健康科技有限公司","绍兴守仁医疗健康科技有限公司"]
["003887559811629","00388755","C14020200000000158850000372","浙械注准20242141596","一次性使用无菌手术包","GK-KGJZH-I-01/KG06","GK-KGJZH-I-01/KG06",null,null,"HCS07355","绍兴守仁医疗健康科技有限公司","绍兴守仁医疗健康科技有限公司"]
["003887559811630","00388755","C14020200000000158850000353","浙械注准20242141596","一次性使用无菌手术包","PWK-WKTYJPB-I-01/WK21","PWK-WKTYJPB-I-01/WK21",null,null,"HCS07355","绍兴守仁医疗健康科技有限公司","绍兴守仁医疗健康科技有限公司"]
["003887559811631","00388755","C14020200000000158850000205","浙械注准20242141596","一次性使用无菌手术包","GK-SZZYB-I-01/SZ03","GK-SZZYB-I-01/SZ03",null,null,"HCS07355","绍兴守仁医疗健康科技有限公司","绍兴守仁医疗健康科技有限公司"]
["003887559811632","00388755","C14020200000000158850000394","浙械注准20242141596","一次性使用无菌手术包","GK-KGJZH-I-01/KG02","GK-KGJZH-I-01/KG02",null,null,"HCS07355","绍兴守仁医疗健康科技有限公司","绍兴守仁医疗健康科技有限公司"]
["003887559811633","00388755","C14020200000000158850000261","浙械注准20242141596","一次性使用无菌手术包","PWK-JZX-I-01/JZ04","PWK-JZX-I-01/JZ04",null,null,"HCS07355","绍兴守仁医疗健康科技有限公司","绍兴守仁医疗健康科技有限公司"]
["003887559811634","00388755","C14020200000000158850000219","浙械注准20242141596","一次性使用无菌手术包","GK-XGJJ-I-01/XG08","GK-XGJJ-I-01/XG08",null,null,"HCS07355","绍兴守仁医疗健康科技有限公司","绍兴守仁医疗健康科技有限公司"]
["003887559811635","00388755","C14020200000000158850000352","浙械注准20242141596","一次性使用无菌手术包","PWK-WKTYJPB-I-01/WK22","PWK-WKTYJPB-I-01/WK22",null,null,"HCS07355","绍兴守仁医疗健康科技有限公司","绍兴守仁医疗健康科技有限公司"]
["003887559811636","00388755","C14020200000000158850000361","浙械注准20242141596","一次性使用无菌手术包","CK-PFCZYB-I-01/PF01","CK-PFCZYB-I-01/PF01",null,null,"HCS07355","绍兴守仁医疗健康科技有限公司","绍兴守仁医疗健康科技有限公司"]
["003887559811834","00388755","C14020200000000158850000383","浙械注准20242141596","一次性使用无菌手术包","YK-YKZY-IX-01/YK42","YK-YKZY-IX-01/YK42",null,null,"HCS07355","绍兴守仁医疗健康科技有限公司","绍兴守仁医疗健康科技有限公司"]
["003887559811835","00388755","C14020200000000158850000176","浙械注准20242141596","一次性使用无菌手术包","GK-XGJZY-I-01/XG01","GK-XGJZY-I-01/XG01",null,null,"HCS07355","绍兴守仁医疗健康科技有限公司","绍兴守仁医疗健康科技有限公司"]
["003887559811836","00388755","C14020200000000158850000271","浙械注准20242141596","一次性使用无菌手术包","CK-SCZYB-I-01/SC03","CK-SCZYB-I-01/SC03",null,null,"HCS07355","绍兴守仁医疗健康科技有限公司","绍兴守仁医疗健康科技有限公司"]
["003887559811837","00388755","C14020200000000158850000358","浙械注准20242141596","一次性使用无菌手术包","NWK-LNZYB-I-01/LN01","NWK-LNZYB-I-01/LN01",null,null,"HCS07355","绍兴守仁医疗健康科技有限公司","绍兴守仁医疗健康科技有限公司"]
["003887559811838","00388755","C14020200000000158850000315","浙械注准20242141596","一次性使用无菌手术包","CK-PFCZYB-I-01/PF02","CK-PFCZYB-I-01/PF02",null,null,"HCS07355","绍兴守仁医疗健康科技有限公司","绍兴守仁医疗健康科技有限公司"]
["003887559811839","00388755","C14020200000000158850000254","浙械注准20242141596","一次性使用无菌手术包","MNWK-JPSJB-I-01/SJ04","MNWK-JPSJB-I-01/SJ04",null,null,"HCS07355","绍兴守仁医疗健康科技有限公司","绍兴守仁医疗健康科技有限公司"]
["003887559811840","00388755","C14020200000000158850000179","浙械注准20242141596","一次性使用无菌手术包","PFK-BDFZY-I-01/BD05","PFK-BDFZY-I-01/BD05",null,null,"HCS07355","绍兴守仁医疗健康科技有限公司","绍兴守仁医疗健康科技有限公司"]
["003887559811841","00388755","C14020200000000158850000336","浙械注准20242141596","一次性使用无菌手术包","MNWK-MNWKZYB-I-01/MN01","MNWK-MNWKZYB-I-01/MN01",null,null,"HCS07355","绍兴守仁医疗健康科技有限公司","绍兴守仁医疗健康科技有限公司"]
["003887559811842","00388755","C14020200000000158850000227","浙械注准20242141596","一次性使用无菌手术包","PWK-WKTYB-III-01/WK14","PWK-WKTYB-III-01/WK14",null,null,"HCS07355","绍兴守仁医疗健康科技有限公司","绍兴守仁医疗健康科技有限公司"]
["003887559811843","00388755","C14020200000000158850000229","浙械注准20242141596","一次性使用无菌手术包","GK-XGJJ-I-01/XG10","GK-XGJJ-I-01/XG10",null,null,"HCS07355","绍兴守仁医疗健康科技有限公司","绍兴守仁医疗健康科技有限公司"]
["003887559811844","00388755","C14020200000000158850000218","浙械注准20242141596","一次性使用无菌手术包","YK-NRB-I-01/NR05","YK-NRB-I-01/NR05",null,null,"HCS07355","绍兴守仁医疗健康科技有限公司","绍兴守仁医疗健康科技有限公司"]
["003887559811845","00388755","C14020200000000158850000232","浙械注准20242141596","一次性使用无菌手术包","YK-YKZY-VII-01/YK33","YK-YKZY-VII-01/YK33",null,null,"HCS07355","绍兴守仁医疗健康科技有限公司","绍兴守仁医疗健康科技有限公司"]
["003887559811846","00388755","C14020200000000158850000364","浙械注准20242141596","一次性使用无菌手术包","CK-SCZYB-I-01/SC02","CK-SCZYB-I-01/SC02",null,null,"HCS07355","绍兴守仁医疗健康科技有限公司","绍兴守仁医疗健康科技有限公司"]
["003887559811847","00388755","C14020200000000158850000192","浙械注准20242141596","一次性使用无菌手术包","YK-YKZY-IX-01/YK43","YK-YKZY-IX-01/YK43",null,null,"HCS07355","绍兴守仁医疗健康科技有限公司","绍兴守仁医疗健康科技有限公司"]
["003887559811848","00388755","C14020200000000158850000323","浙械注准20242141596","一次性使用无菌手术包","PWK-WKTYB-III-01/WK11","PWK-WKTYB-III-01/WK11",null,null,"HCS07355","绍兴守仁医疗健康科技有限公司","绍兴守仁医疗健康科技有限公司"]
["003887559811849","00388755","C14020200000000158850000373","浙械注准20242141596","一次性使用无菌手术包","WGK-EBHKZYB-I-01/EB01","WGK-EBHKZYB-I-01/EB01",null,null,"HCS07355","绍兴守仁医疗健康科技有限公司","绍兴守仁医疗健康科技有限公司"]
["003887559811850","00388755","C14020200000000158850000305","浙械注准20242141596","一次性使用无菌手术包","GK-KGJZY-I-01/GK13","GK-KGJZY-I-01/GK13",null,null,"HCS07355","绍兴守仁医疗健康科技有限公司","绍兴守仁医疗健康科技有限公司"]
["003887559811674","00388755","C14020200000000158850000222","浙械注准20242141596","一次性使用无菌手术包","PWK-WKJPB-I-01/WK19","PWK-WKJPB-I-01/WK19",null,null,"HCS07355","绍兴守仁医疗健康科技有限公司","绍兴守仁医疗健康科技有限公司"]
["003887559811675","00388755","C14020200000000158850000203","浙械注准20242141596","一次性使用无菌手术包","PWK-WKTYB-I-01/WK04","PWK-WKTYB-I-01/WK04",null,null,"HCS07355","绍兴守仁医疗健康科技有限公司","绍兴守仁医疗健康科技有限公司"]
["003887559811676","00388755","C14020200000000158850000317","浙械注准20242141596","一次性使用无菌手术包","YK-YKZY-VIII-01/YK36","YK-YKZY-VIII-01/YK36",null,null,"HCS07355","绍兴守仁医疗健康科技有限公司","绍兴守仁医疗健康科技有限公司"]
["003887559811677","00388755","C14020200000000158850000243","浙械注准20242141596","一次性使用无菌手术包","GK-XGJJ-I-01/XG09","GK-XGJJ-I-01/XG09",null,null,"HCS07355","绍兴守仁医疗健康科技有限公司","绍兴守仁医疗健康科技有限公司"]
["003887559811678","00388755","C14020200000000158850000303","浙械注准20242141596","一次性使用无菌手术包","GK-KGJZY-I-01/GK14","GK-KGJZY-I-01/GK14",null,null,"HCS07355","绍兴守仁医疗健康科技有限公司","绍兴守仁医疗健康科技有限公司"]
["003887559811679","00388755","C14020200000000158850000239","浙械注准20242141596","一次性使用无菌手术包","PWK-WKTYJPB-I-01/WK23","PWK-WKTYJPB-I-01/WK23",null,null,"HCS07355","绍兴守仁医疗健康科技有限公司","绍兴守仁医疗健康科技有限公司"]
["003887559811680","00388755","C14020200000000158850000201","浙械注准20242141596","一次性使用无菌手术包","GK-KGJZH-I-01/KG09","GK-KGJZH-I-01/KG09",null,null,"HCS07355","绍兴守仁医疗健康科技有限公司","绍兴守仁医疗健康科技有限公司"]
["003887559811681","00388755","C14020200000000158850000319","浙械注准20242141596","一次性使用无菌手术包","YK-YKZY-II-01/YK06","YK-YKZY-II-01/YK06",null,null,"HCS07355","绍兴守仁医疗健康科技有限公司","绍兴守仁医疗健康科技有限公司"]
["003887559811682","00388755","C14020200000000158850000194","浙械注准20242141596","一次性使用无菌手术包","GK-SZZYB-I-01/SZ05","GK-SZZYB-I-01/SZ05",null,null,"HCS07355","绍兴守仁医疗健康科技有限公司","绍兴守仁医疗健康科技有限公司"]
["003887559811683","00388755","C14020200000000158850000375","浙械注准20242141596","一次性使用无菌手术包","PWK-FQJZYB-I-01/FQ02","PWK-FQJZYB-I-01/FQ02",null,null,"HCS07355","绍兴守仁医疗健康科技有限公司","绍兴守仁医疗健康科技有限公司"]
["003887559811687","00388755","C14020200000000158850000381","浙械注准20242141596","一次性使用无菌手术包","PWK-WKTYB-II-01/WK07","PWK-WKTYB-II-01/WK07",null,null,"HCS07355","绍兴守仁医疗健康科技有限公司","绍兴守仁医疗健康科技有限公司"]
["003887559811688","00388755","C14020200000000158850000200","浙械注准20242141596","一次性使用无菌手术包","KQK-KQZYB-I-01/KQ03","KQK-KQZYB-I-01/KQ03",null,null,"HCS07355","绍兴守仁医疗健康科技有限公司","绍兴守仁医疗健康科技有限公司"]
["003887559811689","00388755","C14020200000000158850000287","浙械注准20242141596","一次性使用无菌手术包","PWK-WKTYJPB-I-01/WK24","PWK-WKTYJPB-I-01/WK24",null,null,"HCS07355","绍兴守仁医疗健康科技有限公司","绍兴守仁医疗健康科技有限公司"]
["003887559811690","00388755","C14020200000000158850000321","浙械注准20242141596","一次性使用无菌手术包","PWK-WKTYB-I-01/WK01","PWK-WKTYB-I-01/WK01",null,null,"HCS07355","绍兴守仁医疗健康科技有限公司","绍兴守仁医疗健康科技有限公司"]
["003887559811691","00388755","C14020200000000158850000332","浙械注准20242141596","一次性使用无菌手术包","MNWK-JPSJB-I-01/SJ01","MNWK-JPSJB-I-01/SJ01",null,null,"HCS07355","绍兴守仁医疗健康科技有限公司","绍兴守仁医疗健康科技有限公司"]
["003887559811694","00388755","C14020200000000158850000322","浙械注准20242141596","一次性使用无菌手术包","YK-YKZY-V-01/YK22","YK-YKZY-V-01/YK22",null,null,"HCS07355","绍兴守仁医疗健康科技有限公司","绍兴守仁医疗健康科技有限公司"]
["003887559811695","00388755","C14020200000000158850000384","浙械注准20242141596","一次性使用无菌手术包","YK-YKZY-II-01/YK07","YK-YKZY-II-01/YK07",null,null,"HCS07355","绍兴守仁医疗健康科技有限公司","绍兴守仁医疗健康科技有限公司"]
["003887559811696","00388755","C14020200000000158850000276","浙械注准20242141596","一次性使用无菌手术包","CK-PFCZYB-I-01/PF03","CK-PFCZYB-I-01/PF03",null,null,"HCS07355","绍兴守仁医疗健康科技有限公司","绍兴守仁医疗健康科技有限公司"]
["003887559811692","00388755","C14020200000000158850000258","浙械注准20242141596","一次性使用无菌手术包","GK-KGJZH-I-01/KG10","GK-KGJZH-I-01/KG10",null,null,"HCS07355","绍兴守仁医疗健康科技有限公司","绍兴守仁医疗健康科技有限公司"]
["003887559811693","00388755","C14020200000000158850000311","浙械注准20242141596","一次性使用无菌手术包","MNWK-MNWK-I-01/MN07","MNWK-MNWK-I-01/MN07",null,null,"HCS07355","绍兴守仁医疗健康科技有限公司","绍兴守仁医疗健康科技有限公司"]
["003887559810364","00388755","C14020200000000158850000308","浙械注准20242141596","一次性使用无菌手术包","JRK-JRZYB-I-01/JR09","JRK-JRZYB-I-01/JR09",null,null,"HCS07355","绍兴守仁医疗健康科技有限公司","绍兴守仁医疗健康科技有限公司"]
["003887559810363","00388755","C14020200000000158850000307","浙械注准20242141596","一次性使用无菌手术包","JRK-JRB-I-01/JR03","JRK-JRB-I-01/JR03",null,null,"HCS07355","绍兴守仁医疗健康科技有限公司","绍兴守仁医疗健康科技有限公司"]
["003887559810352","00388755","C14020200000000158850000172","浙械注准20242141596","一次性使用无菌手术包","JRK-JRZYB-I-01/JR06","JRK-JRZYB-I-01/JR06",null,null,"HCS07355","绍兴守仁医疗健康科技有限公司","绍兴守仁医疗健康科技有限公司"]
["003887559810361","00388755","C14020200000000158850000299","浙械注准20242141596","一次性使用无菌手术包","JRK-JRZYB-I-01/JR10","JRK-JRZYB-I-01/JR10",null,null,"HCS07355","绍兴守仁医疗健康科技有限公司","绍兴守仁医疗健康科技有限公司"]
["003887559810362","00388755","C14020200000000158850000301","浙械注准20242141596","一次性使用无菌手术包","JRK-JRZYB-I-01/JR07","JRK-JRZYB-I-01/JR07",null,null,"HCS07355","绍兴守仁医疗健康科技有限公司","绍兴守仁医疗健康科技有限公司"]
["003887559811882","00388755","C14020200000000158850000173","浙械注准20242141596","一次性使用无菌手术包","GK-KGJZY-I-01/GK11","GK-KGJZY-I-01/GK11",null,null,"HCS07355","绍兴守仁医疗健康科技有限公司","绍兴守仁医疗健康科技有限公司"]
["003887559811883","00388755","C14020200000000158850000316","浙械注准20242141596","一次性使用无菌手术包","PWK-WKTYB-I-01/WK02","PWK-WKTYB-I-01/WK02",null,null,"HCS07355","绍兴守仁医疗健康科技有限公司","绍兴守仁医疗健康科技有限公司"]
["003887559811884","00388755","C14020200000000158850000288","浙械注准20242141596","一次性使用无菌手术包","KQK-ZZYZYB-I-01/ZZ04","KQK-ZZYZYB-I-01/ZZ04",null,null,"HCS07355","绍兴守仁医疗健康科技有限公司","绍兴守仁医疗健康科技有限公司"]
["003887559811885","00388755","C14020200000000158850000387","浙械注准20242141596","一次性使用无菌手术包","GK-XGJJ-II-01/XG12","GK-XGJJ-II-01/XG12",null,null,"HCS07355","绍兴守仁医疗健康科技有限公司","绍兴守仁医疗健康科技有限公司"]
["003887559811886","00388755","C14020200000000158850000240","浙械注准20242141596","一次性使用无菌手术包","YK-YKZY-VII-01/YK35","YK-YKZY-VII-01/YK35",null,null,"HCS07355","绍兴守仁医疗健康科技有限公司","绍兴守仁医疗健康科技有限公司"]
["003887559811887","00388755","C14020200000000158850000376","浙械注准20242141596","一次性使用无菌手术包","YK-YKZY-IV-01/YK17","YK-YKZY-IV-01/YK17",null,null,"HCS07355","绍兴守仁医疗健康科技有限公司","绍兴守仁医疗健康科技有限公司"]
["003887559811888","00388755","C14020200000000158850000350","浙械注准20242141596","一次性使用无菌手术包","GK-SZZYB-I-01/SZ02","GK-SZZYB-I-01/SZ02",null,null,"HCS07355","绍兴守仁医疗健康科技有限公司","绍兴守仁医疗健康科技有限公司"]
["003887559811889","00388755","C14020200000000158850000354","浙械注准20242141596","一次性使用无菌手术包","YK-YKZY-III-01/YK12","YK-YKZY-III-01/YK12",null,null,"HCS07355","绍兴守仁医疗健康科技有限公司","绍兴守仁医疗健康科技有限公司"]
["003887559811890","00388755","C14020200000000158850000199","浙械注准20242141596","一次性使用无菌手术包","PWK-FQJZYB-I-01/FQ03","PWK-FQJZYB-I-01/FQ03",null,null,"HCS07355","绍兴守仁医疗健康科技有限公司","绍兴守仁医疗健康科技有限公司"]
["003887559811891","00388755","C14020200000000158850000226","浙械注准20242141596","一次性使用无菌手术包","WGK-EBHKZYB-I-01/EB05","WGK-EBHKZYB-I-01/EB05",null,null,"HCS07355","绍兴守仁医疗健康科技有限公司","绍兴守仁医疗健康科技有限公司"]
["003887559811892","00388755","C14020200000000158850000325","浙械注准20242141596","一次性使用无菌手术包","KQK-KQZYB-I-01/KQ01","KQK-KQZYB-I-01/KQ01",null,null,"HCS07355","绍兴守仁医疗健康科技有限公司","绍兴守仁医疗健康科技有限公司"]
["003887559811893","00388755","C14020200000000158850000318","浙械注准20242141596","一次性使用无菌手术包","YK-NRB-I-01/NR01","YK-NRB-I-01/NR01",null,null,"HCS07355","绍兴守仁医疗健康科技有限公司","绍兴守仁医疗健康科技有限公司"]
["003887559811894","00388755","C14020200000000158850000256","浙械注准20242141596","一次性使用无菌手术包","MNWK-MNWK-I-01/MN10","MNWK-MNWK-I-01/MN10",null,null,"HCS07355","绍兴守仁医疗健康科技有限公司","绍兴守仁医疗健康科技有限公司"]
["003887559811895","00388755","C14020200000000158850000341","浙械注准20242141596","一次性使用无菌手术包","PWK-WKTYB-III-01/WK12","PWK-WKTYB-III-01/WK12",null,null,"HCS07355","绍兴守仁医疗健康科技有限公司","绍兴守仁医疗健康科技有限公司"]
["003887559811896","00388755","C14020200000000158850000213","浙械注准20242141596","一次性使用无菌手术包","YK-YKZY-V-01/YK23","YK-YKZY-V-01/YK23",null,null,"HCS07355","绍兴守仁医疗健康科技有限公司","绍兴守仁医疗健康科技有限公司"]
["003887559811897","00388755","C14020200000000158850000195","浙械注准20242141596","一次性使用无菌手术包","PFK-BDFZY-I-01/BD03","PFK-BDFZY-I-01/BD03",null,null,"HCS07355","绍兴守仁医疗健康科技有限公司","绍兴守仁医疗健康科技有限公司"]
["003887559811898","00388755","C14020200000000158850000320","浙械注准20242141596","一次性使用无菌手术包","YK-YKZY-I-01/YK01","YK-YKZY-I-01/YK01",null,null,"HCS07355","绍兴守仁医疗健康科技有限公司","绍兴守仁医疗健康科技有限公司"]
["003887559811899","00388755","C14020200000000158850000208","浙械注准20242141596","一次性使用无菌手术包","PWK-FQJZYB-I-01/FQ05","PWK-FQJZYB-I-01/FQ05",null,null,"HCS07355","绍兴守仁医疗健康科技有限公司","绍兴守仁医疗健康科技有限公司"]
["003887559811900","00388755","C14020200000000158850000362","浙械注准20242141596","一次性使用无菌手术包","YK-YKZY-VII-01/YK32","YK-YKZY-VII-01/YK32",null,null,"HCS07355","绍兴守仁医疗健康科技有限公司","绍兴守仁医疗健康科技有限公司"]
["003887559811901","00388755","C14020200000000158850000268","浙械注准20242141596","一次性使用无菌手术包","PWK-WKTYB-II-01/WK08","PWK-WKTYB-II-01/WK08",null,null,"HCS07355","绍兴守仁医疗健康科技有限公司","绍兴守仁医疗健康科技有限公司"]
["003887559811902","00388755","C14020200000000158850000309","浙械注准20242141596","一次性使用无菌手术包","KQK-ZZYZYB-I-01/ZZ02","KQK-ZZYZYB-I-01/ZZ02",null,null,"HCS07355","绍兴守仁医疗健康科技有限公司","绍兴守仁医疗健康科技有限公司"]
["003887559811903","00388755","C14020200000000158850000337","浙械注准20242141596","一次性使用无菌手术包","MNWK-MNWK-I-01/MN06","MNWK-MNWK-I-01/MN06",null,null,"HCS07355","绍兴守仁医疗健康科技有限公司","绍兴守仁医疗健康科技有限公司"]
["003887559811904","00388755","C14020200000000158850000302","浙械注准20242141596","一次性使用无菌手术包","GK-JGJJB-I-01/JG04","GK-JGJJB-I-01/JG04",null,null,"HCS07355","绍兴守仁医疗健康科技有限公司","绍兴守仁医疗健康科技有限公司"]
["003887559811905","00388755","C14020200000000158850000241","浙械注准20242141596","一次性使用无菌手术包","PFK-BDFZY-I-01/BD04","PFK-BDFZY-I-01/BD04",null,null,"HCS07355","绍兴守仁医疗健康科技有限公司","绍兴守仁医疗健康科技有限公司"]
["003887559811906","00388755","C14020200000000158850000291","浙械注准20242141596","一次性使用无菌手术包","YK-YKZY-VIII-01/YK38","YK-YKZY-VIII-01/YK38",null,null,"HCS07355","绍兴守仁医疗健康科技有限公司","绍兴守仁医疗健康科技有限公司"]
["003887559811907","00388755","C14020200000000158850000183","浙械注准20242141596","一次性使用无菌手术包","PWK-WKTYB-II-01/WK10","PWK-WKTYB-II-01/WK10",null,null,"HCS07355","绍兴守仁医疗健康科技有限公司","绍兴守仁医疗健康科技有限公司"]
["003887559811908","00388755","C14020200000000158850000220","浙械注准20242141596","一次性使用无菌手术包","CK-SCZYB-I-01/SC04","CK-SCZYB-I-01/SC04",null,null,"HCS07355","绍兴守仁医疗健康科技有限公司","绍兴守仁医疗健康科技有限公司"]
["003887559811909","00388755","C14020200000000158850000293","浙械注准20242141596","一次性使用无菌手术包","GK-JGJJB-I-01/JG03","GK-JGJJB-I-01/JG03",null,null,"HCS07355","绍兴守仁医疗健康科技有限公司","绍兴守仁医疗健康科技有限公司"]
["003887559811910","00388755","C14020200000000158850000207","浙械注准20242141596","一次性使用无菌手术包","PWK-JZX-I-01/JZ03","PWK-JZX-I-01/JZ03",null,null,"HCS07355","绍兴守仁医疗健康科技有限公司","绍兴守仁医疗健康科技有限公司"]
["003887559811911","00388755","C14020200000000158850000312","浙械注准20242141596","一次性使用无菌手术包","YK-NRB-I-01/NR02","YK-NRB-I-01/NR02",null,null,"HCS07355","绍兴守仁医疗健康科技有限公司","绍兴守仁医疗健康科技有限公司"]
["003887559810357","00388755","C14020200000000158850000295","浙械注准20242141596","一次性使用无菌手术包","JRK-JRZYB-I-01/JR08","JRK-JRZYB-I-01/JR08",null,null,"HCS07355","绍兴守仁医疗健康科技有限公司","绍兴守仁医疗健康科技有限公司"]
["003887559811700","00388755","C14020200000000158850000177","浙械注准20242141596","一次性使用无菌手术包","GK-XGJJ-II-01/XG11","GK-XGJJ-II-01/XG11",null,null,"HCS07355","绍兴守仁医疗健康科技有限公司","绍兴守仁医疗健康科技有限公司"]
["003887559811701","00388755","C14020200000000158850000351","浙械注准20242141596","一次性使用无菌手术包","NWK-LNZYB-I-01/LN02","NWK-LNZYB-I-01/LN02",null,null,"HCS07355","绍兴守仁医疗健康科技有限公司","绍兴守仁医疗健康科技有限公司"]
["003887559811702","00388755","C14020200000000158850000246","浙械注准20242141596","一次性使用无菌手术包","GK-SZZYB-I-01/SZ04","GK-SZZYB-I-01/SZ04",null,null,"HCS07355","绍兴守仁医疗健康科技有限公司","绍兴守仁医疗健康科技有限公司"]
["003887559811703","00388755","C14020200000000158850000371","浙械注准20242141596","一次性使用无菌手术包","WGK-EBHKZYB-I-01/EB02","WGK-EBHKZYB-I-01/EB02",null,null,"HCS07355","绍兴守仁医疗健康科技有限公司","绍兴守仁医疗健康科技有限公司"]
["003887559811704","00388755","C14020200000000158850000206","浙械注准20242141596","一次性使用无菌手术包","KQK-ZZYZYB-I-01/ZZ05","KQK-ZZYZYB-I-01/ZZ05",null,null,"HCS07355","绍兴守仁医疗健康科技有限公司","绍兴守仁医疗健康科技有限公司"]
["003887559811705","00388755","C14020200000000158850000334","浙械注准20242141596","一次性使用无菌手术包","GK-JGJZH-I-01/JG07","GK-JGJZH-I-01/JG07",null,null,"HCS07355","绍兴守仁医疗健康科技有限公司","绍兴守仁医疗健康科技有限公司"]
["003887559811706","00388755","C14020200000000158850000343","浙械注准20242141596","一次性使用无菌手术包","YK-YKZY-IX-01/YK41","YK-YKZY-IX-01/YK41",null,null,"HCS07355","绍兴守仁医疗健康科技有限公司","绍兴守仁医疗健康科技有限公司"]
["003887559811707","00388755","C14020200000000158850000257","浙械注准20242141596","一次性使用无菌手术包","GK-JGJZH-I-01/JG09","GK-JGJZH-I-01/JG09",null,null,"HCS07355","绍兴守仁医疗健康科技有限公司","绍兴守仁医疗健康科技有限公司"]
["003887559811708","00388755","C14020200000000158850000333","浙械注准20242141596","一次性使用无菌手术包","GK-XZZYB-I-01/XZ02","GK-XZZYB-I-01/XZ02",null,null,"HCS07355","绍兴守仁医疗健康科技有限公司","绍兴守仁医疗健康科技有限公司"]
["003887559811709","00388755","C14020200000000158850000274","浙械注准20242141596","一次性使用无菌手术包","GK-KGJZH-I-01/KG08","GK-KGJZH-I-01/KG08",null,null,"HCS07355","绍兴守仁医疗健康科技有限公司","绍兴守仁医疗健康科技有限公司"]
["003887559811742","00388755","C14020200000000158850000209","浙械注准20242141596","一次性使用无菌手术包","CK-FKZYB-I-01/FK05","CK-FKZYB-I-01/FK05",null,null,"HCS07355","绍兴守仁医疗健康科技有限公司","绍兴守仁医疗健康科技有限公司"]
["003887559811743","00388755","C14020200000000158850000379","浙械注准20242141596","一次性使用无菌手术包","MNWK-MNWKZYB-I-01/MN02","MNWK-MNWKZYB-I-01/MN02",null,null,"HCS07355","绍兴守仁医疗健康科技有限公司","绍兴守仁医疗健康科技有限公司"]
["003887559811744","00388755","C14020200000000158850000357","浙械注准20242141596","一次性使用无菌手术包","YK-YKZY-VIII-01/YK37","YK-YKZY-VIII-01/YK37",null,null,"HCS07355","绍兴守仁医疗健康科技有限公司","绍兴守仁医疗健康科技有限公司"]
["003887559811745","00388755","C14020200000000158850000277","浙械注准20242141596","一次性使用无菌手术包","KQK-KQZYB-I-01/KQ04","KQK-KQZYB-I-01/KQ04",null,null,"HCS07355","绍兴守仁医疗健康科技有限公司","绍兴守仁医疗健康科技有限公司"]
["003887559811746","00388755","C14020200000000158850000238","浙械注准20242141596","一次性使用无菌手术包","CK-CB-I-01/CB05","CK-CB-I-01/CB05",null,null,"HCS07355","绍兴守仁医疗健康科技有限公司","绍兴守仁医疗健康科技有限公司"]
["003887559811747","00388755","C14020200000000158850000327","浙械注准20242141596","一次性使用无菌手术包","PWK-WKJPB-I-01/WK16","PWK-WKJPB-I-01/WK16",null,null,"HCS07355","绍兴守仁医疗健康科技有限公司","绍兴守仁医疗健康科技有限公司"]
["003887559811748","00388755","C14020200000000158850000329","浙械注准20242141596","一次性使用无菌手术包","KQK-ZZYZYB-I-01/ZZ01","KQK-ZZYZYB-I-01/ZZ01",null,null,"HCS07355","绍兴守仁医疗健康科技有限公司","绍兴守仁医疗健康科技有限公司"]
["003887559811749","00388755","C14020200000000158850000262","浙械注准20242141596","一次性使用无菌手术包","CK-SCZYB-I-01/SC05","CK-SCZYB-I-01/SC05",null,null,"HCS07355","绍兴守仁医疗健康科技有限公司","绍兴守仁医疗健康科技有限公司"]
["003887559811750","00388755","C14020200000000158850000181","浙械注准20242141596","一次性使用无菌手术包","GK-KGJJ-I-01/KG20","GK-KGJJ-I-01/KG20",null,null,"HCS07355","绍兴守仁医疗健康科技有限公司","绍兴守仁医疗健康科技有限公司"]
["003887559811751","00388755","C14020200000000158850000245","浙械注准20242141596","一次性使用无菌手术包","PWK-WKTYJPB-II-01/WK29","PWK-WKTYJPB-II-01/WK29",null,null,"HCS07355","绍兴守仁医疗健康科技有限公司","绍兴守仁医疗健康科技有限公司"]
["003887559811752","00388755","C14020200000000158850000217","浙械注准20242141596","一次性使用无菌手术包","GK-XZZYB-I-01/XZ04","GK-XZZYB-I-01/XZ04",null,null,"HCS07355","绍兴守仁医疗健康科技有限公司","绍兴守仁医疗健康科技有限公司"]
["003887559811753","00388755","C14020200000000158850000196","浙械注准20242141596","一次性使用无菌手术包","PWK-WKTYJPB-II-01/WK30","PWK-WKTYJPB-II-01/WK30",null,null,"HCS07355","绍兴守仁医疗健康科技有限公司","绍兴守仁医疗健康科技有限公司"]
["003887559811754","00388755","C14020200000000158850000289","浙械注准20242141596","一次性使用无菌手术包","YK-YKZY-I-01/YK04","YK-YKZY-I-01/YK04",null,null,"HCS07355","绍兴守仁医疗健康科技有限公司","绍兴守仁医疗健康科技有限公司"]
["003887559811755","00388755","C14020200000000158850000204","浙械注准20242141596","一次性使用无菌手术包","YK-YKZY-VIII-01/YK40","YK-YKZY-VIII-01/YK40",null,null,"HCS07355","绍兴守仁医疗健康科技有限公司","绍兴守仁医疗健康科技有限公司"]
["003887559811756","00388755","C14020200000000158850000180","浙械注准20242141596","一次性使用无菌手术包","YK-NRB-I-01/NR04","YK-NRB-I-01/NR04",null,null,"HCS07355","绍兴守仁医疗健康科技有限公司","绍兴守仁医疗健康科技有限公司"]
["003887559811757","00388755","C14020200000000158850000330","浙械注准20242141596","一次性使用无菌手术包","YK-YKZY-IV-01/YK16","YK-YKZY-IV-01/YK16",null,null,"HCS07355","绍兴守仁医疗健康科技有限公司","绍兴守仁医疗健康科技有限公司"]
["003887559811758","00388755","C14020200000000158850000297","浙械注准20242141596","一次性使用无菌手术包","GK-KGJZY-I-01/GK15","GK-KGJZY-I-01/GK15",null,null,"HCS07355","绍兴守仁医疗健康科技有限公司","绍兴守仁医疗健康科技有限公司"]
["003887559811759","00388755","C14020200000000158850000324","浙械注准20242141596","一次性使用无菌手术包","GK-SXZZYB-I-01/SX02","GK-SXZZYB-I-01/SX02",null,null,"HCS07355","绍兴守仁医疗健康科技有限公司","绍兴守仁医疗健康科技有限公司"]
["003887559811760","00388755","C14020200000000158850000385","浙械注准20242141596","一次性使用无菌手术包","GK-XGJJ-II-01/XG15","GK-XGJJ-II-01/XG15",null,null,"HCS07355","绍兴守仁医疗健康科技有限公司","绍兴守仁医疗健康科技有限公司"]
["003887559811761","00388755","C14020200000000158850000347","浙械注准20242141596","一次性使用无菌手术包","CK-FKZYB-I-01/FK01","CK-FKZYB-I-01/FK01",null,null,"HCS07355","绍兴守仁医疗健康科技有限公司","绍兴守仁医疗健康科技有限公司"]
["003887559811762","00388755","C14020200000000158850000338","浙械注准20242141596","一次性使用无菌手术包","MNWK-JPSJB-I-01/SJ02","MNWK-JPSJB-I-01/SJ02",null,null,"HCS07355","绍兴守仁医疗健康科技有限公司","绍兴守仁医疗健康科技有限公司"]
["003887559811763","00388755","C14020200000000158850000248","浙械注准20242141596","一次性使用无菌手术包","CK-FKZYB-I-01/FK03","CK-FKZYB-I-01/FK03",null,null,"HCS07355","绍兴守仁医疗健康科技有限公司","绍兴守仁医疗健康科技有限公司"]
["003887559811764","00388755","C14020200000000158850000230","浙械注准20242141596","一次性使用无菌手术包","YK-YKZY-IV-01/YK20","YK-YKZY-IV-01/YK20",null,null,"HCS07355","绍兴守仁医疗健康科技有限公司","绍兴守仁医疗健康科技有限公司"]
["003887559811765","00388755","C14020200000000158850000339","浙械注准20242141596","一次性使用无菌手术包","PWK-FQJZYB-I-01/FQ01","PWK-FQJZYB-I-01/FQ01",null,null,"HCS07355","绍兴守仁医疗健康科技有限公司","绍兴守仁医疗健康科技有限公司"]
["003887559811815","00388755","C14020200000000158850000279","浙械注准20242141596","一次性使用无菌手术包","YK-YKZY-IX-01/YK45","YK-YKZY-IX-01/YK45",null,null,"HCS07355","绍兴守仁医疗健康科技有限公司","绍兴守仁医疗健康科技有限公司"]
["003887559811816","00388755","C14020200000000158850000280","浙械注准20242141596","一次性使用无菌手术包","NWK-LNZYB-I-01/LN04","NWK-LNZYB-I-01/LN04",null,null,"HCS07355","绍兴守仁医疗健康科技有限公司","绍兴守仁医疗健康科技有限公司"]
["003887559811817","00388755","C14020200000000158850000212","浙械注准20242141596","一次性使用无菌手术包","YK-NRB-I-01/NR03","YK-NRB-I-01/NR03",null,null,"HCS07355","绍兴守仁医疗健康科技有限公司","绍兴守仁医疗健康科技有限公司"]
["003887559811818","00388755","C14020200000000158850000388","浙械注准20242141596","一次性使用无菌手术包","GK-XGJZY-I-01/XG03","GK-XGJZY-I-01/XG03",null,null,"HCS07355","绍兴守仁医疗健康科技有限公司","绍兴守仁医疗健康科技有限公司"]
["003887559811819","00388755","C14020200000000158850000342","浙械注准20242141596","一次性使用无菌手术包","KQK-KQZYB-I-01/KQ02","KQK-KQZYB-I-01/KQ02",null,null,"HCS07355","绍兴守仁医疗健康科技有限公司","绍兴守仁医疗健康科技有限公司"]
["003887559811820","00388755","C14020200000000158850000370","浙械注准20242141596","一次性使用无菌手术包","YK-YKZY-III-01/YK11","YK-YKZY-III-01/YK11",null,null,"HCS07355","绍兴守仁医疗健康科技有限公司","绍兴守仁医疗健康科技有限公司"]
["003887559811821","00388755","C14020200000000158850000190","浙械注准20242141596","一次性使用无菌手术包","MNWK-JPSJB-I-01/SJ03","MNWK-JPSJB-I-01/SJ03",null,null,"HCS07355","绍兴守仁医疗健康科技有限公司","绍兴守仁医疗健康科技有限公司"]
["003887559811822","00388755","C14020200000000158850000328","浙械注准20242141596","一次性使用无菌手术包","GK-KGJZH-I-01/KG07","GK-KGJZH-I-01/KG07",null,null,"HCS07355","绍兴守仁医疗健康科技有限公司","绍兴守仁医疗健康科技有限公司"]
["003887559811823","00388755","C14020200000000158850000211","浙械注准20242141596","一次性使用无菌手术包","YK-YKZY-VI-01/YK29","YK-YKZY-VI-01/YK29",null,null,"HCS07355","绍兴守仁医疗健康科技有限公司","绍兴守仁医疗健康科技有限公司"]
["003887559811824","00388755","C14020200000000158850000359","浙械注准20242141596","一次性使用无菌手术包","YK-YKZY-I-01/YK02","YK-YKZY-I-01/YK02",null,null,"HCS07355","绍兴守仁医疗健康科技有限公司","绍兴守仁医疗健康科技有限公司"]
["003887559811825","00388755","C14020200000000158850000389","浙械注准20242141596","一次性使用无菌手术包","GK-XGJZY-I-01/XG02","GK-XGJZY-I-01/XG02",null,null,"HCS07355","绍兴守仁医疗健康科技有限公司","绍兴守仁医疗健康科技有限公司"]
["003887559811826","00388755","C14020200000000158850000395","浙械注准20242141596","一次性使用无菌手术包","GK-KGJZH-I-01/KG04","GK-KGJZH-I-01/KG04",null,null,"HCS07355","绍兴守仁医疗健康科技有限公司","绍兴守仁医疗健康科技有限公司"]
["003887559811827","00388755","C14020200000000158850000286","浙械注准20242141596","一次性使用无菌手术包","PWK-WKTYJPB-I-01/WK25","PWK-WKTYJPB-I-01/WK25",null,null,"HCS07355","绍兴守仁医疗健康科技有限公司","绍兴守仁医疗健康科技有限公司"]
["003887559811828","00388755","C14020200000000158850000285","浙械注准20242141596","一次性使用无菌手术包","YK-YKZY-IX-01/YK44","YK-YKZY-IX-01/YK44",null,null,"HCS07355","绍兴守仁医疗健康科技有限公司","绍兴守仁医疗健康科技有限公司"]
["003887559811829","00388755","C14020200000000158850000223","浙械注准20242141596","一次性使用无菌手术包","MNWK-MNWKZYB-I-01/MN04","MNWK-MNWKZYB-I-01/MN04",null,null,"HCS07355","绍兴守仁医疗健康科技有限公司","绍兴守仁医疗健康科技有限公司"]
["003887559811830","00388755","C14020200000000158850000186","浙械注准20242141596","一次性使用无菌手术包","PWK-WKJPB-I-01/WK18","PWK-WKJPB-I-01/WK18",null,null,"HCS07355","绍兴守仁医疗健康科技有限公司","绍兴守仁医疗健康科技有限公司"]
["003887559811831","00388755","C14020200000000158850000224","浙械注准20242141596","一次性使用无菌手术包","CK-FKZYB-I-01/FK04","CK-FKZYB-I-01/FK04",null,null,"HCS07355","绍兴守仁医疗健康科技有限公司","绍兴守仁医疗健康科技有限公司"]
["003887559811832","00388755","C14020200000000158850000247","浙械注准20242141596","一次性使用无菌手术包","YK-YKZY-VI-01/YK28","YK-YKZY-VI-01/YK28",null,null,"HCS07355","绍兴守仁医疗健康科技有限公司","绍兴守仁医疗健康科技有限公司"]
["003887559811833","00388755","C14020200000000158850000221","浙械注准20242141596","一次性使用无菌手术包","YK-YKZY-VIII-01/YK39","YK-YKZY-VIII-01/YK39",null,null,"HCS07355","绍兴守仁医疗健康科技有限公司","绍兴守仁医疗健康科技有限公司"]
["003887559811851","00388755","C14020200000000158850000140","浙械注准20242141596","一次性使用无菌手术包","眼科专用Ⅸ型","眼科专用Ⅸ型",null,null,"HCS07355","绍兴守仁医疗健康科技有限公司","绍兴守仁医疗健康科技有限公司"]
["003887559811852","00388755","C14020200000000158850000251","浙械注准20242141596","一次性使用无菌手术包","PWK-FQJZYB-I-01/FQ04","PWK-FQJZYB-I-01/FQ04",null,null,"HCS07355","绍兴守仁医疗健康科技有限公司","绍兴守仁医疗健康科技有限公司"]
["003887559811853","00388755","C14020200000000158850000255","浙械注准20242141596","一次性使用无菌手术包","PWK-XFZYB-I-01/XF05","PWK-XFZYB-I-01/XF05",null,null,"HCS07355","绍兴守仁医疗健康科技有限公司","绍兴守仁医疗健康科技有限公司"]
["003887559811854","00388755","C14020200000000158850000260","浙械注准20242141596","一次性使用无菌手术包","YK-YKZY-II-01/YK09","YK-YKZY-II-01/YK09",null,null,"HCS07355","绍兴守仁医疗健康科技有限公司","绍兴守仁医疗健康科技有限公司"]
["003887559811855","00388755","C14020200000000158850000182","浙械注准20242141596","一次性使用无菌手术包","YK-YKZY-II-01/YK08","YK-YKZY-II-01/YK08",null,null,"HCS07355","绍兴守仁医疗健康科技有限公司","绍兴守仁医疗健康科技有限公司"]
["003887559811856","00388755","C14020200000000158850000300","浙械注准20242141596","一次性使用无菌手术包","GK-KGJZY-I-01/GK12","GK-KGJZY-I-01/GK12",null,null,"HCS07355","绍兴守仁医疗健康科技有限公司","绍兴守仁医疗健康科技有限公司"]
["003887559811857","00388755","C14020200000000158850000202","浙械注准20242141596","一次性使用无菌手术包","PWK-WKTYB-I-01/WK05","PWK-WKTYB-I-01/WK05",null,null,"HCS07355","绍兴守仁医疗健康科技有限公司","绍兴守仁医疗健康科技有限公司"]
["003887559811858","00388755","C14020200000000158850000266","浙械注准20242141596","一次性使用无菌手术包","PWK-WKTYB-I-01/WK03","PWK-WKTYB-I-01/WK03",null,null,"HCS07355","绍兴守仁医疗健康科技有限公司","绍兴守仁医疗健康科技有限公司"]
["003887559811859","00388755","C14020200000000158850000397","浙械注准20242141596","一次性使用无菌手术包","GK-KGJZH-I-01/KG01","GK-KGJZH-I-01/KG01",null,null,"HCS07355","绍兴守仁医疗健康科技有限公司","绍兴守仁医疗健康科技有限公司"]
["003887559811860","00388755","C14020200000000158850000187","浙械注准20242141596","一次性使用无菌手术包","PWK-WKTYB-III-01/WK13","PWK-WKTYB-III-01/WK13",null,null,"HCS07355","绍兴守仁医疗健康科技有限公司","绍兴守仁医疗健康科技有限公司"]
["003887559811861","00388755","C14020200000000158850000267","浙械注准20242141596","一次性使用无菌手术包","GK-XZZYB-I-01/XZ05","GK-XZZYB-I-01/XZ05",null,null,"HCS07355","绍兴守仁医疗健康科技有限公司","绍兴守仁医疗健康科技有限公司"]
["003887559811862","00388755","C14020200000000158850000310","浙械注准20242141596","一次性使用无菌手术包","GK-KGJJ-I-01/KG16","GK-KGJJ-I-01/KG16",null,null,"HCS07355","绍兴守仁医疗健康科技有限公司","绍兴守仁医疗健康科技有限公司"]
["003887559811863","00388755","C14020200000000158850000141","浙械注准20242141596","一次性使用无菌手术包","眼科专用Ⅷ型","眼科专用Ⅷ型",null,null,"HCS07355","绍兴守仁医疗健康科技有限公司","绍兴守仁医疗健康科技有限公司"]
["003887559811864","00388755","C14020200000000158850000136","浙械注准20242141596","一次性使用无菌手术包","甲状腺Ⅰ型","甲状腺Ⅰ型",null,null,"HCS07355","绍兴守仁医疗健康科技有限公司","绍兴守仁医疗健康科技有限公司"]
["003887559811865","00388755","C14020200000000158850000265","浙械注准20242141596","一次性使用无菌手术包","GK-SXZZYB-I-01/SX04","GK-SXZZYB-I-01/SX04",null,null,"HCS07355","绍兴守仁医疗健康科技有限公司","绍兴守仁医疗健康科技有限公司"]
["003887559811866","00388755","C14020200000000158850000313","浙械注准20242141596","一次性使用无菌手术包","PWK-XFZYB-I-01/XF01","PWK-XFZYB-I-01/XF01",null,null,"HCS07355","绍兴守仁医疗健康科技有限公司","绍兴守仁医疗健康科技有限公司"]
["003887559811867","00388755","C14020200000000158850000378","浙械注准20242141596","一次性使用无菌手术包","PWK-WKJPB-I-01/WK17","PWK-WKJPB-I-01/WK17",null,null,"HCS07355","绍兴守仁医疗健康科技有限公司","绍兴守仁医疗健康科技有限公司"]
["003887559811868","00388755","C14020200000000158850000368","浙械注准20242141596","一次性使用无菌手术包","PFK-BDFZY-I-01/BD02","PFK-BDFZY-I-01/BD02",null,null,"HCS07355","绍兴守仁医疗健康科技有限公司","绍兴守仁医疗健康科技有限公司"]
["003887559811869","00388755","C14020200000000158850000345","浙械注准20242141596","一次性使用无菌手术包","GK-SXZZYB-I-01/SX01","GK-SXZZYB-I-01/SX01",null,null,"HCS07355","绍兴守仁医疗健康科技有限公司","绍兴守仁医疗健康科技有限公司"]
["003887559811870","00388755","C14020200000000158850000380","浙械注准20242141596","一次性使用无菌手术包","PWK-WKTYJPB-II-01/WK27","PWK-WKTYJPB-II-01/WK27",null,null,"HCS07355","绍兴守仁医疗健康科技有限公司","绍兴守仁医疗健康科技有限公司"]
["003887559811871","00388755","C14020200000000158850000249","浙械注准20242141596","一次性使用无菌手术包","YK-YKZY-IV-01/YK19","YK-YKZY-IV-01/YK19",null,null,"HCS07355","绍兴守仁医疗健康科技有限公司","绍兴守仁医疗健康科技有限公司"]
["003887559811872","00388755","C14020200000000158850000244","浙械注准20242141596","一次性使用无菌手术包","PWK-XFZYB-I-01/XF03","PWK-XFZYB-I-01/XF03",null,null,"HCS07355","绍兴守仁医疗健康科技有限公司","绍兴守仁医疗健康科技有限公司"]
["003887559811873","00388755","C14020200000000158850000366","浙械注准20242141596","一次性使用无菌手术包","PWK-JZX-I-01/JZ01","PWK-JZX-I-01/JZ01",null,null,"HCS07355","绍兴守仁医疗健康科技有限公司","绍兴守仁医疗健康科技有限公司"]
["003887559811874","00388755","C14020200000000158850000198","浙械注准20242141596","一次性使用无菌手术包","NWK-LNZYB-I-01/LN05","NWK-LNZYB-I-01/LN05",null,null,"HCS07355","绍兴守仁医疗健康科技有限公司","绍兴守仁医疗健康科技有限公司"]
["003887559811875","00388755","C14020200000000158850000282","浙械注准20242141596","一次性使用无菌手术包","GK-KGJJ-I-01/KG18","GK-KGJJ-I-01/KG18",null,null,"HCS07355","绍兴守仁医疗健康科技有限公司","绍兴守仁医疗健康科技有限公司"]
["003887559811876","00388755","C14020200000000158850000272","浙械注准20242141596","一次性使用无菌手术包","GK-JGJZH-I-01/JG10","GK-JGJZH-I-01/JG10",null,null,"HCS07355","绍兴守仁医疗健康科技有限公司","绍兴守仁医疗健康科技有限公司"]
["003887559811877","00388755","C14020200000000158850000349","浙械注准20242141596","一次性使用无菌手术包","PWK-WKTYB-II-01/WK06","PWK-WKTYB-II-01/WK06",null,null,"HCS07355","绍兴守仁医疗健康科技有限公司","绍兴守仁医疗健康科技有限公司"]
["003887559811878","00388755","C14020200000000158850000284","浙械注准20242141596","一次性使用无菌手术包","MNWK-MNWK-I-01/MN08","MNWK-MNWK-I-01/MN08",null,null,"HCS07355","绍兴守仁医疗健康科技有限公司","绍兴守仁医疗健康科技有限公司"]
["003887559811879","00388755","C14020200000000158850000273","浙械注准20242141596","一次性使用无菌手术包","MNWK-JPSJB-I-01/SJ05","MNWK-JPSJB-I-01/SJ05",null,null,"HCS07355","绍兴守仁医疗健康科技有限公司","绍兴守仁医疗健康科技有限公司"]
["003887559811880","00388755","C14020200000000158850000360","浙械注准20242141596","一次性使用无菌手术包","CK-SCZYB-I-01/SC01","CK-SCZYB-I-01/SC01",null,null,"HCS07355","绍兴守仁医疗健康科技有限公司","绍兴守仁医疗健康科技有限公司"]
["003887559811881","00388755","C14020200000000158850000231","浙械注准20242141596","一次性使用无菌手术包","YK-YKZY-IV-01/YK18","YK-YKZY-IV-01/YK18",null,null,"HCS07355","绍兴守仁医疗健康科技有限公司","绍兴守仁医疗健康科技有限公司"]
["003614249777508","00361424","C03160908000001211900000003","苏锡械备20230092","胸部固定板","200mm*110mm*3.3mm","基础II型",null,null,"HCS08304","江阴睿瓴医疗科技有限公司","江阴睿瓴医疗科技有限公司"]
["003614249777509","00361424","C03160908000001211900000004","苏锡械备20230092","胸部固定板","170mm*110mm*3.3mm","伤口限位I型",null,null,"HCS08304","江阴睿瓴医疗科技有限公司","江阴睿瓴医疗科技有限公司"]
["003975829778141","00397582","C14020200000000135520010112","鲁械注准20212141023","外科纱布敷料","8cmx16cm-8PX  2块","纱布块",null,null,"HCS09518","曹县欣盛医疗器械有限公司","曹县欣盛医疗器械有限公司"]
["003975829778143","00397582","C14020200000000135520010202","鲁械注准20212141023","外科纱布敷料","8cmx16cm-8P  4块","纱布块",null,null,"HCS09518","曹县欣盛医疗器械有限公司","曹县欣盛医疗器械有限公司"]
["003975829778144","00397582","C14020200000000135520010136","鲁械注准20212141023","外科纱布敷料","8cmx16cm-8PX  10块","纱布块",null,null,"HCS09518","曹县欣盛医疗器械有限公司","曹县欣盛医疗器械有限公司"]
["003975829778151","00397582","C14020200000000135520008035","鲁械注准20212141023","外科纱布敷料","Ⅰ型20cmx25cm","腹巾",null,null,"HCS09518","曹县欣盛医疗器械有限公司","曹县欣盛医疗器械有限公司"]
["003975829804806","00397582","C14020200000000135520008007","鲁械注准20212141023","外科纱布敷料","20cmx60cm-2PX 1块","腹巾",null,null,"HCS09518","曹县欣盛医疗器械有限公司","曹县欣盛医疗器械有限公司"]
["003975829804807","00397582","C14020200000000135520008176","鲁械注准20212141023","外科纱布敷料","20cmx60cm-2PX 2块","腹巾",null,null,"HCS09518","曹县欣盛医疗器械有限公司","曹县欣盛医疗器械有限公司"]
["003975829804808","00397582","C14020200000000135520009865","鲁械注准20212141023","外科纱布敷料","20cmx60cm-2P  1块","腹巾",null,null,"HCS09518","曹县欣盛医疗器械有限公司","曹县欣盛医疗器械有限公司"]
["003975829804809","00397582","C14020200000000135520008511","鲁械注准20212141023","外科纱布敷料","20cmx60cm-2PX 5块","腹巾",null,null,"HCS09518","曹县欣盛医疗器械有限公司","曹县欣盛医疗器械有限公司"]
["003975829804810","00397582","C14020200000000135520004447","鲁械注准20212141023","外科纱布敷料","20cmx60cm-2PX","腹巾",null,null,"HCS09518","曹县欣盛医疗器械有限公司","曹县欣盛医疗器械有限公司"]
["003975829804811","00397582","C14020200000000135520009468","鲁械注准20212141023","外科纱布敷料","20cmx60cm-2P  4块","腹巾",null,null,"HCS09518","曹县欣盛医疗器械有限公司","曹县欣盛医疗器械有限公司"]
["003975829804812","00397582","C14020200000000135520008352","鲁械注准20212141023","外科纱布敷料","20cmx60cm-2PX 4块","腹巾",null,null,"HCS09518","曹县欣盛医疗器械有限公司","曹县欣盛医疗器械有限公司"]
["003975829804813","00397582","C14020200000000135520004577","鲁械注准20212141023","外科纱布敷料","20cmx60cm-2P","腹巾",null,null,"HCS09518","曹县欣盛医疗器械有限公司","曹县欣盛医疗器械有限公司"]
["003975829804814","00397582","C14020200000000135520009679","鲁械注准20212141023","外科纱布敷料","20cmx60cm-2P  2块","腹巾",null,null,"HCS09518","曹县欣盛医疗器械有限公司","曹县欣盛医疗器械有限公司"]
["003975829804815","00397582","C14020200000000135520009255","鲁械注准20212141023","外科纱布敷料","20cmx60cm-2P  5块","腹巾",null,null,"HCS09518","曹县欣盛医疗器械有限公司","曹县欣盛医疗器械有限公司"]
["003975829788620","00397582","C14020200000000135520006843","鲁械注准20212141023","外科纱布敷料","Ⅰ型50cmx50cm","纱布块",null,null,"HCS09518","曹县欣盛医疗器械有限公司","曹县欣盛医疗器械有限公司"]
["003975829788851","00397582","C14020200000000135520003043","鲁械注准20212141023","外科纱布敷料","Ⅱ型显影40cmx40cm","腹巾",null,null,"HCS09518","曹县欣盛医疗器械有限公司","曹县欣盛医疗器械有限公司"]
["003975829788852","00397582","C14020200000000135520002973","鲁械注准20212141023","外科纱布敷料","Ⅱ型显影40cmx40cm  5块","腹巾（无菌）",null,null,"HCS09518","曹县欣盛医疗器械有限公司","曹县欣盛医疗器械有限公司"]
["003975829788853","00397582","C14020200000000135520003134","鲁械注准20212141023","外科纱布敷料","Ⅲ型显影40cmx40cm  2块","腹巾（无菌）",null,null,"HCS09518","曹县欣盛医疗器械有限公司","曹县欣盛医疗器械有限公司"]
["003975829788854","00397582","C14020200000000135520004188","鲁械注准20212141023","外科纱布敷料","Ⅰ型显影40cmx40cm  5块","腹巾（无菌）",null,null,"HCS09518","曹县欣盛医疗器械有限公司","曹县欣盛医疗器械有限公司"]
["003975829788873","00397582","C14020200000000135520004303","鲁械注准20212141023","外科纱布敷料","40cmx40cm","腹巾",null,null,"HCS09518","曹县欣盛医疗器械有限公司","曹县欣盛医疗器械有限公司"]
["003975829788874","00397582","C14020200000000135520003418","鲁械注准20212141023","外科纱布敷料","Ⅰ型40cmx40cm","腹巾",null,null,"HCS09518","曹县欣盛医疗器械有限公司","曹县欣盛医疗器械有限公司"]
["003975829788875","00397582","C14020200000000135520002921","鲁械注准20212141023","外科纱布敷料","Ⅲ型40cmx40cm  2块","腹巾（无菌）",null,null,"HCS09518","曹县欣盛医疗器械有限公司","曹县欣盛医疗器械有限公司"]
["003975829788876","00397582","C14020200000000135520006722","鲁械注准20212141023","外科纱布敷料","B型40cmx40cm","纱布块",null,null,"HCS09518","曹县欣盛医疗器械有限公司","曹县欣盛医疗器械有限公司"]
["003975829788872","00397582","C14020200000000135520003354","鲁械注准20212141023","外科纱布敷料","Ⅱ型40cmx40cm-1P","腹巾",null,null,"HCS09518","曹县欣盛医疗器械有限公司","曹县欣盛医疗器械有限公司"]
["003975829788678","00397582","C14020200000000135520003852","鲁械注准20212141023","外科纱布敷料","显影40cmx40cm  5块","腹巾（无菌）",null,null,"HCS09518","曹县欣盛医疗器械有限公司","曹县欣盛医疗器械有限公司"]
["003975829788679","00397582","C14020200000000135520002910","鲁械注准20212141023","外科纱布敷料","Ⅱ型显影40cmx40cm  2块","腹巾（无菌）",null,null,"HCS09518","曹县欣盛医疗器械有限公司","曹县欣盛医疗器械有限公司"]
["003975829806368","00397582","C14020200000000135520000448","鲁械注准20212141023","外科纱布敷料","45cmx45cm-4P","腹巾",null,null,"HCS09518","曹县欣盛医疗器械有限公司","曹县欣盛医疗器械有限公司"]
["003975829806369","00397582","C14020200000000135520000449","鲁械注准20212141023","外科纱布敷料","45cmx45cm-4PX","腹巾",null,null,"HCS09518","曹县欣盛医疗器械有限公司","曹县欣盛医疗器械有限公司"]
["003975829806370","00397582","C14020200000000135520000445","鲁械注准20212141023","外科纱布敷料","45cmx45cm-4P 2块","腹巾（无菌）",null,null,"HCS09518","曹县欣盛医疗器械有限公司","曹县欣盛医疗器械有限公司"]
["003975829806371","00397582","C14020200000000135520001039","鲁械注准20212141023","外科纱布敷料","45cmx45cm-4P 5块","腹巾（无菌）",null,null,"HCS09518","曹县欣盛医疗器械有限公司","曹县欣盛医疗器械有限公司"]
["003975829806372","00397582","C14020200000000135520000908","鲁械注准20212141023","外科纱布敷料","45cmx45cm-4PX 5块","腹巾（无菌）",null,null,"HCS09518","曹县欣盛医疗器械有限公司","曹县欣盛医疗器械有限公司"]
["003975829804824","00397582","C14020200000000135520005015","鲁械注准20212141023","外科纱布敷料","Ⅰ型30cmx30cm","纱布块",null,null,"HCS09518","曹县欣盛医疗器械有限公司","曹县欣盛医疗器械有限公司"]
["003975829809605","00397582","C14020200000000135520006826","鲁械注准20212141023","外科纱布敷料","20cmx40cm-6PX  5块","腹巾",null,null,"HCS09518","曹县欣盛医疗器械有限公司","曹县欣盛医疗器械有限公司"]
["003975829809606","00397582","C14020200000000135520006215","鲁械注准20212141023","外科纱布敷料","20cmx40cm-6PX  1块","腹巾",null,null,"HCS09518","曹县欣盛医疗器械有限公司","曹县欣盛医疗器械有限公司"]
["003975829809607","00397582","C14020200000000135520006417","鲁械注准20212141023","外科纱布敷料","20cmx40cm-6PX  2块","腹巾",null,null,"HCS09518","曹县欣盛医疗器械有限公司","曹县欣盛医疗器械有限公司"]
["003975829809608","00397582","C14020200000000135520007409","鲁械注准20212141023","外科纱布敷料","20cmx40cm-6P   2块","腹巾",null,null,"HCS09518","曹县欣盛医疗器械有限公司","曹县欣盛医疗器械有限公司"]
["003975829809609","00397582","C14020200000000135520007138","鲁械注准20212141023","外科纱布敷料","20cmx40cm-6P   1块","腹巾",null,null,"HCS09518","曹县欣盛医疗器械有限公司","曹县欣盛医疗器械有限公司"]
["003975829809610","00397582","C14020200000000135520007635","鲁械注准20212141023","外科纱布敷料","20cmx40cm-6P   5块","腹巾",null,null,"HCS09518","曹县欣盛医疗器械有限公司","曹县欣盛医疗器械有限公司"]
["003975829804816","00397582","C14020200000000135520004654","鲁械注准20212141023","外科纱布敷料","Ⅲ型12cmx20cm-8P","纱布块",null,null,"HCS09518","曹县欣盛医疗器械有限公司","曹县欣盛医疗器械有限公司"]
["003975829804817","00397582","C14020200000000135520009648","鲁械注准20212141023","外科纱布敷料","Ⅱ型12cmx20cm-8PX","纱布块",null,null,"HCS09518","曹县欣盛医疗器械有限公司","曹县欣盛医疗器械有限公司"]
["003975829804818","00397582","C14020200000000135520008894","鲁械注准20212141023","外科纱布敷料","Ⅰ型12cmx20cm-8PX","纱布块",null,null,"HCS09518","曹县欣盛医疗器械有限公司","曹县欣盛医疗器械有限公司"]
["003975829804819","00397582","C14020200000000135520009159","鲁械注准20212141023","外科纱布敷料","12cmx20cm-8PX","纱布块",null,null,"HCS09518","曹县欣盛医疗器械有限公司","曹县欣盛医疗器械有限公司"]
["003975829804820","00397582","C14020200000000135520009681","鲁械注准20212141023","外科纱布敷料","Ⅱ型12cmx20cm-8P","纱布块",null,null,"HCS09518","曹县欣盛医疗器械有限公司","曹县欣盛医疗器械有限公司"]
["003975829804821","00397582","C14020200000000135520004424","鲁械注准20212141023","外科纱布敷料","Ⅲ型12cmx20cm-8PX","纱布块",null,null,"HCS09518","曹县欣盛医疗器械有限公司","曹县欣盛医疗器械有限公司"]
["003975829804822","00397582","C14020200000000135520009371","鲁械注准20212141023","外科纱布敷料","Ⅰ型12cmx20cm-8P","纱布块",null,null,"HCS09518","曹县欣盛医疗器械有限公司","曹县欣盛医疗器械有限公司"]
["003975829804823","00397582","C14020200000000135520009382","鲁械注准20212141023","外科纱布敷料","12cmx20cm-8P","纱布块",null,null,"HCS09518","曹县欣盛医疗器械有限公司","曹县欣盛医疗器械有限公司"]
["004085149686607","00408514","C01070700000000236930000006","粤械注准20242011704","磁性组织夹","CH-ZZJ-03","CH-ZZJ-03",null,null,"HCS09500","赛德欧科技（深圳）有限公司","赛德欧科技（深圳）有限公司"]
["004003409752980","00400340","C17010821605000235650000017","冀械注准20242140372","医用重组胶原蛋白液体敷料(复配型)","5mL","RCLD-T-105",null,null,"HCS09604","河北纳科生物科技有限公司","河北纳科生物科技有限公司"]
["003709949800329","00370994","C14020226600013206940000081","苏械注准20242080357","一次性使用湿化吸氧管","280ml","II-1-1-280B",null,null,"HCS07926","南通安缇生物科技有限公司","南通安缇生物科技有限公司"]
["003709949800328","00370994","C14020226600013206940000082","苏械注准20242080357","一次性使用湿化吸氧管","260ml","II-1-1-260B",null,null,"HCS07926","南通安缇生物科技有限公司","南通安缇生物科技有限公司"]
["003709949800362","00370994","C14020226600013206940000074","苏械注准20242080357","一次性使用湿化吸氧管","300ml","II-1-1-300B",null,null,"HCS07926","南通安缇生物科技有限公司","南通安缇生物科技有限公司"]
["003709949800363","00370994","C14020226600013206940000091","苏械注准20242080357","一次性使用湿化吸氧管","260ml","II-1-2-S-260B",null,null,"HCS07926","南通安缇生物科技有限公司","南通安缇生物科技有限公司"]
["003709949800364","00370994","C14020226600013206940000085","苏械注准20242080357","一次性使用湿化吸氧管","120ml","II-1-2-120B",null,null,"HCS07926","南通安缇生物科技有限公司","南通安缇生物科技有限公司"]
["003709949800365","00370994","C14020226600013206940000066","苏械注准20242080357","一次性使用湿化吸氧管","150ml","II-1-2-150B",null,null,"HCS07926","南通安缇生物科技有限公司","南通安缇生物科技有限公司"]
["003709949800366","00370994","C14020226600013206940000077","苏械注准20242080357","一次性使用湿化吸氧管","280ml","II-1-2-280B",null,null,"HCS07926","南通安缇生物科技有限公司","南通安缇生物科技有限公司"]
["003709949800367","00370994","C14020226600013206940000089","苏械注准20242080357","一次性使用湿化吸氧管","150ml","II-1-2-S-150B",null,null,"HCS07926","南通安缇生物科技有限公司","南通安缇生物科技有限公司"]
["003709949800368","00370994","C14020226600013206940000090","苏械注准20242080357","一次性使用湿化吸氧管","180ml","II-1-2-180B",null,null,"HCS07926","南通安缇生物科技有限公司","南通安缇生物科技有限公司"]
["003709949800369","00370994","C14020226600013206940000084","苏械注准20242080357","一次性使用湿化吸氧管","260ml","II-1-2-260B",null,null,"HCS07926","南通安缇生物科技有限公司","南通安缇生物科技有限公司"]
["003709949800370","00370994","C14020226600013206940000067","苏械注准20242080357","一次性使用湿化吸氧管","220ml","II-1-2-220B",null,null,"HCS07926","南通安缇生物科技有限公司","南通安缇生物科技有限公司"]
["004029809667456","00402980","C17040100000000215000000147","湘械注准20232140265","医用护眼贴","长轴18.5cm,溶液10ml","/",null,null,"HCS09727","湖南敷尔斯生物医药有限公司","湖南敷尔斯生物医药有限公司"]
["004029289667532","00402928","C17010221604000215000000117","湘械注准20242140558","医用透明质酸钠护理液","150g","/",null,null,"HCS09727","湖南敷尔斯生物医药有限公司","湖南敷尔斯生物医药有限公司"]
["003564409412895","00356440","C14070118300000189860000589","粤深械备20200763号","理疗用体表电极","50*8*1","KDL-B 无纺布线式电极片",null,null,"HCS08355","深圳市康达霖科技有限公司","深圳市康达霖科技有限公司"]
["003564409412896","00356440","C14070118300000189860000593","粤深械备20200763号","理疗用体表电极","50*100*1","KDL-B 无纺布线式电极片",null,null,"HCS08355","深圳市康达霖科技有限公司","深圳市康达霖科技有限公司"]
["003564409412897","00356440","C14070118300000189860000603","粤深械备20200763号","理疗用体表电极","70*120*1","KDL-B 无纺布线式电极片",null,null,"HCS08355","深圳市康达霖科技有限公司","深圳市康达霖科技有限公司"]
["003564409412898","00356440","C14070118300000189860000653","粤深械备20200763号","理疗用体表电极","30*30*1","KDL-B 无纺布线式电极片",null,null,"HCS08355","深圳市康达霖科技有限公司","深圳市康达霖科技有限公司"]
["003564409412899","00356440","C14070118300000189860000596","粤深械备20200763号","理疗用体表电极","50*85*1","KDL-B 无纺布线式电极片",null,null,"HCS08355","深圳市康达霖科技有限公司","深圳市康达霖科技有限公司"]
["003564409412903","00356440","C14070118300000189860000611","粤深械备20200763号","理疗用体表电极","90*130*1","KDL-B 无纺布线式电极片",null,null,"HCS08355","深圳市康达霖科技有限公司","深圳市康达霖科技有限公司"]
["003564409412904","00356440","C14070118300000189860000586","粤深械备20200763号","理疗用体表电极","90*130*1.2","KDL-B 无纺布线式电极片",null,null,"HCS08355","深圳市康达霖科技有限公司","深圳市康达霖科技有限公司"]
["003564409412905","00356440","C14070118300000189860000615","粤深械备20200763号","理疗用体表电极","90*140*1","KDL-B 无纺布线式电极片",null,null,"HCS08355","深圳市康达霖科技有限公司","深圳市康达霖科技有限公司"]
["003564409412906","00356440","C14070118300000189860000625","粤深械备20200763号","理疗用体表电极","50*100*1.2","KDL-B 无纺布线式电极片",null,null,"HCS08355","深圳市康达霖科技有限公司","深圳市康达霖科技有限公司"]
["003564409412907","00356440","C14070118300000189860000614","粤深械备20200763号","理疗用体表电极","直径80，厚度1.2","KDL-B 无纺布线式电极片",null,null,"HCS08355","深圳市康达霖科技有限公司","深圳市康达霖科技有限公司"]
["003564409412908","00356440","C14070118300000189860000598","粤深械备20200763号","理疗用体表电极","70*100*1","KDL-B 无纺布线式电极片",null,null,"HCS08355","深圳市康达霖科技有限公司","深圳市康达霖科技有限公司"]
["003564409412909","00356440","C14070118300000189860000633","粤深械备20200763号","理疗用体表电极","50*70*2","KDL-B 无纺布线式电极片",null,null,"HCS08355","深圳市康达霖科技有限公司","深圳市康达霖科技有限公司"]
["003564409412913","00356440","C14070118300000189860000601","粤深械备20200763号","理疗用体表电极","75*75*1.2","KDL-B 无纺布线式电极片",null,null,"HCS08355","深圳市康达霖科技有限公司","深圳市康达霖科技有限公司"]
["003564409412914","00356440","C14070118300000189860000589","粤深械备20200763号","理疗用体表电极","50*8*1","KDL-B 无纺布线式电极片",null,null,"HCS08355","深圳市康达霖科技有限公司","深圳市康达霖科技有限公司"]
["003564409412915","00356440","C14070118300000189860000593","粤深械备20200763号","理疗用体表电极","50*100*1","KDL-B 无纺布线式电极片",null,null,"HCS08355","深圳市康达霖科技有限公司","深圳市康达霖科技有限公司"]
["003564409412916","00356440","C14070118300000189860000603","粤深械备20200763号","理疗用体表电极","70*120*1","KDL-B 无纺布线式电极片",null,null,"HCS08355","深圳市康达霖科技有限公司","深圳市康达霖科技有限公司"]
["003564409412917","00356440","C14070118300000189860000653","粤深械备20200763号","理疗用体表电极","30*30*1","KDL-B 无纺布线式电极片",null,null,"HCS08355","深圳市康达霖科技有限公司","深圳市康达霖科技有限公司"]
["003564409412918","00356440","C14070118300000189860000596","粤深械备20200763号","理疗用体表电极","50*85*1","KDL-B 无纺布线式电极片",null,null,"HCS08355","深圳市康达霖科技有限公司","深圳市康达霖科技有限公司"]
["003564409412919","00356440","C14070118300000189860000608","粤深械备20200763号","理疗用体表电极","直径50，厚度1.2","KDL-B 无纺布线式电极片",null,null,"HCS08355","深圳市康达霖科技有限公司","深圳市康达霖科技有限公司"]
["003564409412923","00356440","C14070118300000189860000586","粤深械备20200763号","理疗用体表电极","90*130*1.2","KDL-B 无纺布线式电极片",null,null,"HCS08355","深圳市康达霖科技有限公司","深圳市康达霖科技有限公司"]
["003564409412924","00356440","C14070118300000189860000615","粤深械备20200763号","理疗用体表电极","90*140*1","KDL-B 无纺布线式电极片",null,null,"HCS08355","深圳市康达霖科技有限公司","深圳市康达霖科技有限公司"]
["003564409412925","00356440","C14070118300000189860000625","粤深械备20200763号","理疗用体表电极","50*100*1.2","KDL-B 无纺布线式电极片",null,null,"HCS08355","深圳市康达霖科技有限公司","深圳市康达霖科技有限公司"]
["003564409412926","00356440","C14070118300000189860000614","粤深械备20200763号","理疗用体表电极","直径80，厚度1.2","KDL-B 无纺布线式电极片",null,null,"HCS08355","深圳市康达霖科技有限公司","深圳市康达霖科技有限公司"]
["003564409412927","00356440","C14070118300000189860000598","粤深械备20200763号","理疗用体表电极","70*100*1","KDL-B 无纺布线式电极片",null,null,"HCS08355","深圳市康达霖科技有限公司","深圳市康达霖科技有限公司"]
["003564409412928","00356440","C14070118300000189860000633","粤深械备20200763号","理疗用体表电极","50*70*2","KDL-B 无纺布线式电极片",null,null,"HCS08355","深圳市康达霖科技有限公司","深圳市康达霖科技有限公司"]
["003564409412929","00356440","C14070118300000189860000628","粤深械备20200763号","理疗用体表电极","45*60*1.2","KDL-B 无纺布线式电极片",null,null,"HCS08355","深圳市康达霖科技有限公司","深圳市康达霖科技有限公司"]
["003564409412933","00356440","C14070118300000189860000606","粤深械备20200763号","理疗用体表电极","50*70*1","KDL-A 无纺布扣式电极片",null,null,"HCS08355","深圳市康达霖科技有限公司","深圳市康达霖科技有限公司"]
["003564409412934","00356440","C14070118300000189860000594","粤深械备20200763号","理疗用体表电极","30*30*1","KDL-A 无纺布扣式电极片",null,null,"HCS08355","深圳市康达霖科技有限公司","深圳市康达霖科技有限公司"]
["003564409412935","00356440","C14070118300000189860000631","粤深械备20200763号","理疗用体表电极","75*75*1.2","KDL-A 无纺布扣式电极片",null,null,"HCS08355","深圳市康达霖科技有限公司","深圳市康达霖科技有限公司"]
["003564409412936","00356440","C14070118300000189860000607","粤深械备20200763号","理疗用体表电极","50*100*1.2","KDL-A 无纺布扣式电极片",null,null,"HCS08355","深圳市康达霖科技有限公司","深圳市康达霖科技有限公司"]
["003564409412937","00356440","C14070118300000189860000627","粤深械备20200763号","理疗用体表电极","45*60*1.2","KDL-A 无纺布扣式电极片",null,null,"HCS08355","深圳市康达霖科技有限公司","深圳市康达霖科技有限公司"]
["003564409412938","00356440","C14070118300000189860000642","粤深械备20200763号","理疗用体表电极","直径50，厚度1.2","KDL-A 无纺布扣式电极片",null,null,"HCS08355","深圳市康达霖科技有限公司","深圳市康达霖科技有限公司"]
["003564409412939","00356440","C14070118300000189860000636","粤深械备20200763号","理疗用体表电极","80*8*1.2","KDL-A 无纺布扣式电极片",null,null,"HCS08355","深圳市康达霖科技有限公司","深圳市康达霖科技有限公司"]
["003564409412943","00356440","C14070118300000189860000612","粤深械备20200763号","理疗用体表电极","40*60*2","KDL-A 无纺布扣式电极片",null,null,"HCS08355","深圳市康达霖科技有限公司","深圳市康达霖科技有限公司"]
["003564409412944","00356440","C14070118300000189860000651","粤深械备20200763号","理疗用体表电极","90*140*1","KDL-A 无纺布扣式电极片",null,null,"HCS08355","深圳市康达霖科技有限公司","深圳市康达霖科技有限公司"]
["003564409412945","00356440","C14070118300000189860000609","粤深械备20200763号","理疗用体表电极","50*80*1","KDL-A 无纺布扣式电极片",null,null,"HCS08355","深圳市康达霖科技有限公司","深圳市康达霖科技有限公司"]
["003564409412946","00356440","C14070118300000189860000602","粤深械备20200763号","理疗用体表电极","50*90*1.2","KDL-A 无纺布扣式电极片",null,null,"HCS08355","深圳市康达霖科技有限公司","深圳市康达霖科技有限公司"]
["003564409412947","00356440","C14070118300000189860000635","粤深械备20200763号","理疗用体表电极","50*85*1","KDL-A 无纺布扣式电极片",null,null,"HCS08355","深圳市康达霖科技有限公司","深圳市康达霖科技有限公司"]
["003564409412948","00356440","C14070118300000189860000590","粤深械备20200763号","理疗用体表电极","30*30*1.2","KDL-A 无纺布扣式电极片",null,null,"HCS08355","深圳市康达霖科技有限公司","深圳市康达霖科技有限公司"]
["003564409412949","00356440","C14070118300000189860000643","粤深械备20200763号","理疗用体表电极","直径80，厚度1.2","KDL-A 无纺布扣式电极片",null,null,"HCS08355","深圳市康达霖科技有限公司","深圳市康达霖科技有限公司"]
["003564409412953","00356440","C14070118300000189860000648","粤深械备20200763号","理疗用体表电极","90*140*1","KDL-C PET扣式电极片",null,null,"HCS08355","深圳市康达霖科技有限公司","深圳市康达霖科技有限公司"]
["003564409412954","00356440","C14070118300000189860000634","粤深械备20200763号","理疗用体表电极","50*85*1","KDL-C PET扣式电极片",null,null,"HCS08355","深圳市康达霖科技有限公司","深圳市康达霖科技有限公司"]
["003564409412955","00356440","C14070118300000189860000632","粤深械备20200763号","理疗用体表电极","50*100*1","KDL-C PET扣式电极片",null,null,"HCS08355","深圳市康达霖科技有限公司","深圳市康达霖科技有限公司"]
["003564409412956","00356440","C14070118300000189860000624","粤深械备20200763号","理疗用体表电极","50*70*1","KDL-C PET扣式电极片",null,null,"HCS08355","深圳市康达霖科技有限公司","深圳市康达霖科技有限公司"]
["003564409412957","00356440","C14070118300000189860000657","粤深械备20200763号","理疗用体表电极","50*100*1.2","KDL-C PET扣式电极片",null,null,"HCS08355","深圳市康达霖科技有限公司","深圳市康达霖科技有限公司"]
["003564409412958","00356440","C14070118300000189860000620","粤深械备20200763号","理疗用体表电极","30*30*1","KDL-C PET扣式电极片",null,null,"HCS08355","深圳市康达霖科技有限公司","深圳市康达霖科技有限公司"]
["003564409412959","00356440","C14070118300000189860000659","粤深械备20200763号","理疗用体表电极","50*70*2","KDL-C PET扣式电极片",null,null,"HCS08355","深圳市康达霖科技有限公司","深圳市康达霖科技有限公司"]
["003564409412963","00356440","C14070118300000189860000584","粤深械备20200763号","理疗用体表电极","90*130*1.2","KDL-C PET扣式电极片",null,null,"HCS08355","深圳市康达霖科技有限公司","深圳市康达霖科技有限公司"]
["003564409412964","00356440","C14070118300000189860000639","粤深械备20200763号","理疗用体表电极","70*120*1","KDL-C PET扣式电极片",null,null,"HCS08355","深圳市康达霖科技有限公司","深圳市康达霖科技有限公司"]
["003564409412965","00356440","C14070118300000189860000655","粤深械备20200763号","理疗用体表电极","50*90*1.2","KDL-C PET扣式电极片",null,null,"HCS08355","深圳市康达霖科技有限公司","深圳市康达霖科技有限公司"]
["003564409412966","00356440","C14070118300000189860000592","粤深械备20200763号","理疗用体表电极","75*75*1.2","KDL-C PET扣式电极片",null,null,"HCS08355","深圳市康达霖科技有限公司","深圳市康达霖科技有限公司"]
["003564409412967","00356440","C14070118300000189860000588","粤深械备20200763号","理疗用体表电极","45*60*1.2","KDL-C PET扣式电极片",null,null,"HCS08355","深圳市康达霖科技有限公司","深圳市康达霖科技有限公司"]
["003564409412968","00356440","C14070118300000189860000638","粤深械备20200763号","理疗用体表电极","70*100*1","KDL-C PET扣式电极片",null,null,"HCS08355","深圳市康达霖科技有限公司","深圳市康达霖科技有限公司"]
["003564409412969","00356440","C14070118300000189860000645","粤深械备20200763号","理疗用体表电极","90*130*1","KDL-C PET扣式电极片",null,null,"HCS08355","深圳市康达霖科技有限公司","深圳市康达霖科技有限公司"]
["003564409453061","00356440","C14070118300000189860000669","粤深械备20200763号","理疗用体表电极","72*156*1.2","KDL-B 无纺布线式电极片",null,null,"HCS08355","深圳市康达霖科技有限公司","深圳市康达霖科技有限公司"]
["003564409412878","00356440","C14070118300000189860000603","粤深械备20200763号","理疗用体表电极","70*120*1","KDL-B 无纺布线式电极片",null,null,"HCS08355","深圳市康达霖科技有限公司","深圳市康达霖科技有限公司"]
["003564409412879","00356440","C14070118300000189860000653","粤深械备20200763号","理疗用体表电极","30*30*1","KDL-B 无纺布线式电极片",null,null,"HCS08355","深圳市康达霖科技有限公司","深圳市康达霖科技有限公司"]
["003564409412883","00356440","C14070118300000189860000605","粤深械备20200763号","理疗用体表电极","80*80*1.2","KDL-B 无纺布线式电极片",null,null,"HCS08355","深圳市康达霖科技有限公司","深圳市康达霖科技有限公司"]
["003564409412884","00356440","C14070118300000189860000611","粤深械备20200763号","理疗用体表电极","90*130*1","KDL-B 无纺布线式电极片",null,null,"HCS08355","深圳市康达霖科技有限公司","深圳市康达霖科技有限公司"]
["003564409412885","00356440","C14070118300000189860000586","粤深械备20200763号","理疗用体表电极","90*130*1.2","KDL-B 无纺布线式电极片",null,null,"HCS08355","深圳市康达霖科技有限公司","深圳市康达霖科技有限公司"]
["003564409412886","00356440","C14070118300000189860000615","粤深械备20200763号","理疗用体表电极","90*140*1","KDL-B 无纺布线式电极片",null,null,"HCS08355","深圳市康达霖科技有限公司","深圳市康达霖科技有限公司"]
["003564409412887","00356440","C14070118300000189860000625","粤深械备20200763号","理疗用体表电极","50*100*1.2","KDL-B 无纺布线式电极片",null,null,"HCS08355","深圳市康达霖科技有限公司","深圳市康达霖科技有限公司"]
["003564409412888","00356440","C14070118300000189860000614","粤深械备20200763号","理疗用体表电极","直径80，厚度1.2","KDL-B 无纺布线式电极片",null,null,"HCS08355","深圳市康达霖科技有限公司","深圳市康达霖科技有限公司"]
["003564409412889","00356440","C14070118300000189860000598","粤深械备20200763号","理疗用体表电极","70*100*1","KDL-B 无纺布线式电极片",null,null,"HCS08355","深圳市康达霖科技有限公司","深圳市康达霖科技有限公司"]
["003564409412893","00356440","C14070118300000189860000617","粤深械备20200763号","理疗用体表电极","30*30*1.2","KDL-B 无纺布线式电极片",null,null,"HCS08355","深圳市康达霖科技有限公司","深圳市康达霖科技有限公司"]
["003564409412894","00356440","C14070118300000189860000601","粤深械备20200763号","理疗用体表电极","75*75*1.2","KDL-B 无纺布线式电极片",null,null,"HCS08355","深圳市康达霖科技有限公司","深圳市康达霖科技有限公司"]
["003564409412857","00356440","C14070118300000189860000589","粤深械备20200763号","理疗用体表电极","50*8*1","KDL-B 无纺布线式电极片",null,null,"HCS08355","深圳市康达霖科技有限公司","深圳市康达霖科技有限公司"]
["003564409412858","00356440","C14070118300000189860000593","粤深械备20200763号","理疗用体表电极","50*100*1","KDL-B 无纺布线式电极片",null,null,"HCS08355","深圳市康达霖科技有限公司","深圳市康达霖科技有限公司"]
["003564409412859","00356440","C14070118300000189860000603","粤深械备20200763号","理疗用体表电极","70*120*1","KDL-B 无纺布线式电极片",null,null,"HCS08355","深圳市康达霖科技有限公司","深圳市康达霖科技有限公司"]
["003564409412863","00356440","C14070118300000189860000587","粤深械备20200763号","理疗用体表电极","50*70*1","KDL-B 无纺布线式电极片",null,null,"HCS08355","深圳市康达霖科技有限公司","深圳市康达霖科技有限公司"]
["003564409412864","00356440","C14070118300000189860000605","粤深械备20200763号","理疗用体表电极","80*80*1.2","KDL-B 无纺布线式电极片",null,null,"HCS08355","深圳市康达霖科技有限公司","深圳市康达霖科技有限公司"]
["003564409412865","00356440","C14070118300000189860000611","粤深械备20200763号","理疗用体表电极","90*130*1","KDL-B 无纺布线式电极片",null,null,"HCS08355","深圳市康达霖科技有限公司","深圳市康达霖科技有限公司"]
["003564409412866","00356440","C14070118300000189860000586","粤深械备20200763号","理疗用体表电极","90*130*1.2","KDL-B 无纺布线式电极片",null,null,"HCS08355","深圳市康达霖科技有限公司","深圳市康达霖科技有限公司"]
["003564409412867","00356440","C14070118300000189860000615","粤深械备20200763号","理疗用体表电极","90*140*1","KDL-B 无纺布线式电极片",null,null,"HCS08355","深圳市康达霖科技有限公司","深圳市康达霖科技有限公司"]
["003564409412868","00356440","C14070118300000189860000625","粤深械备20200763号","理疗用体表电极","50*100*1.2","KDL-B 无纺布线式电极片",null,null,"HCS08355","深圳市康达霖科技有限公司","深圳市康达霖科技有限公司"]
["003564409412869","00356440","C14070118300000189860000614","粤深械备20200763号","理疗用体表电极","直径80，厚度1.2","KDL-B 无纺布线式电极片",null,null,"HCS08355","深圳市康达霖科技有限公司","深圳市康达霖科技有限公司"]
["003564409412873","00356440","C14070118300000189860000621","粤深械备20200763号","理疗用体表电极","50*90*1.2","KDL-B 无纺布线式电极片",null,null,"HCS08355","深圳市康达霖科技有限公司","深圳市康达霖科技有限公司"]
["003564409412874","00356440","C14070118300000189860000617","粤深械备20200763号","理疗用体表电极","30*30*1.2","KDL-B 无纺布线式电极片",null,null,"HCS08355","深圳市康达霖科技有限公司","深圳市康达霖科技有限公司"]
["003564409412875","00356440","C14070118300000189860000601","粤深械备20200763号","理疗用体表电极","75*75*1.2","KDL-B 无纺布线式电极片",null,null,"HCS08355","深圳市康达霖科技有限公司","深圳市康达霖科技有限公司"]
["003564409412876","00356440","C14070118300000189860000589","粤深械备20200763号","理疗用体表电极","50*8*1","KDL-B 无纺布线式电极片",null,null,"HCS08355","深圳市康达霖科技有限公司","深圳市康达霖科技有限公司"]
["003564409412877","00356440","C14070118300000189860000593","粤深械备20200763号","理疗用体表电极","50*100*1","KDL-B 无纺布线式电极片",null,null,"HCS08355","深圳市康达霖科技有限公司","深圳市康达霖科技有限公司"]
["003564409412985","00356440","C14070118300000189860000640","粤深械备20200763号","理疗用体表电极","70*120*1","KDL-E 硅胶插针电极片",null,null,"HCS08355","深圳市康达霖科技有限公司","深圳市康达霖科技有限公司"]
["003564409412986","00356440","C14070118300000189860000591","粤深械备20200763号","理疗用体表电极","80*80*1.2","KDL-E 硅胶插针电极片",null,null,"HCS08355","深圳市康达霖科技有限公司","深圳市康达霖科技有限公司"]
["003564409412987","00356440","C14070118300000189860000623","粤深械备20200763号","理疗用体表电极","50*85*1","KDL-E 硅胶插针电极片",null,null,"HCS08355","深圳市康达霖科技有限公司","深圳市康达霖科技有限公司"]
["003564409412988","00356440","C14070118300000189860000597","粤深械备20200763号","理疗用体表电极","直径50，厚度1.2","KDL-E 硅胶插针电极片",null,null,"HCS08355","深圳市康达霖科技有限公司","深圳市康达霖科技有限公司"]
["003564409412989","00356440","C14070118300000189860000644","粤深械备20200763号","理疗用体表电极","90*130*1","KDL-E 硅胶插针电极片",null,null,"HCS08355","深圳市康达霖科技有限公司","深圳市康达霖科技有限公司"]
["003564409412990","00356440","C14070118300000189860000616","粤深械备20200763号","理疗用体表电极","50*80*1","KDL-E 硅胶插针电极片",null,null,"HCS08355","深圳市康达霖科技有限公司","深圳市康达霖科技有限公司"]
["003564409412991","00356440","C14070118300000189860000619","粤深械备20200763号","理疗用体表电极","50*100*1","KDL-E 硅胶插针电极片",null,null,"HCS08355","深圳市康达霖科技有限公司","深圳市康达霖科技有限公司"]
["003564409412973","00356440","C14070118300000189860000094","粤深械备20200763号","理疗用体表电极","40*50*1.2","KDL-E 硅胶插针电极片",null,null,"HCS08355","深圳市康达霖科技有限公司","深圳市康达霖科技有限公司"]
["003564409412974","00356440","C14070118300000189860000610","粤深械备20200763号","理疗用体表电极","30*30*1","KDL-E 硅胶插针电极片",null,null,"HCS08355","深圳市康达霖科技有限公司","深圳市康达霖科技有限公司"]
["003564409412975","00356440","C14070118300000189860000613","粤深械备20200763号","理疗用体表电极","50*70*1","KDL-E 硅胶插针电极片",null,null,"HCS08355","深圳市康达霖科技有限公司","深圳市康达霖科技有限公司"]
["003564409412976","00356440","C14070118300000189860000656","粤深械备20200763号","理疗用体表电极","90*130*1.2","KDL-E 硅胶插针电极片",null,null,"HCS08355","深圳市康达霖科技有限公司","深圳市康达霖科技有限公司"]
["003564409412977","00356440","C14070118300000189860000626","粤深械备20200763号","理疗用体表电极","70*100*1","KDL-E 硅胶插针电极片",null,null,"HCS08355","深圳市康达霖科技有限公司","深圳市康达霖科技有限公司"]
["004078809795490","00407880","C03160912700003159400000039","冀衡械备20190064号","固定器","中","超肩外髁颈固定器",null,null,"HCS09879","衡水康帝医疗器械有限公司","衡水康帝医疗器械有限公司"]
["004078809795491","00407880","C03160912700003159400000029","冀衡械备20190064号","固定器","大","超肩外髁颈固定器",null,null,"HCS09879","衡水康帝医疗器械有限公司","衡水康帝医疗器械有限公司"]
["004078809795512","00407880","C03160912700003159400000028","冀衡械备20190064号","固定器","大","胫腓骨固定器",null,null,"HCS09879","衡水康帝医疗器械有限公司","衡水康帝医疗器械有限公司"]
["004078809795513","00407880","C03160912700003159400000076","冀衡械备20190064号","固定器","中","胫腓骨固定器",null,null,"HCS09879","衡水康帝医疗器械有限公司","衡水康帝医疗器械有限公司"]
["004078809795514","00407880","C03160912700003159400000061","冀衡械备20190064号","固定器","儿童大","胫腓超踝固定器",null,null,"HCS09879","衡水康帝医疗器械有限公司","衡水康帝医疗器械有限公司"]
["004078809795515","00407880","C03160912700003159400000041","冀衡械备20190064号","固定器","中","胫腓超踝固定器",null,null,"HCS09879","衡水康帝医疗器械有限公司","衡水康帝医疗器械有限公司"]
["004078809795516","00407880","C03160912700003159400000023","冀衡械备20190064号","固定器","儿童小","胫腓超踝固定器",null,null,"HCS09879","衡水康帝医疗器械有限公司","衡水康帝医疗器械有限公司"]
["004078809795517","00407880","C03160912700003159400000035","冀衡械备20190064号","固定器","儿童中","胫腓超踝固定器",null,null,"HCS09879","衡水康帝医疗器械有限公司","衡水康帝医疗器械有限公司"]
["004078809795518","00407880","C03160912700003159400000068","冀衡械备20190064号","固定器","大","胫腓超踝固定器",null,null,"HCS09879","衡水康帝医疗器械有限公司","衡水康帝医疗器械有限公司"]
["004078809795460","00407880","C03160912700003159400000069","冀衡械备20190064号","固定器","大","挠骨腕部固定器",null,null,"HCS09879","衡水康帝医疗器械有限公司","衡水康帝医疗器械有限公司"]
["004078809795461","00407880","C03160912700003159400000078","冀衡械备20190064号","固定器","中","挠骨腕部固定器",null,null,"HCS09879","衡水康帝医疗器械有限公司","衡水康帝医疗器械有限公司"]
["004078809795462","00407880","C03160912700003159400000082","冀衡械备20190064号","固定器","儿童中","挠骨腕部固定器",null,null,"HCS09879","衡水康帝医疗器械有限公司","衡水康帝医疗器械有限公司"]
["004078809795463","00407880","C03160912700003159400000053","冀衡械备20190064号","固定器","儿童大","挠骨腕部固定器",null,null,"HCS09879","衡水康帝医疗器械有限公司","衡水康帝医疗器械有限公司"]
["004078809795464","00407880","C03160912700003159400000033","冀衡械备20190064号","固定器","儿童小","挠骨腕部固定器",null,null,"HCS09879","衡水康帝医疗器械有限公司","衡水康帝医疗器械有限公司"]
["004078809795466","00407880","C03160912700003159400000030","冀衡械备20190064号","固定器","中","髁间固定器",null,null,"HCS09879","衡水康帝医疗器械有限公司","衡水康帝医疗器械有限公司"]
["004078809795467","00407880","C03160912700003159400000057","冀衡械备20190064号","固定器","大","髁间固定器",null,null,"HCS09879","衡水康帝医疗器械有限公司","衡水康帝医疗器械有限公司"]
["004078809795484","00407880","C03160912700003159400000077","冀衡械备20190064号","固定器","大","前臂固定器",null,null,"HCS09879","衡水康帝医疗器械有限公司","衡水康帝医疗器械有限公司"]
["004078809795485","00407880","C03160912700003159400000044","冀衡械备20190064号","固定器","儿童中","前臂固定器",null,null,"HCS09879","衡水康帝医疗器械有限公司","衡水康帝医疗器械有限公司"]
["004078809795486","00407880","C03160912700003159400000042","冀衡械备20190064号","固定器","儿童大","前臂固定器",null,null,"HCS09879","衡水康帝医疗器械有限公司","衡水康帝医疗器械有限公司"]
["004078809795487","00407880","C03160912700003159400000084","冀衡械备20190064号","固定器","儿童小","前臂固定器",null,null,"HCS09879","衡水康帝医疗器械有限公司","衡水康帝医疗器械有限公司"]
["004078809795488","00407880","C03160912700003159400000067","冀衡械备20190064号","固定器","小","前臂固定器",null,null,"HCS09879","衡水康帝医疗器械有限公司","衡水康帝医疗器械有限公司"]
["004078809795498","00407880","C03160912700003159400000080","冀衡械备20190064号","固定器","特大","胸腰椎固定器",null,null,"HCS09879","衡水康帝医疗器械有限公司","衡水康帝医疗器械有限公司"]
["004078809795499","00407880","C03160912700003159400000040","冀衡械备20190064号","固定器","儿童中","胸腰椎固定器",null,null,"HCS09879","衡水康帝医疗器械有限公司","衡水康帝医疗器械有限公司"]
["004078809795500","00407880","C03160912700003159400000024","冀衡械备20190064号","固定器","儿童小","胸腰椎固定器",null,null,"HCS09879","衡水康帝医疗器械有限公司","衡水康帝医疗器械有限公司"]
["004078809795501","00407880","C03160912700003159400000083","冀衡械备20190064号","固定器","中","胸腰椎固定器",null,null,"HCS09879","衡水康帝医疗器械有限公司","衡水康帝医疗器械有限公司"]
["004078809795502","00407880","C03160912700003159400000064","冀衡械备20190064号","固定器","大","胸腰椎固定器",null,null,"HCS09879","衡水康帝医疗器械有限公司","衡水康帝医疗器械有限公司"]
["004078809795503","00407880","C03160912700003159400000043","冀衡械备20190064号","固定器","儿童大","胸腰椎固定器",null,null,"HCS09879","衡水康帝医疗器械有限公司","衡水康帝医疗器械有限公司"]
["004078809795420","00407880","C03160912700003159400000071","冀衡械备20190064号","固定器","儿童中","颈椎固定器(Ⅱ型)",null,null,"HCS09879","衡水康帝医疗器械有限公司","衡水康帝医疗器械有限公司"]
["004078809795421","00407880","C03160912700003159400000031","冀衡械备20190064号","固定器","儿童大","颈椎固定器(Ⅱ型)",null,null,"HCS09879","衡水康帝医疗器械有限公司","衡水康帝医疗器械有限公司"]
["004078809795422","00407880","C03160912700003159400000065","冀衡械备20190064号","固定器","大","颈椎固定器(Ⅰ型)",null,null,"HCS09879","衡水康帝医疗器械有限公司","衡水康帝医疗器械有限公司"]
["004078809795423","00407880","C03160912700003159400000036","冀衡械备20190064号","固定器","中","颈椎固定器(Ⅰ型)",null,null,"HCS09879","衡水康帝医疗器械有限公司","衡水康帝医疗器械有限公司"]
["004078809795424","00407880","C03160912700003159400000034","冀衡械备20190064号","固定器","小","颈椎固定器(Ⅱ型)",null,null,"HCS09879","衡水康帝医疗器械有限公司","衡水康帝医疗器械有限公司"]
["004078809795425","00407880","C03160912700003159400000046","冀衡械备20190064号","固定器","大","颈椎固定器(Ⅱ型)",null,null,"HCS09879","衡水康帝医疗器械有限公司","衡水康帝医疗器械有限公司"]
["004078809795469","00407880","C03160912700003159400000049","冀衡械备20190064号","固定器","小","前臂超关节固定器",null,null,"HCS09879","衡水康帝医疗器械有限公司","衡水康帝医疗器械有限公司"]
["004078809795470","00407880","C03160912700003159400000025","冀衡械备20190064号","固定器","大","前臂超关节固定器",null,null,"HCS09879","衡水康帝医疗器械有限公司","衡水康帝医疗器械有限公司"]
["004078809795504","00407880","C03160912700003159400000059","冀衡械备20190064号","固定器","中","膝踝固定器",null,null,"HCS09879","衡水康帝医疗器械有限公司","衡水康帝医疗器械有限公司"]
["004078809795505","00407880","C03160912700003159400000050","冀衡械备20190064号","固定器","大","膝踝固定器",null,null,"HCS09879","衡水康帝医疗器械有限公司","衡水康帝医疗器械有限公司"]
["004078809795519","00407880","C03160912700003159400000038","冀衡械备20190064号","固定器","大","足托固定器(Ⅱ型)",null,null,"HCS09879","衡水康帝医疗器械有限公司","衡水康帝医疗器械有限公司"]
["004078809795520","00407880","C03160912700003159400000054","冀衡械备20190064号","固定器","大","足托固定器(I型)",null,null,"HCS09879","衡水康帝医疗器械有限公司","衡水康帝医疗器械有限公司"]
["004078809795521","00407880","C03160912700003159400000021","冀衡械备20190064号","固定器","中","足托固定器(Ⅱ型)",null,null,"HCS09879","衡水康帝医疗器械有限公司","衡水康帝医疗器械有限公司"]
["004078809795522","00407880","C03160912700003159400000027","冀衡械备20190064号","固定器","中","足托固定器(I型)",null,null,"HCS09879","衡水康帝医疗器械有限公司","衡水康帝医疗器械有限公司"]
["004078809795523","00407880","C03160912700003159400000056","冀衡械备20190064号","固定器","大","股胫腓固定器( II 型)",null,null,"HCS09879","衡水康帝医疗器械有限公司","衡水康帝医疗器械有限公司"]
["004078809795524","00407880","C03160912700003159400000047","冀衡械备20190064号","固定器","小","股胫腓固定器(I 型)",null,null,"HCS09879","衡水康帝医疗器械有限公司","衡水康帝医疗器械有限公司"]
["004078809795525","00407880","C03160912700003159400000074","冀衡械备20190064号","固定器","小","股胫腓固定器( II 型)",null,null,"HCS09879","衡水康帝医疗器械有限公司","衡水康帝医疗器械有限公司"]
["004078809795526","00407880","C03160912700003159400000079","冀衡械备20190064号","固定器","大","股胫腓固定器(I 型)",null,null,"HCS09879","衡水康帝医疗器械有限公司","衡水康帝医疗器械有限公司"]
["004078809795493","00407880","C03160912700003159400000051","冀衡械备20190064号","固定器","大","肩关节外展固定器",null,null,"HCS09879","衡水康帝医疗器械有限公司","衡水康帝医疗器械有限公司"]
["004078809795494","00407880","C03160912700003159400000081","冀衡械备20190064号","固定器","儿童大","肩关节外展固定器",null,null,"HCS09879","衡水康帝医疗器械有限公司","衡水康帝医疗器械有限公司"]
["004078809795495","00407880","C03160912700003159400000073","冀衡械备20190064号","固定器","儿童中","肩关节外展固定器",null,null,"HCS09879","衡水康帝医疗器械有限公司","衡水康帝医疗器械有限公司"]
["004078809795496","00407880","C03160912700003159400000060","冀衡械备20190064号","固定器","中","肩关节外展固定器",null,null,"HCS09879","衡水康帝医疗器械有限公司","衡水康帝医疗器械有限公司"]
["004078809795497","00407880","C03160912700003159400000070","冀衡械备20190064号","固定器","儿童小","肩关节外展固定器",null,null,"HCS09879","衡水康帝医疗器械有限公司","衡水康帝医疗器械有限公司"]
["004078869674083","00407886","C14090118800000159400000013","冀衡械备20190058号","疝气固定带","成人裤头式","KD-SQ101",null,null,"HCS09879","衡水康帝医疗器械有限公司","衡水康帝医疗器械有限公司"]
["004078869674085","00407886","C14090118800000159400000025","冀衡械备20190058号","疝气固定带","儿童腰带式","KD-SQ105",null,null,"HCS09879","衡水康帝医疗器械有限公司","衡水康帝医疗器械有限公司"]
["004078799795170","00407879","C03160900000000159400000051","冀衡械备20190065号","康复训练器","小号","儿童膝踝康复训练器",null,null,"HCS09879","衡水康帝医疗器械有限公司","衡水康帝医疗器械有限公司"]
["004078799795171","00407879","C03160900000000159400000047","冀衡械备20190065号","康复训练器","小号","膝踝康复训练器",null,null,"HCS09879","衡水康帝医疗器械有限公司","衡水康帝医疗器械有限公司"]
["004078799795172","00407879","C03160900000000159400000048","冀衡械备20190065号","康复训练器","大号","儿童膝踝康复训练器",null,null,"HCS09879","衡水康帝医疗器械有限公司","衡水康帝医疗器械有限公司"]
["004078799795173","00407879","C03160900000000159400000049","冀衡械备20190065号","康复训练器","中号","儿童膝踝康复训练器",null,null,"HCS09879","衡水康帝医疗器械有限公司","衡水康帝医疗器械有限公司"]
["004078799795174","00407879","C03160900000000159400000046","冀衡械备20190065号","康复训练器","中号","膝踝康复训练器",null,null,"HCS09879","衡水康帝医疗器械有限公司","衡水康帝医疗器械有限公司"]
["004078799795205","00407879","C03160900000000159400000081","冀衡械备20190065号","康复训练器","大号","儿童髋关节康复训练器",null,null,"HCS09879","衡水康帝医疗器械有限公司","衡水康帝医疗器械有限公司"]
["004078799795206","00407879","C03160900000000159400000029","冀衡械备20190065号","康复训练器","中号","髋关节康复训练器",null,null,"HCS09879","衡水康帝医疗器械有限公司","衡水康帝医疗器械有限公司"]
["004078799795207","00407879","C03160900000000159400000082","冀衡械备20190065号","康复训练器","中号","儿童髋关节康复训练器",null,null,"HCS09879","衡水康帝医疗器械有限公司","衡水康帝医疗器械有限公司"]
["004078799795208","00407879","C03160900000000159400000031","冀衡械备20190065号","康复训练器","小号","髋关节康复训练器",null,null,"HCS09879","衡水康帝医疗器械有限公司","衡水康帝医疗器械有限公司"]
["004078799795209","00407879","C03160900000000159400000084","冀衡械备20190065号","康复训练器","小号","儿童髋关节康复训练器",null,null,"HCS09879","衡水康帝医疗器械有限公司","衡水康帝医疗器械有限公司"]
["004078799795160","00407879","C03160900000000159400000071","冀衡械备20190065号","康复训练器","中号","颈椎康复训练器",null,null,"HCS09879","衡水康帝医疗器械有限公司","衡水康帝医疗器械有限公司"]
["004078799795161","00407879","C03160900000000159400000076","冀衡械备20190065号","康复训练器","小号","颈椎康复训练器",null,null,"HCS09879","衡水康帝医疗器械有限公司","衡水康帝医疗器械有限公司"]
["004078799795162","00407879","C03160900000000159400000072","冀衡械备20190065号","康复训练器","大号","儿童颈椎康复训练器",null,null,"HCS09879","衡水康帝医疗器械有限公司","衡水康帝医疗器械有限公司"]
["004078799795163","00407879","C03160900000000159400000069","冀衡械备20190065号","康复训练器","小号","儿童颈椎康复训练器",null,null,"HCS09879","衡水康帝医疗器械有限公司","衡水康帝医疗器械有限公司"]
["004078799795164","00407879","C03160900000000159400000075","冀衡械备20190065号","康复训练器","中号","儿童颈椎康复训练器",null,null,"HCS09879","衡水康帝医疗器械有限公司","衡水康帝医疗器械有限公司"]
["004078799795165","00407879","C03160900000000159400000052","冀衡械备20190065号","康复训练器","中号","膝踝足康复训练器",null,null,"HCS09879","衡水康帝医疗器械有限公司","衡水康帝医疗器械有限公司"]
["004078799795166","00407879","C03160900000000159400000057","冀衡械备20190065号","康复训练器","中号","儿童膝踝足康复训练器",null,null,"HCS09879","衡水康帝医疗器械有限公司","衡水康帝医疗器械有限公司"]
["004078799795167","00407879","C03160900000000159400000050","冀衡械备20190065号","康复训练器","小号","膝踝足康复训练器",null,null,"HCS09879","衡水康帝医疗器械有限公司","衡水康帝医疗器械有限公司"]
["004078799795168","00407879","C03160900000000159400000058","冀衡械备20190065号","康复训练器","大号","儿童膝踝足康复训练器",null,null,"HCS09879","衡水康帝医疗器械有限公司","衡水康帝医疗器械有限公司"]
["004078799795169","00407879","C03160900000000159400000056","冀衡械备20190065号","康复训练器","小号","儿童膝踝足康复训练器",null,null,"HCS09879","衡水康帝医疗器械有限公司","衡水康帝医疗器械有限公司"]
["004078799795175","00407879","C03160900000000159400000042","冀衡械备20190065号","康复训练器","大号","儿童踝足关节康复训练器 (普通型)",null,null,"HCS09879","衡水康帝医疗器械有限公司","衡水康帝医疗器械有限公司"]
["004078799795176","00407879","C03160900000000159400000027","冀衡械备20190065号","康复训练器","小号","踝足关节康复训练器(普通型）",null,null,"HCS09879","衡水康帝医疗器械有限公司","衡水康帝医疗器械有限公司"]
["004078799795177","00407879","C03160900000000159400000044","冀衡械备20190065号","康复训练器","中号","儿童踝足关节康复训练器 (普通型)",null,null,"HCS09879","衡水康帝医疗器械有限公司","衡水康帝医疗器械有限公司"]
["004078799795179","00407879","C03160900000000159400000055","冀衡械备20190065号","康复训练器","大号","儿童踝足关节康复训练器(增强型）",null,null,"HCS09879","衡水康帝医疗器械有限公司","衡水康帝医疗器械有限公司"]
["004078799795180","00407879","C03160900000000159400000045","冀衡械备20190065号","康复训练器","小号","儿童踝足关节康复训练器 (普通型)",null,null,"HCS09879","衡水康帝医疗器械有限公司","衡水康帝医疗器械有限公司"]
["004078799795181","00407879","C03160900000000159400000032","冀衡械备20190065号","康复训练器","小号","踝足关节康复训练器(增强型）",null,null,"HCS09879","衡水康帝医疗器械有限公司","衡水康帝医疗器械有限公司"]
["004078799795182","00407879","C03160900000000159400000054","冀衡械备20190065号","康复训练器","中号","儿童踝足关节康复训练器(增强型）",null,null,"HCS09879","衡水康帝医疗器械有限公司","衡水康帝医疗器械有限公司"]
["004078799795183","00407879","C03160900000000159400000028","冀衡械备20190065号","康复训练器","中号","踝足关节康复训练器(普通型）",null,null,"HCS09879","衡水康帝医疗器械有限公司","衡水康帝医疗器械有限公司"]
["004078799795184","00407879","C03160900000000159400000053","冀衡械备20190065号","康复训练器","小号","儿童踝足关节康复训练器(增强型）",null,null,"HCS09879","衡水康帝医疗器械有限公司","衡水康帝医疗器械有限公司"]
["004078799795185","00407879","C03160900000000159400000077","冀衡械备20190065号","康复训练器","小号","头颈胸康复训练器",null,null,"HCS09879","衡水康帝医疗器械有限公司","衡水康帝医疗器械有限公司"]
["004078799795186","00407879","C03160900000000159400000079","冀衡械备20190065号","康复训练器","中号","头颈胸康复训练器",null,null,"HCS09879","衡水康帝医疗器械有限公司","衡水康帝医疗器械有限公司"]
["004078799795187","00407879","C03160900000000159400000025","冀衡械备20190065号","康复训练器","中号","儿童头颈胸康复训练器",null,null,"HCS09879","衡水康帝医疗器械有限公司","衡水康帝医疗器械有限公司"]
["004078799795188","00407879","C03160900000000159400000023","冀衡械备20190065号","康复训练器","小号","儿童头颈胸康复训练器",null,null,"HCS09879","衡水康帝医疗器械有限公司","衡水康帝医疗器械有限公司"]
["004078799795189","00407879","C03160900000000159400000022","冀衡械备20190065号","康复训练器","大号","儿童头颈胸康复训练器",null,null,"HCS09879","衡水康帝医疗器械有限公司","衡水康帝医疗器械有限公司"]
["004078799795190","00407879","C03160900000000159400000017","冀衡械备20190065号","康复训练器","中号","胸腰椎康复训练器",null,null,"HCS09879","衡水康帝医疗器械有限公司","衡水康帝医疗器械有限公司"]
["004078799795191","00407879","C03160900000000159400000070","冀衡械备20190065号","康复训练器","小号","儿童胸腰椎康复训练器",null,null,"HCS09879","衡水康帝医疗器械有限公司","衡水康帝医疗器械有限公司"]
["004078799795192","00407879","C03160900000000159400000073","冀衡械备20190065号","康复训练器","中号","儿童胸腰椎康复训练器",null,null,"HCS09879","衡水康帝医疗器械有限公司","衡水康帝医疗器械有限公司"]
["004078799795193","00407879","C03160900000000159400000019","冀衡械备20190065号","康复训练器","小号","胸腰椎康复训练器",null,null,"HCS09879","衡水康帝医疗器械有限公司","衡水康帝医疗器械有限公司"]
["004078799795194","00407879","C03160900000000159400000074","冀衡械备20190065号","康复训练器","大号","儿童胸腰椎康复训练器",null,null,"HCS09879","衡水康帝医疗器械有限公司","衡水康帝医疗器械有限公司"]
["004078799795195","00407879","C03160900000000159400000021","冀衡械备20190065号","康复训练器","小号","肩外展康复训练器",null,null,"HCS09879","衡水康帝医疗器械有限公司","衡水康帝医疗器械有限公司"]
["004078799795196","00407879","C03160900000000159400000060","冀衡械备20190065号","康复训练器","大号","儿童肩外展康复训练器",null,null,"HCS09879","衡水康帝医疗器械有限公司","衡水康帝医疗器械有限公司"]
["004078799795197","00407879","C03160900000000159400000020","冀衡械备20190065号","康复训练器","中号","肩外展康复训练器",null,null,"HCS09879","衡水康帝医疗器械有限公司","衡水康帝医疗器械有限公司"]
["004078799795198","00407879","C03160900000000159400000064","冀衡械备20190065号","康复训练器","小号","儿童肩外展康复训练器",null,null,"HCS09879","衡水康帝医疗器械有限公司","衡水康帝医疗器械有限公司"]
["004078799795199","00407879","C03160900000000159400000062","冀衡械备20190065号","康复训练器","中号","儿童肩外展康复训练器",null,null,"HCS09879","衡水康帝医疗器械有限公司","衡水康帝医疗器械有限公司"]
["004078799795200","00407879","C03160900000000159400000067","冀衡械备20190065号","康复训练器","小号","胸腰骶康复训练器",null,null,"HCS09879","衡水康帝医疗器械有限公司","衡水康帝医疗器械有限公司"]
["004078799795201","00407879","C03160900000000159400000068","冀衡械备20190065号","康复训练器","中号","胸腰骶康复训练器",null,null,"HCS09879","衡水康帝医疗器械有限公司","衡水康帝医疗器械有限公司"]
["004078799795202","00407879","C03160900000000159400000066","冀衡械备20190065号","康复训练器","小号","儿童胸腰骶康复训练器",null,null,"HCS09879","衡水康帝医疗器械有限公司","衡水康帝医疗器械有限公司"]
["004078799795203","00407879","C03160900000000159400000065","冀衡械备20190065号","康复训练器","中号","儿童胸腰骶康复训练器",null,null,"HCS09879","衡水康帝医疗器械有限公司","衡水康帝医疗器械有限公司"]
["004078799795204","00407879","C03160900000000159400000063","冀衡械备20190065号","康复训练器","大号","儿童胸腰骶康复训练器",null,null,"HCS09879","衡水康帝医疗器械有限公司","衡水康帝医疗器械有限公司"]
["004078799674264","00407879","C03160900000000159400000007","冀衡械备20190065号","康复训练器","髋关节康复训练器","大号、中号、小号。",null,null,"HCS09879","衡水康帝医疗器械有限公司","衡水康帝医疗器械有限公司"]
["004078799674268","00407879","C03160900000000159400000008","冀衡械备20190065号","康复训练器","踝足关节康复训练器 （增强型）","大号、中号、小号。",null,null,"HCS09879","衡水康帝医疗器械有限公司","衡水康帝医疗器械有限公司"]
["004078799674269","00407879","C03160900000000159400000014","冀衡械备20190065号","康复训练器","胸腰骶康复训练器","大号、中号、小号。",null,null,"HCS09879","衡水康帝医疗器械有限公司","衡水康帝医疗器械有限公司"]
["004078799674272","00407879","C03160900000000159400000005","冀衡械备20190065号","康复训练器","肩外展康复训练器","大号、中号、小号。",null,null,"HCS09879","衡水康帝医疗器械有限公司","衡水康帝医疗器械有限公司"]
["004078859674058","00407885","C14090118800000159400000014","冀衡械备20190063号","医用固定带","踝关节固定带","特大号、大号、中号、小号。",null,null,"HCS09879","衡水康帝医疗器械有限公司","衡水康帝医疗器械有限公司"]
["004078859674060","00407885","C14090118800000159400000024","冀衡械备20190063号","医用固定带","腕关节固定带","特大号、大号、中号、小号。",null,null,"HCS09879","衡水康帝医疗器械有限公司","衡水康帝医疗器械有限公司"]
["004078859674061","00407885","C14090118800000159400000027","冀衡械备20190063号","医用固定带","肩肘关节固定带","特大号、大号、中号、小号。",null,null,"HCS09879","衡水康帝医疗器械有限公司","衡水康帝医疗器械有限公司"]
["004078859674062","00407885","C14090118800000159400000015","冀衡械备20190063号","医用固定带","髋关节固定带","特大号、大号、中号、小号。",null,null,"HCS09879","衡水康帝医疗器械有限公司","衡水康帝医疗器械有限公司"]
["004078859674065","00407885","C14090118800000159400000026","冀衡械备20190063号","医用固定带","克雷氏固定带","特大号、大号、中号、小号。",null,null,"HCS09879","衡水康帝医疗器械有限公司","衡水康帝医疗器械有限公司"]
["004078859674066","00407885","C14090118800000159400000028","冀衡械备20190063号","医用固定带","髌骨固定带","特大号、大号、中号、小号。",null,null,"HCS09879","衡水康帝医疗器械有限公司","衡水康帝医疗器械有限公司"]
["004078859674067","00407885","C14090118800000159400000016","冀衡械备20190063号","医用固定带","腕骨固定带","特大号、大号、中号、小号。",null,null,"HCS09879","衡水康帝医疗器械有限公司","衡水康帝医疗器械有限公司"]
["004078859674068","00407885","C14090118800000159400000030","冀衡械备20190063号","医用固定带","盆骨固定带","特大号、大号、中号、小号。",null,null,"HCS09879","衡水康帝医疗器械有限公司","衡水康帝医疗器械有限公司"]
["004078859794301","00407885","C14090118800000159400000057","冀衡械备20190063号","医用固定带","大","腰椎固定带",null,null,"HCS09879","衡水康帝医疗器械有限公司","衡水康帝医疗器械有限公司"]
["004078859794300","00407885","C14090118800000159400000037","冀衡械备20190063号","医用固定带","小","腰椎固定带",null,null,"HCS09879","衡水康帝医疗器械有限公司","衡水康帝医疗器械有限公司"]
["004078859794302","00407885","C14090118800000159400000100","冀衡械备20190063号","医用固定带","大","肩肘固定带",null,null,"HCS09879","衡水康帝医疗器械有限公司","衡水康帝医疗器械有限公司"]
["004078859794303","00407885","C14090118800000159400000084","冀衡械备20190063号","医用固定带","小","肩肘固定带",null,null,"HCS09879","衡水康帝医疗器械有限公司","衡水康帝医疗器械有限公司"]
["004078859794308","00407885","C14090118800000159400000101","冀衡械备20190063号","医用固定带","大","下肢固定带",null,null,"HCS09879","衡水康帝医疗器械有限公司","衡水康帝医疗器械有限公司"]
["004078859794309","00407885","C14090118800000159400000061","冀衡械备20190063号","医用固定带","儿童中","下肢固定带",null,null,"HCS09879","衡水康帝医疗器械有限公司","衡水康帝医疗器械有限公司"]
["004078859794310","00407885","C14090118800000159400000079","冀衡械备20190063号","医用固定带","小","下肢固定带",null,null,"HCS09879","衡水康帝医疗器械有限公司","衡水康帝医疗器械有限公司"]
["004078859794311","00407885","C14090118800000159400000059","冀衡械备20190063号","医用固定带","特大","小腿固定带",null,null,"HCS09879","衡水康帝医疗器械有限公司","衡水康帝医疗器械有限公司"]
["004078859794312","00407885","C14090118800000159400000067","冀衡械备20190063号","医用固定带","中","小腿固定带",null,null,"HCS09879","衡水康帝医疗器械有限公司","衡水康帝医疗器械有限公司"]
["004078859794313","00407885","C14090118800000159400000118","冀衡械备20190063号","医用固定带","大","小腿固定带",null,null,"HCS09879","衡水康帝医疗器械有限公司","衡水康帝医疗器械有限公司"]
["004078859794341","00407885","C14090118800000159400000110","冀衡械备20190063号","医用固定带","中","塑形腰围固定带",null,null,"HCS09879","衡水康帝医疗器械有限公司","衡水康帝医疗器械有限公司"]
["004078859794342","00407885","C14090118800000159400000052","冀衡械备20190063号","医用固定带","大","塑形腰围固定带",null,null,"HCS09879","衡水康帝医疗器械有限公司","衡水康帝医疗器械有限公司"]
["004078859794343","00407885","C14090118800000159400000083","冀衡械备20190063号","医用固定带","小","塑形腰围固定带",null,null,"HCS09879","衡水康帝医疗器械有限公司","衡水康帝医疗器械有限公司"]
["004078859794344","00407885","C14090118800000159400000102","冀衡械备20190063号","医用固定带","特特大","塑形腰围固定带",null,null,"HCS09879","衡水康帝医疗器械有限公司","衡水康帝医疗器械有限公司"]
["004078859794345","00407885","C14090118800000159400000045","冀衡械备20190063号","医用固定带","特大","塑形腰围固定带",null,null,"HCS09879","衡水康帝医疗器械有限公司","衡水康帝医疗器械有限公司"]
["004078859794346","00407885","C14090118800000159400000065","冀衡械备20190063号","医用固定带","特特特大","塑形腰围固定带",null,null,"HCS09879","衡水康帝医疗器械有限公司","衡水康帝医疗器械有限公司"]
["004078859794371","00407885","C14090118800000159400000048","冀衡械备20190063号","医用固定带","大","肩肘关节固定带",null,null,"HCS09879","衡水康帝医疗器械有限公司","衡水康帝医疗器械有限公司"]
["004078859794372","00407885","C14090118800000159400000074","冀衡械备20190063号","医用固定带","中","肩肘关节固定带",null,null,"HCS09879","衡水康帝医疗器械有限公司","衡水康帝医疗器械有限公司"]
["004078859794319","00407885","C14090118800000159400000046","冀衡械备20190063号","医用固定带","小","前臂吊带",null,null,"HCS09879","衡水康帝医疗器械有限公司","衡水康帝医疗器械有限公司"]
["004078859794331","00407885","C14090118800000159400000072","冀衡械备20190063号","医用固定带","中","髋关节固定带",null,null,"HCS09879","衡水康帝医疗器械有限公司","衡水康帝医疗器械有限公司"]
["004078859794332","00407885","C14090118800000159400000085","冀衡械备20190063号","医用固定带","特大","髋关节固定带",null,null,"HCS09879","衡水康帝医疗器械有限公司","衡水康帝医疗器械有限公司"]
["004078859794333","00407885","C14090118800000159400000036","冀衡械备20190063号","医用固定带","大","髋关节固定带",null,null,"HCS09879","衡水康帝医疗器械有限公司","衡水康帝医疗器械有限公司"]
["004078859794375","00407885","C14090118800000159400000114","冀衡械备20190063号","医用固定带","大","骨盆固定带",null,null,"HCS09879","衡水康帝医疗器械有限公司","衡水康帝医疗器械有限公司"]
["004078859794376","00407885","C14090118800000159400000105","冀衡械备20190063号","医用固定带","中","骨盆固定带",null,null,"HCS09879","衡水康帝医疗器械有限公司","衡水康帝医疗器械有限公司"]
["004078859794305","00407885","C14090118800000159400000109","冀衡械备20190063号","医用固定带","中","膝关节固定带",null,null,"HCS09879","衡水康帝医疗器械有限公司","衡水康帝医疗器械有限公司"]
["004078859794306","00407885","C14090118800000159400000087","冀衡械备20190063号","医用固定带","大","膝关节固定带",null,null,"HCS09879","衡水康帝医疗器械有限公司","衡水康帝医疗器械有限公司"]
["004078859794314","00407885","C14090118800000159400000077","冀衡械备20190063号","医用固定带","中","小腿超踝固定带",null,null,"HCS09879","衡水康帝医疗器械有限公司","衡水康帝医疗器械有限公司"]
["004078859794315","00407885","C14090118800000159400000076","冀衡械备20190063号","医用固定带","大","小腿超踝固定带",null,null,"HCS09879","衡水康帝医疗器械有限公司","衡水康帝医疗器械有限公司"]
["004078859794352","00407885","C14090118800000159400000042","冀衡械备20190063号","医用固定带","小","全弹透气腰围固定带",null,null,"HCS09879","衡水康帝医疗器械有限公司","衡水康帝医疗器械有限公司"]
["004078859794353","00407885","C14090118800000159400000103","冀衡械备20190063号","医用固定带","特大","全弹透气腰围固定带",null,null,"HCS09879","衡水康帝医疗器械有限公司","衡水康帝医疗器械有限公司"]
["004078859794354","00407885","C14090118800000159400000062","冀衡械备20190063号","医用固定带","大","全弹透气腰围固定带",null,null,"HCS09879","衡水康帝医疗器械有限公司","衡水康帝医疗器械有限公司"]
["004078859794355","00407885","C14090118800000159400000089","冀衡械备20190063号","医用固定带","中","全弹透气腰围固定带",null,null,"HCS09879","衡水康帝医疗器械有限公司","衡水康帝医疗器械有限公司"]
["004078859794356","00407885","C14090118800000159400000096","冀衡械备20190063号","医用固定带","特特特大","全弹透气腰围固定带",null,null,"HCS09879","衡水康帝医疗器械有限公司","衡水康帝医疗器械有限公司"]
["004078859794357","00407885","C14090118800000159400000049","冀衡械备20190063号","医用固定带","特特大","全弹透气腰围固定带",null,null,"HCS09879","衡水康帝医疗器械有限公司","衡水康帝医疗器械有限公司"]
["004078859794363","00407885","C14090118800000159400000090","冀衡械备20190063号","医用固定带","大","腕关节固定带",null,null,"HCS09879","衡水康帝医疗器械有限公司","衡水康帝医疗器械有限公司"]
["004078859794364","00407885","C14090118800000159400000092","冀衡械备20190063号","医用固定带","中","腕关节固定带",null,null,"HCS09879","衡水康帝医疗器械有限公司","衡水康帝医疗器械有限公司"]
["004078859794366","00407885","C14090118800000159400000075","冀衡械备20190063号","医用固定带","中右","克雷氏固定带",null,null,"HCS09879","衡水康帝医疗器械有限公司","衡水康帝医疗器械有限公司"]
["004078859794367","00407885","C14090118800000159400000091","冀衡械备20190063号","医用固定带","中左","克雷氏固定带",null,null,"HCS09879","衡水康帝医疗器械有限公司","衡水康帝医疗器械有限公司"]
["004078829796153","00407882","C03160908000001159400000036","冀衡械备20190060号","骨折固定夹板","儿童中号","胫腓骨固定夹板",null,null,"HCS09879","衡水康帝医疗器械有限公司","衡水康帝医疗器械有限公司"]
["004078829796154","00407882","C03160908000001159400000034","冀衡械备20190060号","骨折固定夹板","儿童小号","胫腓骨固定夹板",null,null,"HCS09879","衡水康帝医疗器械有限公司","衡水康帝医疗器械有限公司"]
["004078829796155","00407882","C03160908000001159400000038","冀衡械备20190060号","骨折固定夹板","儿童大号","胫腓骨固定夹板",null,null,"HCS09879","衡水康帝医疗器械有限公司","衡水康帝医疗器械有限公司"]
["004078829796156","00407882","C03160908000001159400000071","冀衡械备20190060号","骨折固定夹板","中号","胫腓骨固定夹板",null,null,"HCS09879","衡水康帝医疗器械有限公司","衡水康帝医疗器械有限公司"]
["004078829796157","00407882","C03160908000001159400000075","冀衡械备20190060号","骨折固定夹板","小号","胫腓骨固定夹板",null,null,"HCS09879","衡水康帝医疗器械有限公司","衡水康帝医疗器械有限公司"]
["004078829796043","00407882","C03160908000001159400000055","冀衡械备20190060号","骨折固定夹板","儿童大号","指骨固定夹板",null,null,"HCS09879","衡水康帝医疗器械有限公司","衡水康帝医疗器械有限公司"]
["004078829796044","00407882","C03160908000001159400000051","冀衡械备20190060号","骨折固定夹板","中号","指骨固定夹板",null,null,"HCS09879","衡水康帝医疗器械有限公司","衡水康帝医疗器械有限公司"]
["004078829796045","00407882","C03160908000001159400000101","冀衡械备20190060号","骨折固定夹板","小号","护指式指骨固定夹板",null,null,"HCS09879","衡水康帝医疗器械有限公司","衡水康帝医疗器械有限公司"]
["004078829796046","00407882","C03160908000001159400000049","冀衡械备20190060号","骨折固定夹板","小号","指骨固定夹板",null,null,"HCS09879","衡水康帝医疗器械有限公司","衡水康帝医疗器械有限公司"]
["004078829796047","00407882","C03160908000001159400000061","冀衡械备20190060号","骨折固定夹板","儿童小号","指骨固定夹板",null,null,"HCS09879","衡水康帝医疗器械有限公司","衡水康帝医疗器械有限公司"]
["004078829796048","00407882","C03160908000001159400000067","冀衡械备20190060号","骨折固定夹板","小号","蛙式指骨固定夹板",null,null,"HCS09879","衡水康帝医疗器械有限公司","衡水康帝医疗器械有限公司"]
["004078829796049","00407882","C03160908000001159400000070","冀衡械备20190060号","骨折固定夹板","小号","单片式指骨固定夹板",null,null,"HCS09879","衡水康帝医疗器械有限公司","衡水康帝医疗器械有限公司"]
["004078829796050","00407882","C03160908000001159400000103","冀衡械备20190060号","骨折固定夹板","中号","护指式指骨固定夹板",null,null,"HCS09879","衡水康帝医疗器械有限公司","衡水康帝医疗器械有限公司"]
["004078829796051","00407882","C03160908000001159400000059","冀衡械备20190060号","骨折固定夹板","儿童中号","指骨固定夹板",null,null,"HCS09879","衡水康帝医疗器械有限公司","衡水康帝医疗器械有限公司"]
["004078829796052","00407882","C03160908000001159400000053","冀衡械备20190060号","骨折固定夹板","大号","指骨固定夹板",null,null,"HCS09879","衡水康帝医疗器械有限公司","衡水康帝医疗器械有限公司"]
["004078829796053","00407882","C03160908000001159400000060","冀衡械备20190060号","骨折固定夹板","中号","蛙式指骨固定夹板",null,null,"HCS09879","衡水康帝医疗器械有限公司","衡水康帝医疗器械有限公司"]
["004078829796093","00407882","C03160908000001159400000090","冀衡械备20190060号","骨折固定夹板","中号","肱骨外科颈固定夹板",null,null,"HCS09879","衡水康帝医疗器械有限公司","衡水康帝医疗器械有限公司"]
["004078829796094","00407882","C03160908000001159400000096","冀衡械备20190060号","骨折固定夹板","小号","肱骨外科颈固定夹板",null,null,"HCS09879","衡水康帝医疗器械有限公司","衡水康帝医疗器械有限公司"]
["004078829796108","00407882","C03160908000001159400000104","冀衡械备20190060号","骨折固定夹板","中号","肱骨干固定夹板",null,null,"HCS09879","衡水康帝医疗器械有限公司","衡水康帝医疗器械有限公司"]
["004078829796109","00407882","C03160908000001159400000102","冀衡械备20190060号","骨折固定夹板","小号","肱骨干固定夹板",null,null,"HCS09879","衡水康帝医疗器械有限公司","衡水康帝医疗器械有限公司"]
["004078829796125","00407882","C03160908000001159400000044","冀衡械备20190060号","骨折固定夹板","中号","脚踝固定夹板",null,null,"HCS09879","衡水康帝医疗器械有限公司","衡水康帝医疗器械有限公司"]
["004078829796126","00407882","C03160908000001159400000042","冀衡械备20190060号","骨折固定夹板","小号","脚踝固定夹板",null,null,"HCS09879","衡水康帝医疗器械有限公司","衡水康帝医疗器械有限公司"]
["004078829796158","00407882","C03160908000001159400000035","冀衡械备20190060号","骨折固定夹板","中号","肱骨髁上固定夹板",null,null,"HCS09879","衡水康帝医疗器械有限公司","衡水康帝医疗器械有限公司"]
["004078829796159","00407882","C03160908000001159400000039","冀衡械备20190060号","骨折固定夹板","小号","肱骨髁上固定夹板",null,null,"HCS09879","衡水康帝医疗器械有限公司","衡水康帝医疗器械有限公司"]
["004078829796021","00407882","C03160908000001159400000058","冀衡械备20190060号","骨折固定夹板","小号","五指分离板固定夹板",null,null,"HCS09879","衡水康帝医疗器械有限公司","衡水康帝医疗器械有限公司"]
["004078829796022","00407882","C03160908000001159400000065","冀衡械备20190060号","骨折固定夹板","中号","五指分离板固定夹板",null,null,"HCS09879","衡水康帝医疗器械有限公司","衡水康帝医疗器械有限公司"]
["004078829796118","00407882","C03160908000001159400000087","冀衡械备20190060号","骨折固定夹板","儿童大号","桡骨下端固定夹板",null,null,"HCS09879","衡水康帝医疗器械有限公司","衡水康帝医疗器械有限公司"]
["004078829796119","00407882","C03160908000001159400000029","冀衡械备20190060号","骨折固定夹板","儿童中号","桡骨下端固定夹板",null,null,"HCS09879","衡水康帝医疗器械有限公司","衡水康帝医疗器械有限公司"]
["004078829796120","00407882","C03160908000001159400000086","冀衡械备20190060号","骨折固定夹板","中号","桡骨下端固定夹板",null,null,"HCS09879","衡水康帝医疗器械有限公司","衡水康帝医疗器械有限公司"]
["004078829796121","00407882","C03160908000001159400000031","冀衡械备20190060号","骨折固定夹板","儿童小号","桡骨下端固定夹板",null,null,"HCS09879","衡水康帝医疗器械有限公司","衡水康帝医疗器械有限公司"]
["004078829796122","00407882","C03160908000001159400000077","冀衡械备20190060号","骨折固定夹板","小号","桡骨下端固定夹板",null,null,"HCS09879","衡水康帝医疗器械有限公司","衡水康帝医疗器械有限公司"]
["004078829796132","00407882","C03160908000001159400000099","冀衡械备20190060号","骨折固定夹板","小号","下肢固定夹板",null,null,"HCS09879","衡水康帝医疗器械有限公司","衡水康帝医疗器械有限公司"]
["004078829796133","00407882","C03160908000001159400000100","冀衡械备20190060号","骨折固定夹板","中号","下肢固定夹板",null,null,"HCS09879","衡水康帝医疗器械有限公司","衡水康帝医疗器械有限公司"]
["004078829796150","00407882","C03160908000001159400000094","冀衡械备20190060号","骨折固定夹板","小号","股骨干固定夹板",null,null,"HCS09879","衡水康帝医疗器械有限公司","衡水康帝医疗器械有限公司"]
["004078829796151","00407882","C03160908000001159400000091","冀衡械备20190060号","骨折固定夹板","中号","股骨干固定夹板",null,null,"HCS09879","衡水康帝医疗器械有限公司","衡水康帝医疗器械有限公司"]
["004078829796002","00407882","C03160908000001159400000040","冀衡械备20190060号","骨折固定夹板","小号","卷式固定夹板",null,null,"HCS09879","衡水康帝医疗器械有限公司","衡水康帝医疗器械有限公司"]
["004078829796003","00407882","C03160908000001159400000037","冀衡械备20190060号","骨折固定夹板","中号","卷式固定夹板",null,null,"HCS09879","衡水康帝医疗器械有限公司","衡水康帝医疗器械有限公司"]
["004078829674008","00407882","C03160908000001159400000022","冀衡械备20190060号","骨折固定夹板","下肢固定夹板","大号、中号、小号。",null,null,"HCS09879","衡水康帝医疗器械有限公司","衡水康帝医疗器械有限公司"]
["004078829674009","00407882","C03160908000001159400000006","冀衡械备20190060号","骨折固定夹板","前臂固定夹板","大号、中号、小号。",null,null,"HCS09879","衡水康帝医疗器械有限公司","衡水康帝医疗器械有限公司"]
["004078829674010","00407882","C03160908000001159400000005","冀衡械备20190060号","骨折固定夹板","五指分离板固定夹板","大号、中号、小号。",null,null,"HCS09879","衡水康帝医疗器械有限公司","衡水康帝医疗器械有限公司"]
["004078829674012","00407882","C03160908000001159400000012","冀衡械备20190060号","骨折固定夹板","超肩外科颈固定夹板","大号、中号、小号。",null,null,"HCS09879","衡水康帝医疗器械有限公司","衡水康帝医疗器械有限公司"]
["004078829674013","00407882","C03160908000001159400000011","冀衡械备20190060号","骨折固定夹板","指骨固定夹板（蛙式）","大号、中号、小号。",null,null,"HCS09879","衡水康帝医疗器械有限公司","衡水康帝医疗器械有限公司"]
["004078829674014","00407882","C03160908000001159400000007","冀衡械备20190060号","骨折固定夹板","前臂带柱固定夹板","大号、中号、小号。",null,null,"HCS09879","衡水康帝医疗器械有限公司","衡水康帝医疗器械有限公司"]
["004078829674018","00407882","C03160908000001159400000013","冀衡械备20190060号","骨折固定夹板","指骨固定夹板（单片型）","大号、中号、小号。",null,null,"HCS09879","衡水康帝医疗器械有限公司","衡水康帝医疗器械有限公司"]
["004078829674019","00407882","C03160908000001159400000017","冀衡械备20190060号","骨折固定夹板","胫腓骨下1/3固定夹板","大号、中号、小号。",null,null,"HCS09879","衡水康帝医疗器械有限公司","衡水康帝医疗器械有限公司"]
["004078829674020","00407882","C03160908000001159400000002","冀衡械备20190060号","骨折固定夹板","肱骨髁上固定夹板","大号、中号、小号。",null,null,"HCS09879","衡水康帝医疗器械有限公司","衡水康帝医疗器械有限公司"]
["004078829674021","00407882","C03160908000001159400000025","冀衡械备20190060号","骨折固定夹板","柯雷式固定夹板","大号、中号、小号。",null,null,"HCS09879","衡水康帝医疗器械有限公司","衡水康帝医疗器械有限公司"]
["004078829674029","00407882","C03160908000001159400000024","冀衡械备20190060号","骨折固定夹板","指骨固定夹板 (护指式）","大号、中号、小号。",null,null,"HCS09879","衡水康帝医疗器械有限公司","衡水康帝医疗器械有限公司"]
["004078829796018","00407882","C03160908000001159400000052","冀衡械备20190060号","骨折固定夹板","小号","掌背骨固定夹板",null,null,"HCS09879","衡水康帝医疗器械有限公司","衡水康帝医疗器械有限公司"]
["004078829796019","00407882","C03160908000001159400000050","冀衡械备20190060号","骨折固定夹板","中号","掌背骨固定夹板",null,null,"HCS09879","衡水康帝医疗器械有限公司","衡水康帝医疗器械有限公司"]
["004078829796061","00407882","C03160908000001159400000032","冀衡械备20190060号","骨折固定夹板","中号","前臂带柱固定夹板",null,null,"HCS09879","衡水康帝医疗器械有限公司","衡水康帝医疗器械有限公司"]
["004078829796062","00407882","C03160908000001159400000033","冀衡械备20190060号","骨折固定夹板","小号","前臂带柱固定夹板",null,null,"HCS09879","衡水康帝医疗器械有限公司","衡水康帝医疗器械有限公司"]
["004078829796086","00407882","C03160908000001159400000082","冀衡械备20190060号","骨折固定夹板","儿童中号","克雷氏固定夹板",null,null,"HCS09879","衡水康帝医疗器械有限公司","衡水康帝医疗器械有限公司"]
["004078829796087","00407882","C03160908000001159400000048","冀衡械备20190060号","骨折固定夹板","小号","克雷氏固定夹板",null,null,"HCS09879","衡水康帝医疗器械有限公司","衡水康帝医疗器械有限公司"]
["004078829796088","00407882","C03160908000001159400000083","冀衡械备20190060号","骨折固定夹板","儿童大号","克雷氏固定夹板",null,null,"HCS09879","衡水康帝医疗器械有限公司","衡水康帝医疗器械有限公司"]
["004078829796089","00407882","C03160908000001159400000078","冀衡械备20190060号","骨折固定夹板","儿童小号","克雷氏固定夹板",null,null,"HCS09879","衡水康帝医疗器械有限公司","衡水康帝医疗器械有限公司"]
["004078829796090","00407882","C03160908000001159400000046","冀衡械备20190060号","骨折固定夹板","中号","克雷氏固定夹板",null,null,"HCS09879","衡水康帝医疗器械有限公司","衡水康帝医疗器械有限公司"]
["004078829796111","00407882","C03160908000001159400000069","冀衡械备20190060号","骨折固定夹板","小号","超肩外科颈固定夹板",null,null,"HCS09879","衡水康帝医疗器械有限公司","衡水康帝医疗器械有限公司"]
["004078829796147","00407882","C03160908000001159400000088","冀衡械备20190060号","骨折固定夹板","中号","胫腓骨下1/3固定夹板",null,null,"HCS09879","衡水康帝医疗器械有限公司","衡水康帝医疗器械有限公司"]
["004078829796148","00407882","C03160908000001159400000085","冀衡械备20190060号","骨折固定夹板","小号","胫腓骨下1/3固定夹板",null,null,"HCS09879","衡水康帝医疗器械有限公司","衡水康帝医疗器械有限公司"]
["004078829796069","00407882","C03160908000001159400000076","冀衡械备20190060号","骨折固定夹板","儿童中号","前臂固定夹板",null,null,"HCS09879","衡水康帝医疗器械有限公司","衡水康帝医疗器械有限公司"]
["004078829796070","00407882","C03160908000001159400000072","冀衡械备20190060号","骨折固定夹板","儿童小号","前臂固定夹板",null,null,"HCS09879","衡水康帝医疗器械有限公司","衡水康帝医疗器械有限公司"]
["004078829796071","00407882","C03160908000001159400000064","冀衡械备20190060号","骨折固定夹板","小号","前臂固定夹板",null,null,"HCS09879","衡水康帝医疗器械有限公司","衡水康帝医疗器械有限公司"]
["004078829796072","00407882","C03160908000001159400000079","冀衡械备20190060号","骨折固定夹板","儿童大号","前臂固定夹板",null,null,"HCS09879","衡水康帝医疗器械有限公司","衡水康帝医疗器械有限公司"]
["004078829796073","00407882","C03160908000001159400000057","冀衡械备20190060号","骨折固定夹板","中号","前臂固定夹板",null,null,"HCS09879","衡水康帝医疗器械有限公司","衡水康帝医疗器械有限公司"]
["004078829796105","00407882","C03160908000001159400000097","冀衡械备20190060号","骨折固定夹板","小号","上肢固定夹板",null,null,"HCS09879","衡水康帝医疗器械有限公司","衡水康帝医疗器械有限公司"]
["004078829796106","00407882","C03160908000001159400000093","冀衡械备20190060号","骨折固定夹板","中号","上肢固定夹板",null,null,"HCS09879","衡水康帝医疗器械有限公司","衡水康帝医疗器械有限公司"]
["004078829796129","00407882","C03160908000001159400000063","冀衡械备20190060号","骨折固定夹板","中号","胫腓骨上1/3固定夹板",null,null,"HCS09879","衡水康帝医疗器械有限公司","衡水康帝医疗器械有限公司"]
["004078829796130","00407882","C03160908000001159400000054","冀衡械备20190060号","骨折固定夹板","小号","胫腓骨上1/3固定夹板",null,null,"HCS09879","衡水康帝医疗器械有限公司","衡水康帝医疗器械有限公司"]
["004078849795087","00407884","C14020226300010159400000025","冀衡械备20190057","医用体位垫","102","踝骨垫",null,null,"HCS09879","衡水康帝医疗器械有限公司","衡水康帝医疗器械有限公司"]
["004078849795088","00407884","C14020226300010159400000058","冀衡械备20190057","医用体位垫","101","踝骨垫",null,null,"HCS09879","衡水康帝医疗器械有限公司","衡水康帝医疗器械有限公司"]
["004078849795089","00407884","C14020226300010159400000033","冀衡械备20190057","医用体位垫","101","U型枕",null,null,"HCS09879","衡水康帝医疗器械有限公司","衡水康帝医疗器械有限公司"]
["004078849795090","00407884","C14020226300010159400000049","冀衡械备20190057","医用体位垫","101","下肢垫",null,null,"HCS09879","衡水康帝医疗器械有限公司","衡水康帝医疗器械有限公司"]
["004078849795091","00407884","C14020226300010159400000057","冀衡械备20190057","医用体位垫","102","下肢垫",null,null,"HCS09879","衡水康帝医疗器械有限公司","衡水康帝医疗器械有限公司"]
["004078849795079","00407884","C14020226300010159400000035","冀衡械备20190057","医用体位垫","101","上肢垫",null,null,"HCS09879","衡水康帝医疗器械有限公司","衡水康帝医疗器械有限公司"]
["004078849795082","00407884","C14020226300010159400000047","冀衡械备20190057","医用体位垫","101","颈椎护理垫",null,null,"HCS09879","衡水康帝医疗器械有限公司","衡水康帝医疗器械有限公司"]
["004078849795093","00407884","C14020226300010159400000040","冀衡械备20190057","医用体位垫","104","褥疮圈垫",null,null,"HCS09879","衡水康帝医疗器械有限公司","衡水康帝医疗器械有限公司"]
["004078849795094","00407884","C14020226300010159400000037","冀衡械备20190057","医用体位垫","102","褥疮圈垫",null,null,"HCS09879","衡水康帝医疗器械有限公司","衡水康帝医疗器械有限公司"]
["004078849795095","00407884","C14020226300010159400000050","冀衡械备20190057","医用体位垫","102","梯形垫",null,null,"HCS09879","衡水康帝医疗器械有限公司","衡水康帝医疗器械有限公司"]
["004078849674046","00407884","C14020226300010159400000011","冀衡械备20190057","医用体位垫","手垫","101、",null,null,"HCS09879","衡水康帝医疗器械有限公司","衡水康帝医疗器械有限公司"]
["004078849674048","00407884","C14020226300010159400000015","冀衡械备20190057","医用体位垫","褥疮圈垫","101、102、103、104、105、106、107、108、109、110。",null,null,"HCS09879","衡水康帝医疗器械有限公司","衡水康帝医疗器械有限公司"]
["004078849674052","00407884","C14020226300010159400000012","冀衡械备20190057","医用体位垫","梯型垫","101、102、103、104、105、106",null,null,"HCS09879","衡水康帝医疗器械有限公司","衡水康帝医疗器械有限公司"]
["004078849674053","00407884","C14020226300010159400000010","冀衡械备20190057","医用体位垫","脚垫","101、",null,null,"HCS09879","衡水康帝医疗器械有限公司","衡水康帝医疗器械有限公司"]
["004078849674054","00407884","C14020226300010159400000014","冀衡械备20190057","医用体位垫","B型垫","101、102、103",null,null,"HCS09879","衡水康帝医疗器械有限公司","衡水康帝医疗器械有限公司"]
["004078849795081","00407884","C14020226300010159400000036","冀衡械备20190057","医用体位垫","102","圆柱垫",null,null,"HCS09879","衡水康帝医疗器械有限公司","衡水康帝医疗器械有限公司"]
["004078849795092","00407884","C14020226300010159400000021","冀衡械备20190057","医用体位垫","103","下肢垫",null,null,"HCS09879","衡水康帝医疗器械有限公司","衡水康帝医疗器械有限公司"]
["004078849795154","00407884","C14020226300010159400000028","冀衡械备20190057","医用体位垫","101","侧翻垫",null,null,"HCS09879","衡水康帝医疗器械有限公司","衡水康帝医疗器械有限公司"]
["004078849812450","00407884","C14020226300010159400000041","冀衡械备20190057","医用体位垫","102","三角垫",null,null,"HCS09879","衡水康帝医疗器械有限公司","衡水康帝医疗器械有限公司"]
["004078859794368","00407885","C14090118800000159400000111","冀衡械备20190063号","医用固定带","大左","克雷氏固定带",null,null,"HCS09879","衡水康帝医疗器械有限公司","衡水康帝医疗器械有限公司"]
["004078859794369","00407885","C14090118800000159400000041","冀衡械备20190063号","医用固定带","小左","克雷氏固定带",null,null,"HCS09879","衡水康帝医疗器械有限公司","衡水康帝医疗器械有限公司"]
["004078859794370","00407885","C14090118800000159400000097","冀衡械备20190063号","医用固定带","大右","克雷氏固定带",null,null,"HCS09879","衡水康帝医疗器械有限公司","衡水康帝医疗器械有限公司"]
["004078859794373","00407885","C14090118800000159400000069","冀衡械备20190063号","医用固定带","中","髌骨固定带",null,null,"HCS09879","衡水康帝医疗器械有限公司","衡水康帝医疗器械有限公司"]
["004078859794374","00407885","C14090118800000159400000108","冀衡械备20190063号","医用固定带","大","髌骨固定带",null,null,"HCS09879","衡水康帝医疗器械有限公司","衡水康帝医疗器械有限公司"]
["004078859794335","00407885","C14090118800000159400000080","冀衡械备20190063号","医用固定带","大","普通腰围固定带",null,null,"HCS09879","衡水康帝医疗器械有限公司","衡水康帝医疗器械有限公司"]
["004078859794336","00407885","C14090118800000159400000043","冀衡械备20190063号","医用固定带","中","普通腰围固定带",null,null,"HCS09879","衡水康帝医疗器械有限公司","衡水康帝医疗器械有限公司"]
["004078859794337","00407885","C14090118800000159400000047","冀衡械备20190063号","医用固定带","小","普通腰围固定带",null,null,"HCS09879","衡水康帝医疗器械有限公司","衡水康帝医疗器械有限公司"]
["004078859794338","00407885","C14090118800000159400000098","冀衡械备20190063号","医用固定带","特大","普通腰围固定带",null,null,"HCS09879","衡水康帝医疗器械有限公司","衡水康帝医疗器械有限公司"]
["004078859794339","00407885","C14090118800000159400000070","冀衡械备20190063号","医用固定带","特特大","普通腰围固定带",null,null,"HCS09879","衡水康帝医疗器械有限公司","衡水康帝医疗器械有限公司"]
["004078859794340","00407885","C14090118800000159400000055","冀衡械备20190063号","医用固定带","特特特大","普通腰围固定带",null,null,"HCS09879","衡水康帝医疗器械有限公司","衡水康帝医疗器械有限公司"]
["004078859794291","00407885","C14090118800000159400000039","冀衡械备20190063号","医用固定带","中","胸围固定带",null,null,"HCS09879","衡水康帝医疗器械有限公司","衡水康帝医疗器械有限公司"]
["004078859794292","00407885","C14090118800000159400000099","冀衡械备20190063号","医用固定带","特特大","胸围固定带",null,null,"HCS09879","衡水康帝医疗器械有限公司","衡水康帝医疗器械有限公司"]
["004078859794293","00407885","C14090118800000159400000053","冀衡械备20190063号","医用固定带","特大","胸围固定带",null,null,"HCS09879","衡水康帝医疗器械有限公司","衡水康帝医疗器械有限公司"]
["004078859794294","00407885","C14090118800000159400000116","冀衡械备20190063号","医用固定带","大","胸围固定带",null,null,"HCS09879","衡水康帝医疗器械有限公司","衡水康帝医疗器械有限公司"]
["004078859794296","00407885","C14090118800000159400000117","冀衡械备20190063号","医用固定带","小","锁骨固定带",null,null,"HCS09879","衡水康帝医疗器械有限公司","衡水康帝医疗器械有限公司"]
["004078859794297","00407885","C14090118800000159400000060","冀衡械备20190063号","医用固定带","特特大","锁骨固定带",null,null,"HCS09879","衡水康帝医疗器械有限公司","衡水康帝医疗器械有限公司"]
["004078859794298","00407885","C14090118800000159400000063","冀衡械备20190063号","医用固定带","大","锁骨固定带",null,null,"HCS09879","衡水康帝医疗器械有限公司","衡水康帝医疗器械有限公司"]
["004078859794299","00407885","C14090118800000159400000095","冀衡械备20190063号","医用固定带","特大","锁骨固定带",null,null,"HCS09879","衡水康帝医疗器械有限公司","衡水康帝医疗器械有限公司"]
["004078859794321","00407885","C14090118800000159400000082","冀衡械备20190063号","医用固定带","小","颈椎固定带",null,null,"HCS09879","衡水康帝医疗器械有限公司","衡水康帝医疗器械有限公司"]
["004078859794322","00407885","C14090118800000159400000113","冀衡械备20190063号","医用固定带","大","颈椎固定带",null,null,"HCS09879","衡水康帝医疗器械有限公司","衡水康帝医疗器械有限公司"]
["004078859794359","00407885","C14090118800000159400000033","冀衡械备20190063号","医用固定带","大","腕骨固定带",null,null,"HCS09879","衡水康帝医疗器械有限公司","衡水康帝医疗器械有限公司"]
["004078859794360","00407885","C14090118800000159400000054","冀衡械备20190063号","医用固定带","特大","腕骨固定带",null,null,"HCS09879","衡水康帝医疗器械有限公司","衡水康帝医疗器械有限公司"]
["004078859794361","00407885","C14090118800000159400000093","冀衡械备20190063号","医用固定带","中","腕骨固定带",null,null,"HCS09879","衡水康帝医疗器械有限公司","衡水康帝医疗器械有限公司"]
["004078859794269","00407885","C14090118800000159400000064","冀衡械备20190063号","医用固定带","特大","肋骨固定带",null,null,"HCS09879","衡水康帝医疗器械有限公司","衡水康帝医疗器械有限公司"]
["004078859794270","00407885","C14090118800000159400000071","冀衡械备20190063号","医用固定带","特特特大","肋骨固定带",null,null,"HCS09879","衡水康帝医疗器械有限公司","衡水康帝医疗器械有限公司"]
["004078859794271","00407885","C14090118800000159400000058","冀衡械备20190063号","医用固定带","特特大","肋骨固定带",null,null,"HCS09879","衡水康帝医疗器械有限公司","衡水康帝医疗器械有限公司"]
["004078859794272","00407885","C14090118800000159400000112","冀衡械备20190063号","医用固定带","大","肋骨固定带",null,null,"HCS09879","衡水康帝医疗器械有限公司","衡水康帝医疗器械有限公司"]
["004078859794273","00407885","C14090118800000159400000106","冀衡械备20190063号","医用固定带","小","肋骨固定带",null,null,"HCS09879","衡水康帝医疗器械有限公司","衡水康帝医疗器械有限公司"]
["004078859794274","00407885","C14090118800000159400000034","冀衡械备20190063号","医用固定带","中","肋骨固定带",null,null,"HCS09879","衡水康帝医疗器械有限公司","衡水康帝医疗器械有限公司"]
["004078859794278","00407885","C14090118800000159400000038","冀衡械备20190063号","医用固定带","特特特大","腰围固定带",null,null,"HCS09879","衡水康帝医疗器械有限公司","衡水康帝医疗器械有限公司"]
["004078859794279","00407885","C14090118800000159400000081","冀衡械备20190063号","医用固定带","中","腰围固定带",null,null,"HCS09879","衡水康帝医疗器械有限公司","衡水康帝医疗器械有限公司"]
["004078859794280","00407885","C14090118800000159400000078","冀衡械备20190063号","医用固定带","大","腰围固定带",null,null,"HCS09879","衡水康帝医疗器械有限公司","衡水康帝医疗器械有限公司"]
["004078859794281","00407885","C14090118800000159400000107","冀衡械备20190063号","医用固定带","特大","腰围固定带",null,null,"HCS09879","衡水康帝医疗器械有限公司","衡水康帝医疗器械有限公司"]
["004078859794282","00407885","C14090118800000159400000094","冀衡械备20190063号","医用固定带","特特大","腰围固定带",null,null,"HCS09879","衡水康帝医疗器械有限公司","衡水康帝医疗器械有限公司"]
["004078859794317","00407885","C14090118800000159400000068","冀衡械备20190063号","医用固定带","中","大腿超踝固定带",null,null,"HCS09879","衡水康帝医疗器械有限公司","衡水康帝医疗器械有限公司"]
["004078859794318","00407885","C14090118800000159400000050","冀衡械备20190063号","医用固定带","大","大腿超踝固定带",null,null,"HCS09879","衡水康帝医疗器械有限公司","衡水康帝医疗器械有限公司"]
["004078859794323","00407885","C14090118800000159400000120","冀衡械备20190063号","医用固定带","小","踝骨固定带",null,null,"HCS09879","衡水康帝医疗器械有限公司","衡水康帝医疗器械有限公司"]
["004078859794324","00407885","C14090118800000159400000044","冀衡械备20190063号","医用固定带","大","踝骨固定带",null,null,"HCS09879","衡水康帝医疗器械有限公司","衡水康帝医疗器械有限公司"]
["004078859794329","00407885","C14090118800000159400000104","冀衡械备20190063号","医用固定带","中","踝关节固定带",null,null,"HCS09879","衡水康帝医疗器械有限公司","衡水康帝医疗器械有限公司"]
["004078859794330","00407885","C14090118800000159400000088","冀衡械备20190063号","医用固定带","大","踝关节固定带",null,null,"HCS09879","衡水康帝医疗器械有限公司","衡水康帝医疗器械有限公司"]
["004078839794939","00407883","C14090225000001159400000014","冀衡械备20190059号","腹带","中号","新型全棉腹带",null,null,"HCS09879","衡水康帝医疗器械有限公司","衡水康帝医疗器械有限公司"]
["004078839794940","00407883","C14090225000001159400000013","冀衡械备20190059号","腹带","大号","新型全棉腹带",null,null,"HCS09879","衡水康帝医疗器械有限公司","衡水康帝医疗器械有限公司"]
["004078839794941","00407883","C14090225000001159400000012","冀衡械备20190059号","腹带","特大号","新型全棉腹带",null,null,"HCS09879","衡水康帝医疗器械有限公司","衡水康帝医疗器械有限公司"]
["004078839794942","00407883","C14090225000001159400000037","冀衡械备20190059号","腹带","中号","自粘腹带",null,null,"HCS09879","衡水康帝医疗器械有限公司","衡水康帝医疗器械有限公司"]
["004078839794943","00407883","C14090225000001159400000036","冀衡械备20190059号","腹带","大号","自粘腹带",null,null,"HCS09879","衡水康帝医疗器械有限公司","衡水康帝医疗器械有限公司"]
["004078839794944","00407883","C14090225000001159400000034","冀衡械备20190059号","腹带","特大号","自粘腹带",null,null,"HCS09879","衡水康帝医疗器械有限公司","衡水康帝医疗器械有限公司"]
["004078839794945","00407883","C14090225000001159400000049","冀衡械备20190059号","腹带","中号","多头腹带",null,null,"HCS09879","衡水康帝医疗器械有限公司","衡水康帝医疗器械有限公司"]
["004078839794946","00407883","C14090225000001159400000047","冀衡械备20190059号","腹带","大号","多头腹带",null,null,"HCS09879","衡水康帝医疗器械有限公司","衡水康帝医疗器械有限公司"]
["004078839794947","00407883","C14090225000001159400000040","冀衡械备20190059号","腹带","特大号","多头腹带",null,null,"HCS09879","衡水康帝医疗器械有限公司","衡水康帝医疗器械有限公司"]
["004078839794948","00407883","C14090225000001159400000033","冀衡械备20190059号","腹带","大号","三片腹带Ⅰ型",null,null,"HCS09879","衡水康帝医疗器械有限公司","衡水康帝医疗器械有限公司"]
["004078839794949","00407883","C14090225000001159400000035","冀衡械备20190059号","腹带","中号","三片腹带Ⅰ型",null,null,"HCS09879","衡水康帝医疗器械有限公司","衡水康帝医疗器械有限公司"]
["004078839794950","00407883","C14090225000001159400000032","冀衡械备20190059号","腹带","特大号","三片腹带Ⅰ型",null,null,"HCS09879","衡水康帝医疗器械有限公司","衡水康帝医疗器械有限公司"]
["004078839794951","00407883","C14090225000001159400000022","冀衡械备20190059号","腹带","大号","长条腹带",null,null,"HCS09879","衡水康帝医疗器械有限公司","衡水康帝医疗器械有限公司"]
["004078839794952","00407883","C14090225000001159400000020","冀衡械备20190059号","腹带","特大号","长条腹带",null,null,"HCS09879","衡水康帝医疗器械有限公司","衡水康帝医疗器械有限公司"]
["004078839794953","00407883","C14090225000001159400000023","冀衡械备20190059号","腹带","中号","长条腹带",null,null,"HCS09879","衡水康帝医疗器械有限公司","衡水康帝医疗器械有限公司"]
["004078839794954","00407883","C14090225000001159400000025","冀衡械备20190059号","腹带","大号","弹力腹带",null,null,"HCS09879","衡水康帝医疗器械有限公司","衡水康帝医疗器械有限公司"]
["004078839794955","00407883","C14090225000001159400000026","冀衡械备20190059号","腹带","中号","弹力腹带",null,null,"HCS09879","衡水康帝医疗器械有限公司","衡水康帝医疗器械有限公司"]
["004078839794956","00407883","C14090225000001159400000024","冀衡械备20190059号","腹带","特大号","弹力腹带",null,null,"HCS09879","衡水康帝医疗器械有限公司","衡水康帝医疗器械有限公司"]
["004078839794957","00407883","C14090225000001159400000027","冀衡械备20190059号","腹带","小号","全弹式腹带",null,null,"HCS09879","衡水康帝医疗器械有限公司","衡水康帝医疗器械有限公司"]
["004078839794958","00407883","C14090225000001159400000029","冀衡械备20190059号","腹带","特大号","全弹式腹带",null,null,"HCS09879","衡水康帝医疗器械有限公司","衡水康帝医疗器械有限公司"]
["004078839794959","00407883","C14090225000001159400000030","冀衡械备20190059号","腹带","大号","全弹式腹带",null,null,"HCS09879","衡水康帝医疗器械有限公司","衡水康帝医疗器械有限公司"]
["004078839794960","00407883","C14090225000001159400000031","冀衡械备20190059号","腹带","中号","全弹式腹带",null,null,"HCS09879","衡水康帝医疗器械有限公司","衡水康帝医疗器械有限公司"]
["004078839674036","00407883","C14090225000001159400000007","冀衡械备20190059号","腹带","长条腹带","S、M、L、XL",null,null,"HCS09879","衡水康帝医疗器械有限公司","衡水康帝医疗器械有限公司"]
["004078839674039","00407883","C14090225000001159400000004","冀衡械备20190059号","腹带","三片腹带（I 型）","S、M、L、XL",null,null,"HCS09879","衡水康帝医疗器械有限公司","衡水康帝医疗器械有限公司"]
["004078839674042","00407883","C14090225000001159400000010","冀衡械备20190059号","腹带","弹力腹带","S、M、L、XL",null,null,"HCS09879","衡水康帝医疗器械有限公司","衡水康帝医疗器械有限公司"]
["004078839794962","00407883","C14090225000001159400000048","冀衡械备20190059号","腹带","中号","造口腹带",null,null,"HCS09879","衡水康帝医疗器械有限公司","衡水康帝医疗器械有限公司"]
["004078839794963","00407883","C14090225000001159400000028","冀衡械备20190059号","腹带","小号","造口腹带",null,null,"HCS09879","衡水康帝医疗器械有限公司","衡水康帝医疗器械有限公司"]
["004078839794964","00407883","C14090225000001159400000044","冀衡械备20190059号","腹带","特大号","造口腹带",null,null,"HCS09879","衡水康帝医疗器械有限公司","衡水康帝医疗器械有限公司"]
["004078839794965","00407883","C14090225000001159400000046","冀衡械备20190059号","腹带","大号","造口腹带",null,null,"HCS09879","衡水康帝医疗器械有限公司","衡水康帝医疗器械有限公司"]
["004078809686135","00407880","C03160912700003159400000016","冀衡械备20190064号","固定器","胫腓骨固定器","大号、中号、小号。",null,null,"HCS09879","衡水康帝医疗器械有限公司","衡水康帝医疗器械有限公司"]
["004078809686138","00407880","C03160912700003159400000015","冀衡械备20190064号","固定器","下肢固定器","大号、中号、小号。",null,null,"HCS09879","衡水康帝医疗器械有限公司","衡水康帝医疗器械有限公司"]
["004078809686139","00407880","C03160912700003159400000019","冀衡械备20190064号","固定器","踝骨固定器","大号、中号、小号。",null,null,"HCS09879","衡水康帝医疗器械有限公司","衡水康帝医疗器械有限公司"]
["004078809686140","00407880","C03160912700003159400000020","冀衡械备20190064号","固定器","颈椎固定器（I 型分体式）","大号、中号、小号。",null,null,"HCS09879","衡水康帝医疗器械有限公司","衡水康帝医疗器械有限公司"]
["004078809686141","00407880","C03160912700003159400000018","冀衡械备20190064号","固定器","颈胸固定器","大号、中号、小号。",null,null,"HCS09879","衡水康帝医疗器械有限公司","衡水康帝医疗器械有限公司"]
["004078809686142","00407880","C03160912700003159400000013","冀衡械备20190064号","固定器","肩关节外展固定器","大号、中号、小号。",null,null,"HCS09879","衡水康帝医疗器械有限公司","衡水康帝医疗器械有限公司"]
["004078809686147","00407880","C03160912700003159400000009","冀衡械备20190064号","固定器","足拖固定器（I 型普通型）","大号、中号、小号。",null,null,"HCS09879","衡水康帝医疗器械有限公司","衡水康帝医疗器械有限公司"]
["004078809686151","00407880","C03160912700003159400000017","冀衡械备20190064号","固定器","胫腓超踝固定器","大号、中号、小号。",null,null,"HCS09879","衡水康帝医疗器械有限公司","衡水康帝医疗器械有限公司"]
["004078809795506","00407880","C03160912700003159400000058","冀衡械备20190064号","固定器","儿童大","下肢固定器",null,null,"HCS09879","衡水康帝医疗器械有限公司","衡水康帝医疗器械有限公司"]
["004078809795507","00407880","C03160912700003159400000075","冀衡械备20190064号","固定器","中","下肢固定器",null,null,"HCS09879","衡水康帝医疗器械有限公司","衡水康帝医疗器械有限公司"]
["004078809795508","00407880","C03160912700003159400000072","冀衡械备20190064号","固定器","大","下肢固定器",null,null,"HCS09879","衡水康帝医疗器械有限公司","衡水康帝医疗器械有限公司"]
["004078809795509","00407880","C03160912700003159400000066","冀衡械备20190064号","固定器","儿童小","下肢固定器",null,null,"HCS09879","衡水康帝医疗器械有限公司","衡水康帝医疗器械有限公司"]
["004078809795510","00407880","C03160912700003159400000063","冀衡械备20190064号","固定器","儿童中","下肢固定器",null,null,"HCS09879","衡水康帝医疗器械有限公司","衡水康帝医疗器械有限公司"]
["004078809795596","00407880","C03160912700003159400000032","冀衡械备20190064号","固定器","大","踝骨固定器",null,null,"HCS09879","衡水康帝医疗器械有限公司","衡水康帝医疗器械有限公司"]
["004078809795599","00407880","C03160912700003159400000037","冀衡械备20190064号","固定器","中","踝骨固定器",null,null,"HCS09879","衡水康帝医疗器械有限公司","衡水康帝医疗器械有限公司"]
["004078809795442","00407880","C03160912700003159400000062","冀衡械备20190064号","固定器","儿童中","颈胸固定器",null,null,"HCS09879","衡水康帝医疗器械有限公司","衡水康帝医疗器械有限公司"]
["004078809795443","00407880","C03160912700003159400000045","冀衡械备20190064号","固定器","中","颈胸固定器",null,null,"HCS09879","衡水康帝医疗器械有限公司","衡水康帝医疗器械有限公司"]
["004078809795444","00407880","C03160912700003159400000022","冀衡械备20190064号","固定器","大","颈胸固定器",null,null,"HCS09879","衡水康帝医疗器械有限公司","衡水康帝医疗器械有限公司"]
["004078809795445","00407880","C03160912700003159400000048","冀衡械备20190064号","固定器","儿童小","颈胸固定器",null,null,"HCS09879","衡水康帝医疗器械有限公司","衡水康帝医疗器械有限公司"]
["004078809795446","00407880","C03160912700003159400000026","冀衡械备20190064号","固定器","儿童大","颈胸固定器",null,null,"HCS09879","衡水康帝医疗器械有限公司","衡水康帝医疗器械有限公司"]
["003666359797241","00366635","C01032800000000212540000133","苏械注准20242020305","一次性使用三通道膀胱镜导管","RBJ-S24-4D1-A","RBJ-S24-4D1-A",null,null,"HCS08452","苏州瑞贝嘉医疗科技有限公司","苏州瑞贝嘉医疗科技有限公司"]
["003666359797282","00366635","C01032800000000212540000115","苏械注准20242020305","一次性使用三通道膀胱镜导管","RBJ-O24-4D1-A-L","RBJ-O24-4D1-A-L",null,null,"HCS08452","苏州瑞贝嘉医疗科技有限公司","苏州瑞贝嘉医疗科技有限公司"]
["003666359797283","00366635","C01032800000000212540000143","苏械注准20242020305","一次性使用三通道膀胱镜导管","RBJ-W24-4D1-A-L","RBJ-W24-4D1-A-L",null,null,"HCS08452","苏州瑞贝嘉医疗科技有限公司","苏州瑞贝嘉医疗科技有限公司"]
["003666359797266","00366635","C01032800000000212540000089","苏械注准20242020305","一次性使用三通道膀胱镜导管","RBJ-O24-4D1-A","RBJ-O24-4D1-A",null,null,"HCS08452","苏州瑞贝嘉医疗科技有限公司","苏州瑞贝嘉医疗科技有限公司"]
["003666359797267","00366635","C01032800000000212540000180","苏械注准20242020305","一次性使用三通道膀胱镜导管","RBJ-W24-4D1-A","RBJ-W24-4D1-A",null,null,"HCS08452","苏州瑞贝嘉医疗科技有限公司","苏州瑞贝嘉医疗科技有限公司"]
["003666359797295","00366635","C01032800000000212540000134","苏械注准20242020305","一次性使用三通道膀胱镜导管","RBJ-S24-4D1-A-L","RBJ-S24-4D1-A-L",null,null,"HCS08452","苏州瑞贝嘉医疗科技有限公司","苏州瑞贝嘉医疗科技有限公司"]
["004009589800165","00400958","C14070501600000212540000084","苏械注准20242011375","医用激光光纤","RBJ500-2BU25","RBJ500-2BU25",null,null,"HCS08452","苏州瑞贝嘉医疗科技有限公司","苏州瑞贝嘉医疗科技有限公司"]
["004009589804297","00400958","C14070501600000212540000079","苏械注准20242011375","医用激光光纤","RBJ500-2BU30","RBJ500-2BU30",null,null,"HCS08452","苏州瑞贝嘉医疗科技有限公司","苏州瑞贝嘉医疗科技有限公司"]
["004009589799185","00400958","C14070501600000212540000153","苏械注准20242011375","医用激光光纤","RBJ200-1BU25","RBJ200-1BU25",null,null,"HCS08452","苏州瑞贝嘉医疗科技有限公司","苏州瑞贝嘉医疗科技有限公司"]
["004009589800116","00400958","C14070501600000212540000126","苏械注准20242011375","医用激光光纤","RBJ200-3BU25","RBJ200-3BU25",null,null,"HCS08452","苏州瑞贝嘉医疗科技有限公司","苏州瑞贝嘉医疗科技有限公司"]
["004009589799282","00400958","C14070501600000212540000289","苏械注准20242011375","医用激光光纤","RBJ200-1BU30","RBJ200-1BU30",null,null,"HCS08452","苏州瑞贝嘉医疗科技有限公司","苏州瑞贝嘉医疗科技有限公司"]
["004009589804303","00400958","C14070501600000212540000144","苏械注准20242011375","医用激光光纤","RBJ800-1BU30","RBJ800-1BU30",null,null,"HCS08452","苏州瑞贝嘉医疗科技有限公司","苏州瑞贝嘉医疗科技有限公司"]
["004009589800154","00400958","C14070501600000212540000271","苏械注准20242011375","医用激光光纤","RBJ200-3BU30","RBJ200-3BU30",null,null,"HCS08452","苏州瑞贝嘉医疗科技有限公司","苏州瑞贝嘉医疗科技有限公司"]
["004009589800155","00400958","C14070501600000212540000156","苏械注准20242011375","医用激光光纤","RBJ300-2BU25","RBJ300-2BU25",null,null,"HCS08452","苏州瑞贝嘉医疗科技有限公司","苏州瑞贝嘉医疗科技有限公司"]
["004009589800164","00400958","C14070501600000212540000087","苏械注准20242011375","医用激光光纤","RBJ300-2BU30","RBJ300-2BU30",null,null,"HCS08452","苏州瑞贝嘉医疗科技有限公司","苏州瑞贝嘉医疗科技有限公司"]
["003569779812490","00356977","C14050100500000105260000035","浙械注准20182010232","一次性使用手术电极","手控I型","手控I型（扁刀70mm 灯笼插头)",null,null,"HCS08394","丽水市康利医疗器械有限公司","丽水市康利医疗器械有限公司"]
["004084349808119","00408434","C01061100000000115070000008","国械注进20253020146","软组织定位标记套件","2035-10-B","2035-10-B",null,null,"J12841","慧蕊科技（浙江）有限公司","纳斯伦德医疗器械有限公司NaslundMedicalAB"]
["004084349808120","00408434","C01061100000000115070000020","国械注进20253020146","软组织定位标记套件","2225-10-B","2225-10-B",null,null,"J12841","慧蕊科技（浙江）有限公司","纳斯伦德医疗器械有限公司NaslundMedicalAB"]
["004084349808121","00408434","C01061100000000115070000019","国械注进20253020146","软组织定位标记套件","2225-10","2225-10",null,null,"J12841","慧蕊科技（浙江）有限公司","纳斯伦德医疗器械有限公司NaslundMedicalAB"]
["004084349808122","00408434","C01061100000000115070000017","国械注进20253020146","软组织定位标记套件","2220-10-B","2220-10-B",null,null,"J12841","慧蕊科技（浙江）有限公司","纳斯伦德医疗器械有限公司NaslundMedicalAB"]
["004084349808123","00408434","C01061100000000115070000015","国械注进20253020146","软组织定位标记套件","2220-10","2220-10",null,null,"J12841","慧蕊科技（浙江）有限公司","纳斯伦德医疗器械有限公司NaslundMedicalAB"]
["004084349808124","00408434","C01061100000000115070000009","国械注进20253020146","软组织定位标记套件","2208-10","2208-10",null,null,"J12841","慧蕊科技（浙江）有限公司","纳斯伦德医疗器械有限公司NaslundMedicalAB"]
["004084349808125","00408434","C01061100000000115070000010","国械注进20253020146","软组织定位标记套件","2208-10-B","2208-10-B",null,null,"J12841","慧蕊科技（浙江）有限公司","纳斯伦德医疗器械有限公司NaslundMedicalAB"]
["004084349808111","00408434","C01061100000000115070000011","国械注进20253020146","软组织定位标记套件","2208-20-B","2208-20-B",null,null,"J12841","慧蕊科技（浙江）有限公司","纳斯伦德医疗器械有限公司NaslundMedicalAB"]
["004084349808112","00408434","C01061100000000115070000018","国械注进20253020146","软组织定位标记套件","2220-20-B","2220-20-B",null,null,"J12841","慧蕊科技（浙江）有限公司","纳斯伦德医疗器械有限公司NaslundMedicalAB"]
["004084349808115","00408434","C01061100000000115070000021","国械注进20253020146","软组织定位标记套件","2225-20-B","2225-20-B",null,null,"J12841","慧蕊科技（浙江）有限公司","纳斯伦德医疗器械有限公司NaslundMedicalAB"]
["004084349808116","00408434","C01061100000000115070000024","国械注进20253020146","软组织定位标记套件","2010-10-B","2010-10-B",null,null,"J12841","慧蕊科技（浙江）有限公司","纳斯伦德医疗器械有限公司NaslundMedicalAB"]
["003399239786211","00339923","C17010821605000190730000026","宁械注准20232140003","重组胶原蛋白生物修复敷料","5g/盒","X型",null,null,"HCS07711","宁夏沃美达生物医药科技有限公司","宁夏沃美达生物医药科技有限公司"]
["003399239786220","00339923","C17010821605000190730000024","宁械注准20232140003","重组胶原蛋白生物修复敷料","5g/瓶*6/盒","X型",null,null,"HCS07711","宁夏沃美达生物医药科技有限公司","宁夏沃美达生物医药科技有限公司"]
["003591609591782","00359160","C14060100500001219740000259","赣械注准20232010308","高频手术电极","GY3-3C-02","GY3-3C-02",null,null,"HCS08447","国药集团江西医疗器械有限公司","国药集团江西医疗器械有限公司"]
["003591609591783","00359160","C14060100500001219740000272","赣械注准20232010308","高频手术电极","GY3-3C-13","GY3-3C-13",null,null,"HCS08447","国药集团江西医疗器械有限公司","国药集团江西医疗器械有限公司"]
["003591609591784","00359160","C14060100500001219740000212","赣械注准20232010308","高频手术电极","GY3-4A-02","GY3-4A-02",null,null,"HCS08447","国药集团江西医疗器械有限公司","国药集团江西医疗器械有限公司"]
["003591609591785","00359160","C14060100500001219740000264","赣械注准20232010308","高频手术电极","GY3-4A-11","GY3-4A-11",null,null,"HCS08447","国药集团江西医疗器械有限公司","国药集团江西医疗器械有限公司"]
["003591609591786","00359160","C14060100500001219740000583","赣械注准20232010308","高频手术电极","GY3-5B-04","GY3-5B-04",null,null,"HCS08447","国药集团江西医疗器械有限公司","国药集团江西医疗器械有限公司"]
["003591609591787","00359160","C14060100500001219740000203","赣械注准20232010308","高频手术电极","GY3-9G-12","GY3-9G-12",null,null,"HCS08447","国药集团江西医疗器械有限公司","国药集团江西医疗器械有限公司"]
["003591609591788","00359160","C14060100500001219740000225","赣械注准20232010308","高频手术电极","GY3-4A-13","GY3-4A-13",null,null,"HCS08447","国药集团江西医疗器械有限公司","国药集团江西医疗器械有限公司"]
["003591609591789","00359160","C14060100500001219740000277","赣械注准20232010308","高频手术电极","GY3-1G-13","GY3-1G-13",null,null,"HCS08447","国药集团江西医疗器械有限公司","国药集团江西医疗器械有限公司"]
["003591609591790","00359160","C14060100500001219740000246","赣械注准20232010308","高频手术电极","GY3-9E-13","GY3-9E-13",null,null,"HCS08447","国药集团江西医疗器械有限公司","国药集团江西医疗器械有限公司"]
["003591609591791","00359160","C14060100500001219740000586","赣械注准20232010308","高频手术电极","GY3-5A-04","GY3-5A-04",null,null,"HCS08447","国药集团江西医疗器械有限公司","国药集团江西医疗器械有限公司"]
["003591609591792","00359160","C14060100500001219740000274","赣械注准20232010308","高频手术电极","GY3-4A-03","GY3-4A-03",null,null,"HCS08447","国药集团江西医疗器械有限公司","国药集团江西医疗器械有限公司"]
["003591609591793","00359160","C14060100500001219740000193","赣械注准20232010308","高频手术电极","GY3-9C-04","GY3-9C-04",null,null,"HCS08447","国药集团江西医疗器械有限公司","国药集团江西医疗器械有限公司"]
["003591609591794","00359160","C14060100500001219740000196","赣械注准20232010308","高频手术电极","GY3-1D-01","GY3-1D-01",null,null,"HCS08447","国药集团江西医疗器械有限公司","国药集团江西医疗器械有限公司"]
["003591609591795","00359160","C14060100500001219740000267","赣械注准20232010308","高频手术电极","GY3-8A-13","GY3-8A-13",null,null,"HCS08447","国药集团江西医疗器械有限公司","国药集团江西医疗器械有限公司"]
["003591589591454","00359158","C14050100500000219740000196","赣械注准20232010287","多功能手术解剖器","GY2-B5-02","GY2-B5-02",null,null,"HCS08447","国药集团江西医疗器械有限公司","国药集团江西医疗器械有限公司"]
["003591589591455","00359158","C14050100500000219740000185","赣械注准20232010287","多功能手术解剖器","GY2-B1-02","GY2-B1-02",null,null,"HCS08447","国药集团江西医疗器械有限公司","国药集团江西医疗器械有限公司"]
["003591589591456","00359158","C14050100500000219740000151","赣械注准20232010287","多功能手术解剖器","GY2-C1-13","GY2-C1-13",null,null,"HCS08447","国药集团江西医疗器械有限公司","国药集团江西医疗器械有限公司"]
["003591589591457","00359158","C14050100500000219740000162","赣械注准20232010287","多功能手术解剖器","GY2-G2-05","GY2-G2-05",null,null,"HCS08447","国药集团江西医疗器械有限公司","国药集团江西医疗器械有限公司"]
["003591589591458","00359158","C14050100500000219740000166","赣械注准20232010287","多功能手术解剖器","GY2-G1-13","GY2-G1-13",null,null,"HCS08447","国药集团江西医疗器械有限公司","国药集团江西医疗器械有限公司"]
["003591589591459","00359158","C14050100500000219740000189","赣械注准20232010287","多功能手术解剖器","GY2-F1-13","GY2-F1-13",null,null,"HCS08447","国药集团江西医疗器械有限公司","国药集团江西医疗器械有限公司"]
["003591589591460","00359158","C14050100500000219740000202","赣械注准20232010287","多功能手术解剖器","GY2-D1-13","GY2-D1-13",null,null,"HCS08447","国药集团江西医疗器械有限公司","国药集团江西医疗器械有限公司"]
["003591589591461","00359158","C14050100500000219740000172","赣械注准20232010287","多功能手术解剖器","GY2-F1-15","GY2-F1-15",null,null,"HCS08447","国药集团江西医疗器械有限公司","国药集团江西医疗器械有限公司"]
["003591589591462","00359158","C14050100500000219740000179","赣械注准20232010287","多功能手术解剖器","GY2-G2-13","GY2-G2-13",null,null,"HCS08447","国药集团江西医疗器械有限公司","国药集团江西医疗器械有限公司"]
["003591589591463","00359158","C14050100500000219740000200","赣械注准20232010287","多功能手术解剖器","GY2-F2-15","GY2-F2-15",null,null,"HCS08447","国药集团江西医疗器械有限公司","国药集团江西医疗器械有限公司"]
["003591589591464","00359158","C14050100500000219740000204","赣械注准20232010287","多功能手术解剖器","GY2-D4-13","GY2-D4-13",null,null,"HCS08447","国药集团江西医疗器械有限公司","国药集团江西医疗器械有限公司"]
["003591589591465","00359158","C14050100500000219740000201","赣械注准20232010287","多功能手术解剖器","GY2-B1-13","GY2-B1-13",null,null,"HCS08447","国药集团江西医疗器械有限公司","国药集团江西医疗器械有限公司"]
["003591589591466","00359158","C14050100500000219740000182","赣械注准20232010287","多功能手术解剖器","GY2-B5-12","GY2-B5-12",null,null,"HCS08447","国药集团江西医疗器械有限公司","国药集团江西医疗器械有限公司"]
["003591589591467","00359158","C14050100500000219740000181","赣械注准20232010287","多功能手术解剖器","GY2-C1-03","GY2-C1-03",null,null,"HCS08447","国药集团江西医疗器械有限公司","国药集团江西医疗器械有限公司"]
["003591589591468","00359158","C14050100500000219740000148","赣械注准20232010287","多功能手术解剖器","GY2-F1-03","GY2-F1-03",null,null,"HCS08447","国药集团江西医疗器械有限公司","国药集团江西医疗器械有限公司"]
["003591589591469","00359158","C14050100500000219740000206","赣械注准20232010287","多功能手术解剖器","GY2-D1-02","GY2-D1-02",null,null,"HCS08447","国药集团江西医疗器械有限公司","国药集团江西医疗器械有限公司"]
["003591589591470","00359158","C14050100500000219740000157","赣械注准20232010287","多功能手术解剖器","GY2-D4-03","GY2-D4-03",null,null,"HCS08447","国药集团江西医疗器械有限公司","国药集团江西医疗器械有限公司"]
["003591589591471","00359158","C14050100500000219740000142","赣械注准20232010287","多功能手术解剖器","GY2-D1-03","GY2-D1-03",null,null,"HCS08447","国药集团江西医疗器械有限公司","国药集团江西医疗器械有限公司"]
["003591589591472","00359158","C14050100500000219740000147","赣械注准20232010287","多功能手术解剖器","GY2-B3-02","GY2-B3-02",null,null,"HCS08447","国药集团江西医疗器械有限公司","国药集团江西医疗器械有限公司"]
["003591589591473","00359158","C14050100500000219740000168","赣械注准20232010287","多功能手术解剖器","GY2-D4-15","GY2-D4-15",null,null,"HCS08447","国药集团江西医疗器械有限公司","国药集团江西医疗器械有限公司"]
["003591589591474","00359158","C14050100500000219740000161","赣械注准20232010287","多功能手术解剖器","GY2-A1-13","GY2-A1-13",null,null,"HCS08447","国药集团江西医疗器械有限公司","国药集团江西医疗器械有限公司"]
["003591589591475","00359158","C14050100500000219740000183","赣械注准20232010287","多功能手术解剖器","GY2-F1-05","GY2-F1-05",null,null,"HCS08447","国药集团江西医疗器械有限公司","国药集团江西医疗器械有限公司"]
["003591589591476","00359158","C14050100500000219740000160","赣械注准20232010287","多功能手术解剖器","GY2-H1-05","GY2-H1-05",null,null,"HCS08447","国药集团江西医疗器械有限公司","国药集团江西医疗器械有限公司"]
["003591589591477","00359158","C14050100500000219740000173","赣械注准20232010287","多功能手术解剖器","GY2-H2-05","GY2-H2-05",null,null,"HCS08447","国药集团江西医疗器械有限公司","国药集团江西医疗器械有限公司"]
["003591589591478","00359158","C14050100500000219740000154","赣械注准20232010287","多功能手术解剖器","GY2-A1-12","GY2-A1-12",null,null,"HCS08447","国药集团江西医疗器械有限公司","国药集团江西医疗器械有限公司"]
["003591589591479","00359158","C14050100500000219740000176","赣械注准20232010287","多功能手术解剖器","GY2-C1-02","GY2-C1-02",null,null,"HCS08447","国药集团江西医疗器械有限公司","国药集团江西医疗器械有限公司"]
["003591589591480","00359158","C14050100500000219740000190","赣械注准20232010287","多功能手术解剖器","GY2-F2-03","GY2-F2-03",null,null,"HCS08447","国药集团江西医疗器械有限公司","国药集团江西医疗器械有限公司"]
["003591589591481","00359158","C14050100500000219740000203","赣械注准20232010287","多功能手术解剖器","GY2-G2-03","GY2-G2-03",null,null,"HCS08447","国药集团江西医疗器械有限公司","国药集团江西医疗器械有限公司"]
["003591589591482","00359158","C14050100500000219740000194","赣械注准20232010287","多功能手术解剖器","GY2-H2-14","GY2-H2-14",null,null,"HCS08447","国药集团江西医疗器械有限公司","国药集团江西医疗器械有限公司"]
["003591589591483","00359158","C14050100500000219740000197","赣械注准20232010287","多功能手术解剖器","GY2-A1-03","GY2-A1-03",null,null,"HCS08447","国药集团江西医疗器械有限公司","国药集团江西医疗器械有限公司"]
["003591589591484","00359158","C14050100500000219740000191","赣械注准20232010287","多功能手术解剖器","GY2-F2-13","GY2-F2-13",null,null,"HCS08447","国药集团江西医疗器械有限公司","国药集团江西医疗器械有限公司"]
["003591589591485","00359158","C14050100500000219740000159","赣械注准20232010287","多功能手术解剖器","GY2-B3-03","GY2-B3-03",null,null,"HCS08447","国药集团江西医疗器械有限公司","国药集团江西医疗器械有限公司"]
["003591589591486","00359158","C14050100500000219740000199","赣械注准20232010287","多功能手术解剖器","GY2-B1-03","GY2-B1-03",null,null,"HCS08447","国药集团江西医疗器械有限公司","国药集团江西医疗器械有限公司"]
["003591589591487","00359158","C14050100500000219740000143","赣械注准20232010287","多功能手术解剖器","GY2-G2-15","GY2-G2-15",null,null,"HCS08447","国药集团江西医疗器械有限公司","国药集团江西医疗器械有限公司"]
["003591589591488","00359158","C14050100500000219740000150","赣械注准20232010287","多功能手术解剖器","GY2-B5-13","GY2-B5-13",null,null,"HCS08447","国药集团江西医疗器械有限公司","国药集团江西医疗器械有限公司"]
["003591589591489","00359158","C14050100500000219740000169","赣械注准20232010287","多功能手术解剖器","GY2-G1-15","GY2-G1-15",null,null,"HCS08447","国药集团江西医疗器械有限公司","国药集团江西医疗器械有限公司"]
["003591589591490","00359158","C14050100500000219740000184","赣械注准20232010287","多功能手术解剖器","GY2-G1-05","GY2-G1-05",null,null,"HCS08447","国药集团江西医疗器械有限公司","国药集团江西医疗器械有限公司"]
["003591589591491","00359158","C14050100500000219740000149","赣械注准20232010287","多功能手术解剖器","GY2-B3-13","GY2-B3-13",null,null,"HCS08447","国药集团江西医疗器械有限公司","国药集团江西医疗器械有限公司"]
["003591589591492","00359158","C14050100500000219740000170","赣械注准20232010287","多功能手术解剖器","GY2-D1-12","GY2-D1-12",null,null,"HCS08447","国药集团江西医疗器械有限公司","国药集团江西医疗器械有限公司"]
["003591589591493","00359158","C14050100500000219740000146","赣械注准20232010287","多功能手术解剖器","GY2-B1-12","GY2-B1-12",null,null,"HCS08447","国药集团江西医疗器械有限公司","国药集团江西医疗器械有限公司"]
["003591589591494","00359158","C14050100500000219740000205","赣械注准20232010287","多功能手术解剖器","GY2-F2-05","GY2-F2-05",null,null,"HCS08447","国药集团江西医疗器械有限公司","国药集团江西医疗器械有限公司"]
["003591589591495","00359158","C14050100500000219740000144","赣械注准20232010287","多功能手术解剖器","GY2-H1-14","GY2-H1-14",null,null,"HCS08447","国药集团江西医疗器械有限公司","国药集团江西医疗器械有限公司"]
["003591589591496","00359158","C14050100500000219740000153","赣械注准20232010287","多功能手术解剖器","GY2-H2-04","GY2-H2-04",null,null,"HCS08447","国药集团江西医疗器械有限公司","国药集团江西医疗器械有限公司"]
["003591589591497","00359158","C14050100500000219740000164","赣械注准20232010287","多功能手术解剖器","GY2-D4-05","GY2-D4-05",null,null,"HCS08447","国药集团江西医疗器械有限公司","国药集团江西医疗器械有限公司"]
["003591589591498","00359158","C14050100500000219740000171","赣械注准20232010287","多功能手术解剖器","GY2-H1-15","GY2-H1-15",null,null,"HCS08447","国药集团江西医疗器械有限公司","国药集团江西医疗器械有限公司"]
["003591589591499","00359158","C14050100500000219740000165","赣械注准20232010287","多功能手术解剖器","GY2-B5-03","GY2-B5-03",null,null,"HCS08447","国药集团江西医疗器械有限公司","国药集团江西医疗器械有限公司"]
["003591589591500","00359158","C14050100500000219740000158","赣械注准20232010287","多功能手术解剖器","GY2-B3-12","GY2-B3-12",null,null,"HCS08447","国药集团江西医疗器械有限公司","国药集团江西医疗器械有限公司"]
["003591589591501","00359158","C14050100500000219740000163","赣械注准20232010287","多功能手术解剖器","GY2-H2-15","GY2-H2-15",null,null,"HCS08447","国药集团江西医疗器械有限公司","国药集团江西医疗器械有限公司"]
["003591589591502","00359158","C14050100500000219740000174","赣械注准20232010287","多功能手术解剖器","GY2-G1-03","GY2-G1-03",null,null,"HCS08447","国药集团江西医疗器械有限公司","国药集团江西医疗器械有限公司"]
["003591589591503","00359158","C14050100500000219740000186","赣械注准20232010287","多功能手术解剖器","GY2-C1-12","GY2-C1-12",null,null,"HCS08447","国药集团江西医疗器械有限公司","国药集团江西医疗器械有限公司"]
["003591589591504","00359158","C14050100500000219740000156","赣械注准20232010287","多功能手术解剖器","GY2-A1-02","GY2-A1-02",null,null,"HCS08447","国药集团江西医疗器械有限公司","国药集团江西医疗器械有限公司"]
["003591589591505","00359158","C14050100500000219740000187","赣械注准20232010287","多功能手术解剖器","GY2-H1-04","GY2-H1-04",null,null,"HCS08447","国药集团江西医疗器械有限公司","国药集团江西医疗器械有限公司"]
["003591599591764","00359159","C14060100500001219740000626","赣械注准20232010287","多功能手术解剖器","GY2-D1-11","GY2-D1-11",null,null,"HCS08447","国药集团江西医疗器械有限公司","国药集团江西医疗器械有限公司"]
["003591599591765","00359159","C14060100500001219740000158","赣械注准20232010287","多功能手术解剖器","GY2-J2-12","GY2-J2-12",null,null,"HCS08447","国药集团江西医疗器械有限公司","国药集团江西医疗器械有限公司"]
["003591599591766","00359159","C14060100500001219740000172","赣械注准20232010287","多功能手术解剖器","GY2-B7-03","GY2-B7-03",null,null,"HCS08447","国药集团江西医疗器械有限公司","国药集团江西医疗器械有限公司"]
["003591599591767","00359159","C14060100500001219740000145","赣械注准20232010287","多功能手术解剖器","GY2-J6-11","GY2-J6-11",null,null,"HCS08447","国药集团江西医疗器械有限公司","国药集团江西医疗器械有限公司"]
["003591599591768","00359159","C14060100500001219740000152","赣械注准20232010287","多功能手术解剖器","GY2-G3-13","GY2-G3-13",null,null,"HCS08447","国药集团江西医疗器械有限公司","国药集团江西医疗器械有限公司"]
["003591599591769","00359159","C14060100500001219740000143","赣械注准20232010287","多功能手术解剖器","GY2-D5-02","GY2-D5-02",null,null,"HCS08447","国药集团江西医疗器械有限公司","国药集团江西医疗器械有限公司"]
["003591599591770","00359159","C14060100500001219740000180","赣械注准20232010287","多功能手术解剖器","GY2-D5-12","GY2-D5-12",null,null,"HCS08447","国药集团江西医疗器械有限公司","国药集团江西医疗器械有限公司"]
["003591599591771","00359159","C14060100500001219740000630","赣械注准20232010287","多功能手术解剖器","GY2-B5-11","GY2-B5-11",null,null,"HCS08447","国药集团江西医疗器械有限公司","国药集团江西医疗器械有限公司"]
["003591599591772","00359159","C14060100500001219740000136","赣械注准20232010287","多功能手术解剖器","GY2-J7-03","GY2-J7-03",null,null,"HCS08447","国药集团江西医疗器械有限公司","国药集团江西医疗器械有限公司"]
["003591599591773","00359159","C14060100500001219740000126","赣械注准20232010287","多功能手术解剖器","GY2-D2-12","GY2-D2-12",null,null,"HCS08447","国药集团江西医疗器械有限公司","国药集团江西医疗器械有限公司"]
["003591599591774","00359159","C14060100500001219740000097","赣械注准20232010287","多功能手术解剖器","GY2-B6-01","GY2-B6-01",null,null,"HCS08447","国药集团江西医疗器械有限公司","国药集团江西医疗器械有限公司"]
["003591599591775","00359159","C14060100500001219740000107","赣械注准20232010287","多功能手术解剖器","GY2-C2-01","GY2-C2-01",null,null,"HCS08447","国药集团江西医疗器械有限公司","国药集团江西医疗器械有限公司"]
["003591599591776","00359159","C14060100500001219740000135","赣械注准20232010287","多功能手术解剖器","GY2-C2-03","GY2-C2-03",null,null,"HCS08447","国药集团江西医疗器械有限公司","国药集团江西医疗器械有限公司"]
["003591599591777","00359159","C14060100500001219740000175","赣械注准20232010287","多功能手术解剖器","GY2-B6-13","GY2-B6-13",null,null,"HCS08447","国药集团江西医疗器械有限公司","国药集团江西医疗器械有限公司"]
["003591599591778","00359159","C14060100500001219740000173","赣械注准20232010287","多功能手术解剖器","GY2-B7-13","GY2-B7-13",null,null,"HCS08447","国药集团江西医疗器械有限公司","国药集团江西医疗器械有限公司"]
["003591599591779","00359159","C14060100500001219740000163","赣械注准20232010287","多功能手术解剖器","GY2-D2-13","GY2-D2-13",null,null,"HCS08447","国药集团江西医疗器械有限公司","国药集团江西医疗器械有限公司"]
["003591599591780","00359159","C14060100500001219740000181","赣械注准20232010287","多功能手术解剖器","GY2-J2-02","GY2-J2-02",null,null,"HCS08447","国药集团江西医疗器械有限公司","国药集团江西医疗器械有限公司"]
["003591599591781","00359159","C14060100500001219740000128","赣械注准20232010287","多功能手术解剖器","GY2-E1-02","GY2-E1-02",null,null,"HCS08447","国药集团江西医疗器械有限公司","国药集团江西医疗器械有限公司"]
["003591599591664","00359159","C14060100500001219740000634","赣械注准20232010287","多功能手术解剖器","GY2-G2-04","GY2-G2-04",null,null,"HCS08447","国药集团江西医疗器械有限公司","国药集团江西医疗器械有限公司"]
["003591599591665","00359159","C14060100500001219740000150","赣械注准20232010287","多功能手术解剖器","GY2-I2-13","GY2-I2-13",null,null,"HCS08447","国药集团江西医疗器械有限公司","国药集团江西医疗器械有限公司"]
["003591599591666","00359159","C14060100500001219740000091","赣械注准20232010287","多功能手术解剖器","GY2-E1-13","GY2-E1-13",null,null,"HCS08447","国药集团江西医疗器械有限公司","国药集团江西医疗器械有限公司"]
["003591599591667","00359159","C14060100500001219740000125","赣械注准20232010287","多功能手术解剖器","GY2-B7-02","GY2-B7-02",null,null,"HCS08447","国药集团江西医疗器械有限公司","国药集团江西医疗器械有限公司"]
["003591599591668","00359159","C14060100500001219740000156","赣械注准20232010287","多功能手术解剖器","GY2-J7-11","GY2-J7-11",null,null,"HCS08447","国药集团江西医疗器械有限公司","国药集团江西医疗器械有限公司"]
["003591599591669","00359159","C14060100500001219740000633","赣械注准20232010287","多功能手术解剖器","GY2-G1-04","GY2-G1-04",null,null,"HCS08447","国药集团江西医疗器械有限公司","国药集团江西医疗器械有限公司"]
["003591599591670","00359159","C14060100500001219740000112","赣械注准20232010287","多功能手术解剖器","GY2-B4-03","GY2-B4-03",null,null,"HCS08447","国药集团江西医疗器械有限公司","国药集团江西医疗器械有限公司"]
["003591599591671","00359159","C14060100500001219740000089","赣械注准20232010287","多功能手术解剖器","GY2-B4-13","GY2-B4-13",null,null,"HCS08447","国药集团江西医疗器械有限公司","国药集团江西医疗器械有限公司"]
["003591599591672","00359159","C14060100500001219740000087","赣械注准20232010287","多功能手术解剖器","GY2-B4-02","GY2-B4-02",null,null,"HCS08447","国药集团江西医疗器械有限公司","国药集团江西医疗器械有限公司"]
["003591599591673","00359159","C14060100500001219740000153","赣械注准20232010287","多功能手术解剖器","GY2-D3-11","GY2-D3-11",null,null,"HCS08447","国药集团江西医疗器械有限公司","国药集团江西医疗器械有限公司"]
["003591599591674","00359159","C14060100500001219740000129","赣械注准20232010287","多功能手术解剖器","GY2-I2-14","GY2-I2-14",null,null,"HCS08447","国药集团江西医疗器械有限公司","国药集团江西医疗器械有限公司"]
["003591599591675","00359159","C14060100500001219740000102","赣械注准20232010287","多功能手术解剖器","GY2-J6-12","GY2-J6-12",null,null,"HCS08447","国药集团江西医疗器械有限公司","国药集团江西医疗器械有限公司"]
["003591599591676","00359159","C14060100500001219740000160","赣械注准20232010287","多功能手术解剖器","GY2-J5-13","GY2-J5-13",null,null,"HCS08447","国药集团江西医疗器械有限公司","国药集团江西医疗器械有限公司"]
["003591599591677","00359159","C14060100500001219740000104","赣械注准20232010287","多功能手术解剖器","GY2-E1-03","GY2-E1-03",null,null,"HCS08447","国药集团江西医疗器械有限公司","国药集团江西医疗器械有限公司"]
["003591599591678","00359159","C14060100500001219740000174","赣械注准20232010287","多功能手术解剖器","GY2-D5-03","GY2-D5-03",null,null,"HCS08447","国药集团江西医疗器械有限公司","国药集团江西医疗器械有限公司"]
["003591599591679","00359159","C14060100500001219740000114","赣械注准20232010287","多功能手术解剖器","GY2-J5-12","GY2-J5-12",null,null,"HCS08447","国药集团江西医疗器械有限公司","国药集团江西医疗器械有限公司"]
["003591599591680","00359159","C14060100500001219740000182","赣械注准20232010287","多功能手术解剖器","GY2-J1-01","GY2-J1-01",null,null,"HCS08447","国药集团江西医疗器械有限公司","国药集团江西医疗器械有限公司"]
["003591599591681","00359159","C14060100500001219740000168","赣械注准20232010287","多功能手术解剖器","GY2-J3-14","GY2-J3-14",null,null,"HCS08447","国药集团江西医疗器械有限公司","国药集团江西医疗器械有限公司"]
["003591599591682","00359159","C14060100500001219740000169","赣械注准20232010287","多功能手术解剖器","GY2-I2-15","GY2-I2-15",null,null,"HCS08447","国药集团江西医疗器械有限公司","国药集团江西医疗器械有限公司"]
["003591599591683","00359159","C14060100500001219740000111","赣械注准20232010287","多功能手术解剖器","GY2-D3-12","GY2-D3-12",null,null,"HCS08447","国药集团江西医疗器械有限公司","国药集团江西医疗器械有限公司"]
["003591599591684","00359159","C14060100500001219740000165","赣械注准20232010287","多功能手术解剖器","GY2-B6-12","GY2-B6-12",null,null,"HCS08447","国药集团江西医疗器械有限公司","国药集团江西医疗器械有限公司"]
["003591599591685","00359159","C14060100500001219740000162","赣械注准20232010287","多功能手术解剖器","GY2-I1-03","GY2-I1-03",null,null,"HCS08447","国药集团江西医疗器械有限公司","国药集团江西医疗器械有限公司"]
["003591599591686","00359159","C14060100500001219740000123","赣械注准20232010287","多功能手术解剖器","GY2-J7-13","GY2-J7-13",null,null,"HCS08447","国药集团江西医疗器械有限公司","国药集团江西医疗器械有限公司"]
["003591599591687","00359159","C14060100500001219740000139","赣械注准20232010287","多功能手术解剖器","GY2-J6-01","GY2-J6-01",null,null,"HCS08447","国药集团江西医疗器械有限公司","国药集团江西医疗器械有限公司"]
["003591599591688","00359159","C14060100500001219740000146","赣械注准20232010287","多功能手术解剖器","GY2-H3-13","GY2-H3-13",null,null,"HCS08447","国药集团江西医疗器械有限公司","国药集团江西医疗器械有限公司"]
["003591599591689","00359159","C14060100500001219740000105","赣械注准20232010287","多功能手术解剖器","GY2-J6-13","GY2-J6-13",null,null,"HCS08447","国药集团江西医疗器械有限公司","国药集团江西医疗器械有限公司"]
["003591599591690","00359159","C14060100500001219740000176","赣械注准20232010287","多功能手术解剖器","GY2-H3-14","GY2-H3-14",null,null,"HCS08447","国药集团江西医疗器械有限公司","国药集团江西医疗器械有限公司"]
["003591599591691","00359159","C14060100500001219740000141","赣械注准20232010287","多功能手术解剖器","GY2-J4-01","GY2-J4-01",null,null,"HCS08447","国药集团江西医疗器械有限公司","国药集团江西医疗器械有限公司"]
["003591599591692","00359159","C14060100500001219740000170","赣械注准20232010287","多功能手术解剖器","GY2-C2-11","GY2-C2-11",null,null,"HCS08447","国药集团江西医疗器械有限公司","国药集团江西医疗器械有限公司"]
["003591599591693","00359159","C14060100500001219740000130","赣械注准20232010287","多功能手术解剖器","GY2-J1-02","GY2-J1-02",null,null,"HCS08447","国药集团江西医疗器械有限公司","国药集团江西医疗器械有限公司"]
["003591599591694","00359159","C14060100500001219740000100","赣械注准20232010287","多功能手术解剖器","GY2-J3-04","GY2-J3-04",null,null,"HCS08447","国药集团江西医疗器械有限公司","国药集团江西医疗器械有限公司"]
["003591599591695","00359159","C14060100500001219740000629","赣械注准20232010287","多功能手术解剖器","GY2-C1-11","GY2-C1-11",null,null,"HCS08447","国药集团江西医疗器械有限公司","国药集团江西医疗器械有限公司"]
["003591599591696","00359159","C14060100500001219740000103","赣械注准20232010287","多功能手术解剖器","GY2-B6-02","GY2-B6-02",null,null,"HCS08447","国药集团江西医疗器械有限公司","国药集团江西医疗器械有限公司"]
["003591599591697","00359159","C14060100500001219740000110","赣械注准20232010287","多功能手术解剖器","GY2-D5-13","GY2-D5-13",null,null,"HCS08447","国药集团江西医疗器械有限公司","国药集团江西医疗器械有限公司"]
["003591599591698","00359159","C14060100500001219740000109","赣械注准20232010287","多功能手术解剖器","GY2-F3-13","GY2-F3-13",null,null,"HCS08447","国药集团江西医疗器械有限公司","国药集团江西医疗器械有限公司"]
["003591599591699","00359159","C14060100500001219740000101","赣械注准20232010287","多功能手术解剖器","GY2-B7-12","GY2-B7-12",null,null,"HCS08447","国药集团江西医疗器械有限公司","国药集团江西医疗器械有限公司"]
["003591599591700","00359159","C14060100500001219740000095","赣械注准20232010287","多功能手术解剖器","GY2-J2-03","GY2-J2-03",null,null,"HCS08447","国药集团江西医疗器械有限公司","国药集团江西医疗器械有限公司"]
["003591599591701","00359159","C14060100500001219740000627","赣械注准20232010287","多功能手术解剖器","GY2-H1-13","GY2-H1-13",null,null,"HCS08447","国药集团江西医疗器械有限公司","国药集团江西医疗器械有限公司"]
["003591599591702","00359159","C14060100500001219740000632","赣械注准20232010287","多功能手术解剖器","GY2-F1-04","GY2-F1-04",null,null,"HCS08447","国药集团江西医疗器械有限公司","国药集团江西医疗器械有限公司"]
["003591599591703","00359159","C14060100500001219740000138","赣械注准20232010287","多功能手术解剖器","GY2-J7-01","GY2-J7-01",null,null,"HCS08447","国药集团江西医疗器械有限公司","国药集团江西医疗器械有限公司"]
["003591599591704","00359159","C14060100500001219740000098","赣械注准20232010287","多功能手术解剖器","GY2-E1-11","GY2-E1-11",null,null,"HCS08447","国药集团江西医疗器械有限公司","国药集团江西医疗器械有限公司"]
["003591599591705","00359159","C14060100500001219740000092","赣械注准20232010287","多功能手术解剖器","GY2-E1-12","GY2-E1-12",null,null,"HCS08447","国药集团江西医疗器械有限公司","国药集团江西医疗器械有限公司"]
["003591599591706","00359159","C14060100500001219740000184","赣械注准20232010287","多功能手术解剖器","GY2-B2-11","GY2-B2-11",null,null,"HCS08447","国药集团江西医疗器械有限公司","国药集团江西医疗器械有限公司"]
["003591599591707","00359159","C14060100500001219740000151","赣械注准20232010287","多功能手术解剖器","GY2-D3-01","GY2-D3-01",null,null,"HCS08447","国药集团江西医疗器械有限公司","国药集团江西医疗器械有限公司"]
["003591599591708","00359159","C14060100500001219740000115","赣械注准20232010287","多功能手术解剖器","GY2-I2-03","GY2-I2-03",null,null,"HCS08447","国药集团江西医疗器械有限公司","国药集团江西医疗器械有限公司"]
["003591599591709","00359159","C14060100500001219740000157","赣械注准20232010287","多功能手术解剖器","GY2-B7-11","GY2-B7-11",null,null,"HCS08447","国药集团江西医疗器械有限公司","国药集团江西医疗器械有限公司"]
["003591599591710","00359159","C14060100500001219740000624","赣械注准20232010287","多功能手术解剖器","GY2-D4-14","GY2-D4-14",null,null,"HCS08447","国药集团江西医疗器械有限公司","国药集团江西医疗器械有限公司"]
["003591599591711","00359159","C14060100500001219740000635","赣械注准20232010287","多功能手术解剖器","GY2-B3-11","GY2-B3-11",null,null,"HCS08447","国药集团江西医疗器械有限公司","国药集团江西医疗器械有限公司"]
["003591599591712","00359159","C14060100500001219740000118","赣械注准20232010287","多功能手术解剖器","GY2-G3-05","GY2-G3-05",null,null,"HCS08447","国药集团江西医疗器械有限公司","国药集团江西医疗器械有限公司"]
["003591599591713","00359159","C14060100500001219740000148","赣械注准20232010287","多功能手术解剖器","GY2-G3-15","GY2-G3-15",null,null,"HCS08447","国药集团江西医疗器械有限公司","国药集团江西医疗器械有限公司"]
["003591599591714","00359159","C14060100500001219740000132","赣械注准20232010287","多功能手术解剖器","GY2-D3-02","GY2-D3-02",null,null,"HCS08447","国药集团江西医疗器械有限公司","国药集团江西医疗器械有限公司"]
["003591599591715","00359159","C14060100500001219740000140","赣械注准20232010287","多功能手术解剖器","GY2-J1-11","GY2-J1-11",null,null,"HCS08447","国药集团江西医疗器械有限公司","国药集团江西医疗器械有限公司"]
["003591599591716","00359159","C14060100500001219740000171","赣械注准20232010287","多功能手术解剖器","GY2-I1-14","GY2-I1-14",null,null,"HCS08447","国药集团江西医疗器械有限公司","国药集团江西医疗器械有限公司"]
["003591599591717","00359159","C14060100500001219740000625","赣械注准20232010287","多功能手术解剖器","GY2-B1-11","GY2-B1-11",null,null,"HCS08447","国药集团江西医疗器械有限公司","国药集团江西医疗器械有限公司"]
["003591599591718","00359159","C14060100500001219740000149","赣械注准20232010287","多功能手术解剖器","GY2-C2-12","GY2-C2-12",null,null,"HCS08447","国药集团江西医疗器械有限公司","国药集团江西医疗器械有限公司"]
["003591599591719","00359159","C14060100500001219740000099","赣械注准20232010287","多功能手术解剖器","GY2-J4-11","GY2-J4-11",null,null,"HCS08447","国药集团江西医疗器械有限公司","国药集团江西医疗器械有限公司"]
["003591599591720","00359159","C14060100500001219740000183","赣械注准20232010287","多功能手术解剖器","GY2-B4-01","GY2-B4-01",null,null,"HCS08447","国药集团江西医疗器械有限公司","国药集团江西医疗器械有限公司"]
["003591599591721","00359159","C14060100500001219740000144","赣械注准20232010287","多功能手术解剖器","GY2-B2-12","GY2-B2-12",null,null,"HCS08447","国药集团江西医疗器械有限公司","国药集团江西医疗器械有限公司"]
["003591599591722","00359159","C14060100500001219740000161","赣械注准20232010287","多功能手术解剖器","GY2-I1-15","GY2-I1-15",null,null,"HCS08447","国药集团江西医疗器械有限公司","国药集团江西医疗器械有限公司"]
["003591599591723","00359159","C14060100500001219740000137","赣械注准20232010287","多功能手术解剖器","GY2-B4-12","GY2-B4-12",null,null,"HCS08447","国药集团江西医疗器械有限公司","国药集团江西医疗器械有限公司"]
["003591599591724","00359159","C14060100500001219740000628","赣械注准20232010287","多功能手术解剖器","GY2-F2-04","GY2-F2-04",null,null,"HCS08447","国药集团江西医疗器械有限公司","国药集团江西医疗器械有限公司"]
["003591599591725","00359159","C14060100500001219740000166","赣械注准20232010287","多功能手术解剖器","GY2-J4-12","GY2-J4-12",null,null,"HCS08447","国药集团江西医疗器械有限公司","国药集团江西医疗器械有限公司"]
["003591599591726","00359159","C14060100500001219740000094","赣械注准20232010287","多功能手术解剖器","GY2-J6-02","GY2-J6-02",null,null,"HCS08447","国药集团江西医疗器械有限公司","国药集团江西医疗器械有限公司"]
["003591599591727","00359159","C14060100500001219740000177","赣械注准20232010287","多功能手术解剖器","GY2-J3-15","GY2-J3-15",null,null,"HCS08447","国药集团江西医疗器械有限公司","国药集团江西医疗器械有限公司"]
["003591599591728","00359159","C14060100500001219740000147","赣械注准20232010287","多功能手术解剖器","GY2-G3-04","GY2-G3-04",null,null,"HCS08447","国药集团江西医疗器械有限公司","国药集团江西医疗器械有限公司"]
["003591599591729","00359159","C14060100500001219740000120","赣械注准20232010287","多功能手术解剖器","GY2-D2-03","GY2-D2-03",null,null,"HCS08447","国药集团江西医疗器械有限公司","国药集团江西医疗器械有限公司"]
["003591599591730","00359159","C14060100500001219740000113","赣械注准20232010287","多功能手术解剖器","GY2-B2-03","GY2-B2-03",null,null,"HCS08447","国药集团江西医疗器械有限公司","国药集团江西医疗器械有限公司"]
["003591599591731","00359159","C14060100500001219740000178","赣械注准20232010287","多功能手术解剖器","GY2-D3-13","GY2-D3-13",null,null,"HCS08447","国药集团江西医疗器械有限公司","国药集团江西医疗器械有限公司"]
["003591599591732","00359159","C14060100500001219740000159","赣械注准20232010287","多功能手术解剖器","GY2-F3-15","GY2-F3-15",null,null,"HCS08447","国药集团江西医疗器械有限公司","国药集团江西医疗器械有限公司"]
["003591599591733","00359159","C14060100500001219740000154","赣械注准20232010287","多功能手术解剖器","GY2-D2-01","GY2-D2-01",null,null,"HCS08447","国药集团江西医疗器械有限公司","国药集团江西医疗器械有限公司"]
["003591599591734","00359159","C14060100500001219740000164","赣械注准20232010287","多功能手术解剖器","GY2-F3-03","GY2-F3-03",null,null,"HCS08447","国药集团江西医疗器械有限公司","国药集团江西医疗器械有限公司"]
["003591599591735","00359159","C14060100500001219740000188","赣械注准20232010287","多功能手术解剖器","GY2-G3-03","GY2-G3-03",null,null,"HCS08447","国药集团江西医疗器械有限公司","国药集团江西医疗器械有限公司"]
["003591599591736","00359159","C14060100500001219740000116","赣械注准20232010287","多功能手术解剖器","GY2-C2-13","GY2-C2-13",null,null,"HCS08447","国药集团江西医疗器械有限公司","国药集团江西医疗器械有限公司"]
["003591599591737","00359159","C14060100500001219740000636","赣械注准20232010287","多功能手术解剖器","GY2-A1-11","GY2-A1-11",null,null,"HCS08447","国药集团江西医疗器械有限公司","国药集团江西医疗器械有限公司"]
["003591599591738","00359159","C14060100500001219740000187","赣械注准20232010287","多功能手术解剖器","GY2-J1-12","GY2-J1-12",null,null,"HCS08447","国药集团江西医疗器械有限公司","国药集团江西医疗器械有限公司"]
["003591599591739","00359159","C14060100500001219740000088","赣械注准20232010287","多功能手术解剖器","GY2-D5-11","GY2-D5-11",null,null,"HCS08447","国药集团江西医疗器械有限公司","国药集团江西医疗器械有限公司"]
["003591599591740","00359159","C14060100500001219740000186","赣械注准20232010287","多功能手术解剖器","GY2-B2-13","GY2-B2-13",null,null,"HCS08447","国药集团江西医疗器械有限公司","国药集团江西医疗器械有限公司"]
["003591599591741","00359159","C14060100500001219740000167","赣械注准20232010287","多功能手术解剖器","GY2-J5-01","GY2-J5-01",null,null,"HCS08447","国药集团江西医疗器械有限公司","国药集团江西医疗器械有限公司"]
["003591599591742","00359159","C14060100500001219740000093","赣械注准20232010287","多功能手术解剖器","GY2-J4-13","GY2-J4-13",null,null,"HCS08447","国药集团江西医疗器械有限公司","国药集团江西医疗器械有限公司"]
["003591599591743","00359159","C14060100500001219740000185","赣械注准20232010287","多功能手术解剖器","GY2-I1-13","GY2-I1-13",null,null,"HCS08447","国药集团江西医疗器械有限公司","国药集团江西医疗器械有限公司"]
["003591599591744","00359159","C14060100500001219740000121","赣械注准20232010287","多功能手术解剖器","GY2-J1-13","GY2-J1-13",null,null,"HCS08447","国药集团江西医疗器械有限公司","国药集团江西医疗器械有限公司"]
["003591599591745","00359159","C14060100500001219740000124","赣械注准20232010287","多功能手术解剖器","GY2-J5-11","GY2-J5-11",null,null,"HCS08447","国药集团江西医疗器械有限公司","国药集团江西医疗器械有限公司"]
["003591599591746","00359159","C14060100500001219740000086","赣械注准20232010287","多功能手术解剖器","GY2-I1-04","GY2-I1-04",null,null,"HCS08447","国药集团江西医疗器械有限公司","国药集团江西医疗器械有限公司"]
["003591599591747","00359159","C14060100500001219740000133","赣械注准20232010287","多功能手术解剖器","GY2-J5-02","GY2-J5-02",null,null,"HCS08447","国药集团江西医疗器械有限公司","国药集团江西医疗器械有限公司"]
["003591599591748","00359159","C14060100500001219740000085","赣械注准20232010287","多功能手术解剖器","GY2-H3-05","GY2-H3-05",null,null,"HCS08447","国药集团江西医疗器械有限公司","国药集团江西医疗器械有限公司"]
["003591599591749","00359159","C14060100500001219740000108","赣械注准20232010287","多功能手术解剖器","GY2-J3-03","GY2-J3-03",null,null,"HCS08447","国药集团江西医疗器械有限公司","国药集团江西医疗器械有限公司"]
["003591599591750","00359159","C14060100500001219740000142","赣械注准20232010287","多功能手术解剖器","GY2-J2-11","GY2-J2-11",null,null,"HCS08447","国药集团江西医疗器械有限公司","国药集团江西医疗器械有限公司"]
["003591599591751","00359159","C14060100500001219740000106","赣械注准20232010287","多功能手术解剖器","GY2-J3-13","GY2-J3-13",null,null,"HCS08447","国药集团江西医疗器械有限公司","国药集团江西医疗器械有限公司"]
["003591599591752","00359159","C14060100500001219740000127","赣械注准20232010287","多功能手术解剖器","GY2-J4-02","GY2-J4-02",null,null,"HCS08447","国药集团江西医疗器械有限公司","国药集团江西医疗器械有限公司"]
["003591599591753","00359159","C14060100500001219740000131","赣械注准20232010287","多功能手术解剖器","GY2-B6-03","GY2-B6-03",null,null,"HCS08447","国药集团江西医疗器械有限公司","国药集团江西医疗器械有限公司"]
["003591599591754","00359159","C14060100500001219740000119","赣械注准20232010287","多功能手术解剖器","GY2-J7-12","GY2-J7-12",null,null,"HCS08447","国药集团江西医疗器械有限公司","国药集团江西医疗器械有限公司"]
["003591599591755","00359159","C14060100500001219740000117","赣械注准20232010287","多功能手术解剖器","GY2-H3-15","GY2-H3-15",null,null,"HCS08447","国药集团江西医疗器械有限公司","国药集团江西医疗器械有限公司"]
["003591599591756","00359159","C14060100500001219740000122","赣械注准20232010287","多功能手术解剖器","GY2-H3-04","GY2-H3-04",null,null,"HCS08447","国药集团江西医疗器械有限公司","国药集团江西医疗器械有限公司"]
["003591599591757","00359159","C14060100500001219740000134","赣械注准20232010287","多功能手术解剖器","GY2-B2-01","GY2-B2-01",null,null,"HCS08447","国药集团江西医疗器械有限公司","国药集团江西医疗器械有限公司"]
["003591599591758","00359159","C14060100500001219740000155","赣械注准20232010287","多功能手术解剖器","GY2-F3-04","GY2-F3-04",null,null,"HCS08447","国药集团江西医疗器械有限公司","国药集团江西医疗器械有限公司"]
["003591599591759","00359159","C14060100500001219740000179","赣械注准20232010287","多功能手术解剖器","GY2-D2-11","GY2-D2-11",null,null,"HCS08447","国药集团江西医疗器械有限公司","国药集团江西医疗器械有限公司"]
["003591599591760","00359159","C14060100500001219740000631","赣械注准20232010287","多功能手术解剖器","GY2-H2-13","GY2-H2-13",null,null,"HCS08447","国药集团江西医疗器械有限公司","国药集团江西医疗器械有限公司"]
["003591599591761","00359159","C14060100500001219740000096","赣械注准20232010287","多功能手术解剖器","GY2-J2-13","GY2-J2-13",null,null,"HCS08447","国药集团江西医疗器械有限公司","国药集团江西医疗器械有限公司"]
["003591599591762","00359159","C14060100500001219740000090","赣械注准20232010287","多功能手术解剖器","GY2-F3-05","GY2-F3-05",null,null,"HCS08447","国药集团江西医疗器械有限公司","国药集团江西医疗器械有限公司"]
["003591599591763","00359159","C14060100500001219740000189","赣械注准20232010287","多功能手术解剖器","GY2-I2-04","GY2-I2-04",null,null,"HCS08447","国药集团江西医疗器械有限公司","国药集团江西医疗器械有限公司"]
["003591609591796","00359160","C14060100500001219740000237","赣械注准20232010308","高频手术电极","GY3-1B-03","GY3-1B-03",null,null,"HCS08447","国药集团江西医疗器械有限公司","国药集团江西医疗器械有限公司"]
["003591609591797","00359160","C14060100500001219740000220","赣械注准20232010308","高频手术电极","GY3-9B-11","GY3-9B-11",null,null,"HCS08447","国药集团江西医疗器械有限公司","国药集团江西医疗器械有限公司"]
["003591609591798","00359160","C14060100500001219740000206","赣械注准20232010308","高频手术电极","GY3-1D-12","GY3-1D-12",null,null,"HCS08447","国药集团江西医疗器械有限公司","国药集团江西医疗器械有限公司"]
["003591609591799","00359160","C14060100500001219740000258","赣械注准20232010308","高频手术电极","GY3-1F-02","GY3-1F-02",null,null,"HCS08447","国药集团江西医疗器械有限公司","国药集团江西医疗器械有限公司"]
["003591609591800","00359160","C14060100500001219740000198","赣械注准20232010308","高频手术电极","GY3-3B-01","GY3-3B-01",null,null,"HCS08447","国药集团江西医疗器械有限公司","国药集团江西医疗器械有限公司"]
["003591609591801","00359160","C14060100500001219740000218","赣械注准20232010308","高频手术电极","GY3-9G-01","GY3-9G-01",null,null,"HCS08447","国药集团江西医疗器械有限公司","国药集团江西医疗器械有限公司"]
["003591609591802","00359160","C14060100500001219740000243","赣械注准20232010308","高频手术电极","GY3-9D-02","GY3-9D-02",null,null,"HCS08447","国药集团江西医疗器械有限公司","国药集团江西医疗器械有限公司"]
["003591609591803","00359160","C14060100500001219740000195","赣械注准20232010308","高频手术电极","GY3-9A-11","GY3-9A-11",null,null,"HCS08447","国药集团江西医疗器械有限公司","国药集团江西医疗器械有限公司"]
["003591609591804","00359160","C14060100500001219740000202","赣械注准20232010308","高频手术电极","GY3-9F-11","GY3-9F-11",null,null,"HCS08447","国药集团江西医疗器械有限公司","国药集团江西医疗器械有限公司"]
["003591609591805","00359160","C14060100500001219740000245","赣械注准20232010308","高频手术电极","GY3-8A-14","GY3-8A-14",null,null,"HCS08447","国药集团江西医疗器械有限公司","国药集团江西医疗器械有限公司"]
["003591609591806","00359160","C14060100500001219740000287","赣械注准20232010308","高频手术电极","GY3-9F-12","GY3-9F-12",null,null,"HCS08447","国药集团江西医疗器械有限公司","国药集团江西医疗器械有限公司"]
["003591609591807","00359160","C14060100500001219740000228","赣械注准20232010308","高频手术电极","GY3-5C-15","GY3-5C-15",null,null,"HCS08447","国药集团江西医疗器械有限公司","国药集团江西医疗器械有限公司"]
["003591609591808","00359160","C14060100500001219740000585","赣械注准20232010308","高频手术电极","GY3-6A-04","GY3-6A-04",null,null,"HCS08447","国药集团江西医疗器械有限公司","国药集团江西医疗器械有限公司"]
["003591609591809","00359160","C14060100500001219740000217","赣械注准20232010308","高频手术电极","GY3-3E-13","GY3-3E-13",null,null,"HCS08447","国药集团江西医疗器械有限公司","国药集团江西医疗器械有限公司"]
["003591609591810","00359160","C14060100500001219740000292","赣械注准20232010308","高频手术电极","GY3-1B-13","GY3-1B-13",null,null,"HCS08447","国药集团江西医疗器械有限公司","国药集团江西医疗器械有限公司"]
["003591609591811","00359160","C14060100500001219740000282","赣械注准20232010308","高频手术电极","GY3-5C-04","GY3-5C-04",null,null,"HCS08447","国药集团江西医疗器械有限公司","国药集团江西医疗器械有限公司"]
["003591609591812","00359160","C14060100500001219740000224","赣械注准20232010308","高频手术电极","GY3-9B-02","GY3-9B-02",null,null,"HCS08447","国药集团江西医疗器械有限公司","国药集团江西医疗器械有限公司"]
["003591609591813","00359160","C14060100500001219740000250","赣械注准20232010308","高频手术电极","GY3-3B-03","GY3-3B-03",null,null,"HCS08447","国药集团江西医疗器械有限公司","国药集团江西医疗器械有限公司"]
["003591609591814","00359160","C14060100500001219740000285","赣械注准20232010308","高频手术电极","GY3-5C-05","GY3-5C-05",null,null,"HCS08447","国药集团江西医疗器械有限公司","国药集团江西医疗器械有限公司"]
["003591609591815","00359160","C14060100500001219740000230","赣械注准20232010308","高频手术电极","GY3-1F-03","GY3-1F-03",null,null,"HCS08447","国药集团江西医疗器械有限公司","国药集团江西医疗器械有限公司"]
["003591609591816","00359160","C14060100500001219740000588","赣械注准20232010308","高频手术电极","GY3-3D-14","GY3-3D-14",null,null,"HCS08447","国药集团江西医疗器械有限公司","国药集团江西医疗器械有限公司"]
["003591609591817","00359160","C14060100500001219740000201","赣械注准20232010308","高频手术电极","GY3-2B-12","GY3-2B-12",null,null,"HCS08447","国药集团江西医疗器械有限公司","国药集团江西医疗器械有限公司"]
["003591609591818","00359160","C14060100500001219740000197","赣械注准20232010308","高频手术电极","GY3-1F-13","GY3-1F-13",null,null,"HCS08447","国药集团江西医疗器械有限公司","国药集团江西医疗器械有限公司"]
["003591609591819","00359160","C14060100500001219740000294","赣械注准20232010308","高频手术电极","GY3-1F-12","GY3-1F-12",null,null,"HCS08447","国药集团江西医疗器械有限公司","国药集团江西医疗器械有限公司"]
["003591609591820","00359160","C14060100500001219740000589","赣械注准20232010308","高频手术电极","GY3-1C-11","GY3-1C-11",null,null,"HCS08447","国药集团江西医疗器械有限公司","国药集团江西医疗器械有限公司"]
["003591609591821","00359160","C14060100500001219740000262","赣械注准20232010308","高频手术电极","GY3-3E-12","GY3-3E-12",null,null,"HCS08447","国药集团江西医疗器械有限公司","国药集团江西医疗器械有限公司"]
["003591609591822","00359160","C14060100500001219740000288","赣械注准20232010308","高频手术电极","GY3-5C-03","GY3-5C-03",null,null,"HCS08447","国药集团江西医疗器械有限公司","国药集团江西医疗器械有限公司"]
["003591609591824","00359160","C14060100500001219740000209","赣械注准20232010308","高频手术电极","GY3-9B-13","GY3-9B-13",null,null,"HCS08447","国药集团江西医疗器械有限公司","国药集团江西医疗器械有限公司"]
["003591609591825","00359160","C14060100500001219740000254","赣械注准20232010308","高频手术电极","GY3-9E-11","GY3-9E-11",null,null,"HCS08447","国药集团江西医疗器械有限公司","国药集团江西医疗器械有限公司"]
["003591609591826","00359160","C14060100500001219740000200","赣械注准20232010308","高频手术电极","GY3-9D-13","GY3-9D-13",null,null,"HCS08447","国药集团江西医疗器械有限公司","国药集团江西医疗器械有限公司"]
["003591609591827","00359160","C14060100500001219740000222","赣械注准20232010308","高频手术电极","GY3-9G-03","GY3-9G-03",null,null,"HCS08447","国药集团江西医疗器械有限公司","国药集团江西医疗器械有限公司"]
["003591609591828","00359160","C14060100500001219740000244","赣械注准20232010308","高频手术电极","GY3-7C-05","GY3-7C-05",null,null,"HCS08447","国药集团江西医疗器械有限公司","国药集团江西医疗器械有限公司"]
["003591609591829","00359160","C14060100500001219740000194","赣械注准20232010308","高频手术电极","GY3-3B-12","GY3-3B-12",null,null,"HCS08447","国药集团江西医疗器械有限公司","国药集团江西医疗器械有限公司"]
["003591609591830","00359160","C14060100500001219740000199","赣械注准20232010308","高频手术电极","GY3-3B-13","GY3-3B-13",null,null,"HCS08447","国药集团江西医疗器械有限公司","国药集团江西医疗器械有限公司"]
["003591609591831","00359160","C14060100500001219740000582","赣械注准20232010308","高频手术电极","GY3-3A-11","GY3-3A-11",null,null,"HCS08447","国药集团江西医疗器械有限公司","国药集团江西医疗器械有限公司"]
["003591609591832","00359160","C14060100500001219740000233","赣械注准20232010308","高频手术电极","GY3-3E-03","GY3-3E-03",null,null,"HCS08447","国药集团江西医疗器械有限公司","国药集团江西医疗器械有限公司"]
["003591609591833","00359160","C14060100500001219740000234","赣械注准20232010308","高频手术电极","GY3-9A-01","GY3-9A-01",null,null,"HCS08447","国药集团江西医疗器械有限公司","国药集团江西医疗器械有限公司"]
["003591609591834","00359160","C14060100500001219740000248","赣械注准20232010308","高频手术电极","GY3-1F-01","GY3-1F-01",null,null,"HCS08447","国药集团江西医疗器械有限公司","国药集团江西医疗器械有限公司"]
["003591609591835","00359160","C14060100500001219740000221","赣械注准20232010308","高频手术电极","GY3-8A-15","GY3-8A-15",null,null,"HCS08447","国药集团江西医疗器械有限公司","国药集团江西医疗器械有限公司"]
["003591609591836","00359160","C14060100500001219740000280","赣械注准20232010308","高频手术电极","GY3-9B-12","GY3-9B-12",null,null,"HCS08447","国药集团江西医疗器械有限公司","国药集团江西医疗器械有限公司"]
["003591609591837","00359160","C14060100500001219740000219","赣械注准20232010308","高频手术电极","GY3-6C-04","GY3-6C-04",null,null,"HCS08447","国药集团江西医疗器械有限公司","国药集团江西医疗器械有限公司"]
["003591609591823","00359160","C14060100500001219740000579","赣械注准20232010308","高频手术电极","GY3-7B-13","GY3-7B-13",null,null,"HCS08447","国药集团江西医疗器械有限公司","国药集团江西医疗器械有限公司"]
["003591609591838","00359160","C14060100500001219740000216","赣械注准20232010308","高频手术电极","GY3-3C-12","GY3-3C-12",null,null,"HCS08447","国药集团江西医疗器械有限公司","国药集团江西医疗器械有限公司"]
["003591609591839","00359160","C14060100500001219740000207","赣械注准20232010308","高频手术电极","GY3-6C-13","GY3-6C-13",null,null,"HCS08447","国药集团江西医疗器械有限公司","国药集团江西医疗器械有限公司"]
["003591609591840","00359160","C14060100500001219740000286","赣械注准20232010308","高频手术电极","GY3-9A-13","GY3-9A-13",null,null,"HCS08447","国药集团江西医疗器械有限公司","国药集团江西医疗器械有限公司"]
["003591609591841","00359160","C14060100500001219740000190","赣械注准20232010308","高频手术电极","GY3-2B-11","GY3-2B-11",null,null,"HCS08447","国药集团江西医疗器械有限公司","国药集团江西医疗器械有限公司"]
["003591609591842","00359160","C14060100500001219740000252","赣械注准20232010308","高频手术电极","GY3-2B-13","GY3-2B-13",null,null,"HCS08447","国药集团江西医疗器械有限公司","国药集团江西医疗器械有限公司"]
["003591609591843","00359160","C14060100500001219740000231","赣械注准20232010308","高频手术电极","GY3-9C-13","GY3-9C-13",null,null,"HCS08447","国药集团江西医疗器械有限公司","国药集团江西医疗器械有限公司"]
["003591609591844","00359160","C14060100500001219740000251","赣械注准20232010308","高频手术电极","GY3-1G-11","GY3-1G-11",null,null,"HCS08447","国药集团江西医疗器械有限公司","国药集团江西医疗器械有限公司"]
["003591609591845","00359160","C14060100500001219740000240","赣械注准20232010308","高频手术电极","GY3-9A-02","GY3-9A-02",null,null,"HCS08447","国药集团江西医疗器械有限公司","国药集团江西医疗器械有限公司"]
["003591609591846","00359160","C14060100500001219740000289","赣械注准20232010308","高频手术电极","GY3-1B-12","GY3-1B-12",null,null,"HCS08447","国药集团江西医疗器械有限公司","国药集团江西医疗器械有限公司"]
["003591609591847","00359160","C14060100500001219740000577","赣械注准20232010308","高频手术电极","GY3-6B-04","GY3-6B-04",null,null,"HCS08447","国药集团江西医疗器械有限公司","国药集团江西医疗器械有限公司"]
["003591609591848","00359160","C14060100500001219740000283","赣械注准20232010308","高频手术电极","GY3-8B-14","GY3-8B-14",null,null,"HCS08447","国药集团江西医疗器械有限公司","国药集团江西医疗器械有限公司"]
["003591609591849","00359160","C14060100500001219740000281","赣械注准20232010308","高频手术电极","GY3-9G-13","GY3-9G-13",null,null,"HCS08447","国药集团江西医疗器械有限公司","国药集团江西医疗器械有限公司"]
["003591609591850","00359160","C14060100500001219740000278","赣械注准20232010308","高频手术电极","GY3-9E-01","GY3-9E-01",null,null,"HCS08447","国药集团江西医疗器械有限公司","国药集团江西医疗器械有限公司"]
["003591609591851","00359160","C14060100500001219740000578","赣械注准20232010308","高频手术电极","GY3-7A-13","GY3-7A-13",null,null,"HCS08447","国药集团江西医疗器械有限公司","国药集团江西医疗器械有限公司"]
["003591609591852","00359160","C14060100500001219740000214","赣械注准20232010308","高频手术电极","GY3-1B-11","GY3-1B-11",null,null,"HCS08447","国药集团江西医疗器械有限公司","国药集团江西医疗器械有限公司"]
["003591609591853","00359160","C14060100500001219740000273","赣械注准20232010308","高频手术电极","GY3-1G-12","GY3-1G-12",null,null,"HCS08447","国药集团江西医疗器械有限公司","国药集团江西医疗器械有限公司"]
["003591609591854","00359160","C14060100500001219740000256","赣械注准20232010308","高频手术电极","GY3-9C-14","GY3-9C-14",null,null,"HCS08447","国药集团江西医疗器械有限公司","国药集团江西医疗器械有限公司"]
["003591609591855","00359160","C14060100500001219740000284","赣械注准20232010308","高频手术电极","GY3-8B-04","GY3-8B-04",null,null,"HCS08447","国药集团江西医疗器械有限公司","国药集团江西医疗器械有限公司"]
["003591609591856","00359160","C14060100500001219740000215","赣械注准20232010308","高频手术电极","GY3-2B-03","GY3-2B-03",null,null,"HCS08447","国药集团江西医疗器械有限公司","国药集团江西医疗器械有限公司"]
["003591609591857","00359160","C14060100500001219740000241","赣械注准20232010308","高频手术电极","GY3-9A-12","GY3-9A-12",null,null,"HCS08447","国药集团江西医疗器械有限公司","国药集团江西医疗器械有限公司"]
["003591609591858","00359160","C14060100500001219740000584","赣械注准20232010308","高频手术电极","GY3-1E-11","GY3-1E-11",null,null,"HCS08447","国药集团江西医疗器械有限公司","国药集团江西医疗器械有限公司"]
["003591609591859","00359160","C14060100500001219740000271","赣械注准20232010308","高频手术电极","GY3-9E-12","GY3-9E-12",null,null,"HCS08447","国药集团江西医疗器械有限公司","国药集团江西医疗器械有限公司"]
["003591609591860","00359160","C14060100500001219740000293","赣械注准20232010308","高频手术电极","GY3-9B-03","GY3-9B-03",null,null,"HCS08447","国药集团江西医疗器械有限公司","国药集团江西医疗器械有限公司"]
["003591609591861","00359160","C14060100500001219740000235","赣械注准20232010308","高频手术电极","GY3-7C-13","GY3-7C-13",null,null,"HCS08447","国药集团江西医疗器械有限公司","国药集团江西医疗器械有限公司"]
["003591609591862","00359160","C14060100500001219740000265","赣械注准20232010308","高频手术电极","GY3-1D-03","GY3-1D-03",null,null,"HCS08447","国药集团江西医疗器械有限公司","国药集团江西医疗器械有限公司"]
["003591609591863","00359160","C14060100500001219740000268","赣械注准20232010308","高频手术电极","GY3-1G-02","GY3-1G-02",null,null,"HCS08447","国药集团江西医疗器械有限公司","国药集团江西医疗器械有限公司"]
["003591609591864","00359160","C14060100500001219740000269","赣械注准20232010308","高频手术电极","GY3-9C-03","GY3-9C-03",null,null,"HCS08447","国药集团江西医疗器械有限公司","国药集团江西医疗器械有限公司"]
["003591609591865","00359160","C14060100500001219740000227","赣械注准20232010308","高频手术电极","GY3-9C-15","GY3-9C-15",null,null,"HCS08447","国药集团江西医疗器械有限公司","国药集团江西医疗器械有限公司"]
["003591609591866","00359160","C14060100500001219740000192","赣械注准20232010308","高频手术电极","GY3-1G-03","GY3-1G-03",null,null,"HCS08447","国药集团江西医疗器械有限公司","国药集团江西医疗器械有限公司"]
["003591609591867","00359160","C14060100500001219740000253","赣械注准20232010308","高频手术电极","GY3-3B-11","GY3-3B-11",null,null,"HCS08447","国药集团江西医疗器械有限公司","国药集团江西医疗器械有限公司"]
["003591609591868","00359160","C14060100500001219740000581","赣械注准20232010308","高频手术电极","GY3-1A-11","GY3-1A-11",null,null,"HCS08447","国药集团江西医疗器械有限公司","国药集团江西医疗器械有限公司"]
["003591609591869","00359160","C14060100500001219740000580","赣械注准20232010308","高频手术电极","GY3-0A-11","GY3-0A-11",null,null,"HCS08447","国药集团江西医疗器械有限公司","国药集团江西医疗器械有限公司"]
["003591609591870","00359160","C14060100500001219740000204","赣械注准20232010308","高频手术电极","GY3-2B-01","GY3-2B-01",null,null,"HCS08447","国药集团江西医疗器械有限公司","国药集团江西医疗器械有限公司"]
["003591609591871","00359160","C14060100500001219740000242","赣械注准20232010308","高频手术电极","GY3-8B-15","GY3-8B-15",null,null,"HCS08447","国药集团江西医疗器械有限公司","国药集团江西医疗器械有限公司"]
["003591609591872","00359160","C14060100500001219740000249","赣械注准20232010308","高频手术电极","GY3-4A-12","GY3-4A-12",null,null,"HCS08447","国药集团江西医疗器械有限公司","国药集团江西医疗器械有限公司"]
["003591609591873","00359160","C14060100500001219740000270","赣械注准20232010308","高频手术电极","GY3-9F-13","GY3-9F-13",null,null,"HCS08447","国药集团江西医疗器械有限公司","国药集团江西医疗器械有限公司"]
["003591609591874","00359160","C14060100500001219740000213","赣械注准20232010308","高频手术电极","GY3-1B-01","GY3-1B-01",null,null,"HCS08447","国药集团江西医疗器械有限公司","国药集团江西医疗器械有限公司"]
["003591609591875","00359160","C14060100500001219740000208","赣械注准20232010308","高频手术电极","GY3-6C-05","GY3-6C-05",null,null,"HCS08447","国药集团江西医疗器械有限公司","国药集团江西医疗器械有限公司"]
["003591609591876","00359160","C14060100500001219740000238","赣械注准20232010308","高频手术电极","GY3-5C-13","GY3-5C-13",null,null,"HCS08447","国药集团江西医疗器械有限公司","国药集团江西医疗器械有限公司"]
["003591609591877","00359160","C14060100500001219740000255","赣械注准20232010308","高频手术电极","GY3-3C-01","GY3-3C-01",null,null,"HCS08447","国药集团江西医疗器械有限公司","国药集团江西医疗器械有限公司"]
["003591609591878","00359160","C14060100500001219740000210","赣械注准20232010308","高频手术电极","GY3-8A-04","GY3-8A-04",null,null,"HCS08447","国药集团江西医疗器械有限公司","国药集团江西医疗器械有限公司"]
["003591609591879","00359160","C14060100500001219740000211","赣械注准20232010308","高频手术电极","GY3-9F-01","GY3-9F-01",null,null,"HCS08447","国药集团江西医疗器械有限公司","国药集团江西医疗器械有限公司"]
["003591609591880","00359160","C14060100500001219740000205","赣械注准20232010308","高频手术电极","GY3-3E-11","GY3-3E-11",null,null,"HCS08447","国药集团江西医疗器械有限公司","国药集团江西医疗器械有限公司"]
["003591609591881","00359160","C14060100500001219740000260","赣械注准20232010308","高频手术电极","GY3-9D-12","GY3-9D-12",null,null,"HCS08447","国药集团江西医疗器械有限公司","国药集团江西医疗器械有限公司"]
["003591609591882","00359160","C14060100500001219740000232","赣械注准20232010308","高频手术电极","GY3-3E-02","GY3-3E-02",null,null,"HCS08447","国药集团江西医疗器械有限公司","国药集团江西医疗器械有限公司"]
["003591609591883","00359160","C14060100500001219740000257","赣械注准20232010308","高频手术电极","GY3-8B-03","GY3-8B-03",null,null,"HCS08447","国药集团江西医疗器械有限公司","国药集团江西医疗器械有限公司"]
["003591609591884","00359160","C14060100500001219740000266","赣械注准20232010308","高频手术电极","GY3-1D-02","GY3-1D-02",null,null,"HCS08447","国药集团江西医疗器械有限公司","国药集团江西医疗器械有限公司"]
["003591609591885","00359160","C14060100500001219740000587","赣械注准20232010308","高频手术电极","GY3-2A-11","GY3-2A-11",null,null,"HCS08447","国药集团江西医疗器械有限公司","国药集团江西医疗器械有限公司"]
["003591609591886","00359160","C14060100500001219740000276","赣械注准20232010308","高频手术电极","GY3-7C-04","GY3-7C-04",null,null,"HCS08447","国药集团江西医疗器械有限公司","国药集团江西医疗器械有限公司"]
["003591609591887","00359160","C14060100500001219740000275","赣械注准20232010308","高频手术电极","GY3-9D-01","GY3-9D-01",null,null,"HCS08447","国药集团江西医疗器械有限公司","国药集团江西医疗器械有限公司"]
["003591609591888","00359160","C14060100500001219740000191","赣械注准20232010308","高频手术电极","GY3-9D-11","GY3-9D-11",null,null,"HCS08447","国药集团江西医疗器械有限公司","国药集团江西医疗器械有限公司"]
["003591609591889","00359160","C14060100500001219740000236","赣械注准20232010308","高频手术电极","GY3-3C-11","GY3-3C-11",null,null,"HCS08447","国药集团江西医疗器械有限公司","国药集团江西医疗器械有限公司"]
["003591609591890","00359160","C14060100500001219740000261","赣械注准20232010308","高频手术电极","GY3-8B-13","GY3-8B-13",null,null,"HCS08447","国药集团江西医疗器械有限公司","国药集团江西医疗器械有限公司"]
["003591609591891","00359160","C14060100500001219740000247","赣械注准20232010308","高频手术电极","GY3-7C-14","GY3-7C-14",null,null,"HCS08447","国药集团江西医疗器械有限公司","国药集团江西医疗器械有限公司"]
["003591609591892","00359160","C14060100500001219740000263","赣械注准20232010308","高频手术电极","GY3-6C-15","GY3-6C-15",null,null,"HCS08447","国药集团江西医疗器械有限公司","国药集团江西医疗器械有限公司"]
["003591609591893","00359160","C14060100500001219740000226","赣械注准20232010308","高频手术电极","GY3-7C-15","GY3-7C-15",null,null,"HCS08447","国药集团江西医疗器械有限公司","国药集团江西医疗器械有限公司"]
["003591609591894","00359160","C14060100500001219740000290","赣械注准20232010308","高频手术电极","GY3-9F-02","GY3-9F-02",null,null,"HCS08447","国药集团江西医疗器械有限公司","国药集团江西医疗器械有限公司"]
["003591609591895","00359160","C14060100500001219740000291","赣械注准20232010308","高频手术电极","GY3-8A-03","GY3-8A-03",null,null,"HCS08447","国药集团江西医疗器械有限公司","国药集团江西医疗器械有限公司"]
["003591609591896","00359160","C14060100500001219740000239","赣械注准20232010308","高频手术电极","GY3-1D-13","GY3-1D-13",null,null,"HCS08447","国药集团江西医疗器械有限公司","国药集团江西医疗器械有限公司"]
["003591609591897","00359160","C14060100500001219740000229","赣械注准20232010308","高频手术电极","GY3-9G-11","GY3-9G-11",null,null,"HCS08447","国药集团江西医疗器械有限公司","国药集团江西医疗器械有限公司"]
["003591609591898","00359160","C14060100500001219740000223","赣械注准20232010308","高频手术电极","GY3-6C-03","GY3-6C-03",null,null,"HCS08447","国药集团江西医疗器械有限公司","国药集团江西医疗器械有限公司"]
["003591609591899","00359160","C14060100500001219740000279","赣械注准20232010308","高频手术电极","GY3-9E-02","GY3-9E-02",null,null,"HCS08447","国药集团江西医疗器械有限公司","国药集团江西医疗器械有限公司"]
["003591629591900","00359162","C14050100500000219740000244","赣械注准20232010308","高频手术电极","GY3-5A-05","GY3-5A-05",null,null,"HCS08447","国药集团江西医疗器械有限公司","国药集团江西医疗器械有限公司"]
["003591629591901","00359162","C14050100500000219740000222","赣械注准20232010308","高频手术电极","GY3-0A-12","GY3-0A-12",null,null,"HCS08447","国药集团江西医疗器械有限公司","国药集团江西医疗器械有限公司"]
["003591629591902","00359162","C14050100500000219740000218","赣械注准20232010308","高频手术电极","GY3-7B-04","GY3-7B-04",null,null,"HCS08447","国药集团江西医疗器械有限公司","国药集团江西医疗器械有限公司"]
["003591629591903","00359162","C14050100500000219740000258","赣械注准20232010308","高频手术电极","GY3-5B-15","GY3-5B-15",null,null,"HCS08447","国药集团江西医疗器械有限公司","国药集团江西医疗器械有限公司"]
["003591629591904","00359162","C14050100500000219740000213","赣械注准20232010308","高频手术电极","GY3-1C-02","GY3-1C-02",null,null,"HCS08447","国药集团江西医疗器械有限公司","国药集团江西医疗器械有限公司"]
["003591629591905","00359162","C14050100500000219740000262","赣械注准20232010308","高频手术电极","GY3-6B-15","GY3-6B-15",null,null,"HCS08447","国药集团江西医疗器械有限公司","国药集团江西医疗器械有限公司"]
["003591629591906","00359162","C14050100500000219740000232","赣械注准20232010308","高频手术电极","GY3-1C-03","GY3-1C-03",null,null,"HCS08447","国药集团江西医疗器械有限公司","国药集团江西医疗器械有限公司"]
["003591629591907","00359162","C14050100500000219740000250","赣械注准20232010308","高频手术电极","GY3-0A-13","GY3-0A-13",null,null,"HCS08447","国药集团江西医疗器械有限公司","国药集团江西医疗器械有限公司"]
["003591629591908","00359162","C14050100500000219740000261","赣械注准20232010308","高频手术电极","GY3-1A-13","GY3-1A-13",null,null,"HCS08447","国药集团江西医疗器械有限公司","国药集团江西医疗器械有限公司"]
["003591629591909","00359162","C14050100500000219740000219","赣械注准20232010308","高频手术电极","GY3-6A-03","GY3-6A-03",null,null,"HCS08447","国药集团江西医疗器械有限公司","国药集团江西医疗器械有限公司"]
["003591629591910","00359162","C14050100500000219740000251","赣械注准20232010308","高频手术电极","GY3-2A-12","GY3-2A-12",null,null,"HCS08447","国药集团江西医疗器械有限公司","国药集团江西医疗器械有限公司"]
["003591629591911","00359162","C14050100500000219740000207","赣械注准20232010308","高频手术电极","GY3-5B-05","GY3-5B-05",null,null,"HCS08447","国药集团江西医疗器械有限公司","国药集团江西医疗器械有限公司"]
["003591629591912","00359162","C14050100500000219740000264","赣械注准20232010308","高频手术电极","GY3-0A-03","GY3-0A-03",null,null,"HCS08447","国药集团江西医疗器械有限公司","国药集团江西医疗器械有限公司"]
["003591629591913","00359162","C14050100500000219740000252","赣械注准20232010308","高频手术电极","GY3-5A-13","GY3-5A-13",null,null,"HCS08447","国药集团江西医疗器械有限公司","国药集团江西医疗器械有限公司"]
["003591629591914","00359162","C14050100500000219740000217","赣械注准20232010308","高频手术电极","GY3-7A-15","GY3-7A-15",null,null,"HCS08447","国药集团江西医疗器械有限公司","国药集团江西医疗器械有限公司"]
["003591629591915","00359162","C14050100500000219740000227","赣械注准20232010308","高频手术电极","GY3-7B-05","GY3-7B-05",null,null,"HCS08447","国药集团江西医疗器械有限公司","国药集团江西医疗器械有限公司"]
["003591629591916","00359162","C14050100500000219740000214","赣械注准20232010308","高频手术电极","GY3-1E-12","GY3-1E-12",null,null,"HCS08447","国药集团江西医疗器械有限公司","国药集团江西医疗器械有限公司"]
["003591629591917","00359162","C14050100500000219740000231","赣械注准20232010308","高频手术电极","GY3-1A-02","GY3-1A-02",null,null,"HCS08447","国药集团江西医疗器械有限公司","国药集团江西医疗器械有限公司"]
["003591629591918","00359162","C14050100500000219740000237","赣械注准20232010308","高频手术电极","GY3-3A-12","GY3-3A-12",null,null,"HCS08447","国药集团江西医疗器械有限公司","国药集团江西医疗器械有限公司"]
["003591629591919","00359162","C14050100500000219740000255","赣械注准20232010308","高频手术电极","GY3-6B-05","GY3-6B-05",null,null,"HCS08447","国药集团江西医疗器械有限公司","国药集团江西医疗器械有限公司"]
["003591629591920","00359162","C14050100500000219740000259","赣械注准20232010308","高频手术电极","GY3-3A-02","GY3-3A-02",null,null,"HCS08447","国药集团江西医疗器械有限公司","国药集团江西医疗器械有限公司"]
["003591629591921","00359162","C14050100500000219740000263","赣械注准20232010308","高频手术电极","GY3-6B-03","GY3-6B-03",null,null,"HCS08447","国药集团江西医疗器械有限公司","国药集团江西医疗器械有限公司"]
["003591629591922","00359162","C14050100500000219740000224","赣械注准20232010308","高频手术电极","GY3-3D-03","GY3-3D-03",null,null,"HCS08447","国药集团江西医疗器械有限公司","国药集团江西医疗器械有限公司"]
["003591629591923","00359162","C14050100500000219740000271","赣械注准20232010308","高频手术电极","GY3-6A-05","GY3-6A-05",null,null,"HCS08447","国药集团江西医疗器械有限公司","国药集团江西医疗器械有限公司"]
["003591629591926","00359162","C14050100500000219740000210","赣械注准20232010308","高频手术电极","GY3-1E-02","GY3-1E-02",null,null,"HCS08447","国药集团江西医疗器械有限公司","国药集团江西医疗器械有限公司"]
["003591629591927","00359162","C14050100500000219740000242","赣械注准20232010308","高频手术电极","GY3-2A-13","GY3-2A-13",null,null,"HCS08447","国药集团江西医疗器械有限公司","国药集团江西医疗器械有限公司"]
["003591629591928","00359162","C14050100500000219740000254","赣械注准20232010308","高频手术电极","GY3-7A-14","GY3-7A-14",null,null,"HCS08447","国药集团江西医疗器械有限公司","国药集团江西医疗器械有限公司"]
["003591629591929","00359162","C14050100500000219740000246","赣械注准20232010308","高频手术电极","GY3-5B-13","GY3-5B-13",null,null,"HCS08447","国药集团江西医疗器械有限公司","国药集团江西医疗器械有限公司"]
["003591629591930","00359162","C14050100500000219740000247","赣械注准20232010308","高频手术电极","GY3-1E-13","GY3-1E-13",null,null,"HCS08447","国药集团江西医疗器械有限公司","国药集团江西医疗器械有限公司"]
["003591629591931","00359162","C14050100500000219740000260","赣械注准20232010308","高频手术电极","GY3-6B-13","GY3-6B-13",null,null,"HCS08447","国药集团江西医疗器械有限公司","国药集团江西医疗器械有限公司"]
["003591629591932","00359162","C14050100500000219740000208","赣械注准20232010308","高频手术电极","GY3-5B-03","GY3-5B-03",null,null,"HCS08447","国药集团江西医疗器械有限公司","国药集团江西医疗器械有限公司"]
["003591629591933","00359162","C14050100500000219740000225","赣械注准20232010308","高频手术电极","GY3-3D-13","GY3-3D-13",null,null,"HCS08447","国药集团江西医疗器械有限公司","国药集团江西医疗器械有限公司"]
["003591629591934","00359162","C14050100500000219740000256","赣械注准20232010308","高频手术电极","GY3-7B-15","GY3-7B-15",null,null,"HCS08447","国药集团江西医疗器械有限公司","国药集团江西医疗器械有限公司"]
["003591629591935","00359162","C14050100500000219740000216","赣械注准20232010308","高频手术电极","GY3-5A-15","GY3-5A-15",null,null,"HCS08447","国药集团江西医疗器械有限公司","国药集团江西医疗器械有限公司"]
["003591629591936","00359162","C14050100500000219740000248","赣械注准20232010308","高频手术电极","GY3-1A-03","GY3-1A-03",null,null,"HCS08447","国药集团江西医疗器械有限公司","国药集团江西医疗器械有限公司"]
["003591629591937","00359162","C14050100500000219740000235","赣械注准20232010308","高频手术电极","GY3-5A-03","GY3-5A-03",null,null,"HCS08447","国药集团江西医疗器械有限公司","国药集团江西医疗器械有限公司"]
["003591629591938","00359162","C14050100500000219740000212","赣械注准20232010308","高频手术电极","GY3-3A-13","GY3-3A-13",null,null,"HCS08447","国药集团江西医疗器械有限公司","国药集团江西医疗器械有限公司"]
["003591629591939","00359162","C14050100500000219740000239","赣械注准20232010308","高频手术电极","GY3-3D-15","GY3-3D-15",null,null,"HCS08447","国药集团江西医疗器械有限公司","国药集团江西医疗器械有限公司"]
["003591629591940","00359162","C14050100500000219740000266","赣械注准20232010308","高频手术电极","GY3-1E-03","GY3-1E-03",null,null,"HCS08447","国药集团江西医疗器械有限公司","国药集团江西医疗器械有限公司"]
["003591629591941","00359162","C14050100500000219740000240","赣械注准20232010308","高频手术电极","GY3-1C-13","GY3-1C-13",null,null,"HCS08447","国药集团江西医疗器械有限公司","国药集团江西医疗器械有限公司"]
["003591629591942","00359162","C14050100500000219740000228","赣械注准20232010308","高频手术电极","GY3-0A-02","GY3-0A-02",null,null,"HCS08447","国药集团江西医疗器械有限公司","国药集团江西医疗器械有限公司"]
["003591629591943","00359162","C14050100500000219740000230","赣械注准20232010308","高频手术电极","GY3-3D-05","GY3-3D-05",null,null,"HCS08447","国药集团江西医疗器械有限公司","国药集团江西医疗器械有限公司"]
["003591629591944","00359162","C14050100500000219740000257","赣械注准20232010308","高频手术电极","GY3-2A-03","GY3-2A-03",null,null,"HCS08447","国药集团江西医疗器械有限公司","国药集团江西医疗器械有限公司"]
["003591629591945","00359162","C14050100500000219740000269","赣械注准20232010308","高频手术电极","GY3-1C-12","GY3-1C-12",null,null,"HCS08447","国药集团江西医疗器械有限公司","国药集团江西医疗器械有限公司"]
["003591629591946","00359162","C14050100500000219740000209","赣械注准20232010308","高频手术电极","GY3-6A-13","GY3-6A-13",null,null,"HCS08447","国药集团江西医疗器械有限公司","国药集团江西医疗器械有限公司"]
["003591629591947","00359162","C14050100500000219740000211","赣械注准20232010308","高频手术电极","GY3-3A-03","GY3-3A-03",null,null,"HCS08447","国药集团江西医疗器械有限公司","国药集团江西医疗器械有限公司"]
["003591629591948","00359162","C14050100500000219740000270","赣械注准20232010308","高频手术电极","GY3-1A-12","GY3-1A-12",null,null,"HCS08447","国药集团江西医疗器械有限公司","国药集团江西医疗器械有限公司"]
["003591629591949","00359162","C14050100500000219740000265","赣械注准20232010308","高频手术电极","GY3-7A-05","GY3-7A-05",null,null,"HCS08447","国药集团江西医疗器械有限公司","国药集团江西医疗器械有限公司"]
["003591629591950","00359162","C14050100500000219740000249","赣械注准20232010308","高频手术电极","GY3-2A-02","GY3-2A-02",null,null,"HCS08447","国药集团江西医疗器械有限公司","国药集团江西医疗器械有限公司"]
["003591629591951","00359162","C14050100500000219740000221","赣械注准20232010308","高频手术电极","GY3-7B-14","GY3-7B-14",null,null,"HCS08447","国药集团江西医疗器械有限公司","国药集团江西医疗器械有限公司"]
["003591629591924","00359162","C14050100500000219740000215","赣械注准20232010308","高频手术电极","GY3-6A-15","GY3-6A-15",null,null,"HCS08447","国药集团江西医疗器械有限公司","国药集团江西医疗器械有限公司"]
["003591629591925","00359162","C14050100500000219740000236","赣械注准20232010308","高频手术电极","GY3-7A-04","GY3-7A-04",null,null,"HCS08447","国药集团江西医疗器械有限公司","国药集团江西医疗器械有限公司"]
["003591469591403","00359146","C14050100500000219740000072","赣械注准20232010286","消融电极","GY1-15-03","GY1-15-03",null,null,"HCS08447","国药集团江西医疗器械有限公司","国药集团江西医疗器械有限公司"]
["003591469591404","00359146","C14050100500000219740000069","赣械注准20232010286","消融电极","GY1-65-05","GY1-65-05",null,null,"HCS08447","国药集团江西医疗器械有限公司","国药集团江西医疗器械有限公司"]
["003591469591405","00359146","C14050100500000219740000120","赣械注准20232010286","消融电极","GY1-53-04","GY1-53-04",null,null,"HCS08447","国药集团江西医疗器械有限公司","国药集团江西医疗器械有限公司"]
["003591469591406","00359146","C14050100500000219740000140","赣械注准20232010286","消融电极","GY1-53-14","GY1-53-14",null,null,"HCS08447","国药集团江西医疗器械有限公司","国药集团江西医疗器械有限公司"]
["003591469591407","00359146","C14050100500000219740000059","赣械注准20232010286","消融电极","GY1-01-12","GY1-01-12",null,null,"HCS08447","国药集团江西医疗器械有限公司","国药集团江西医疗器械有限公司"]
["003591469591408","00359146","C14050100500000219740000087","赣械注准20232010286","消融电极","GY1-31-02","GY1-31-02",null,null,"HCS08447","国药集团江西医疗器械有限公司","国药集团江西医疗器械有限公司"]
["003591469591409","00359146","C14050100500000219740000061","赣械注准20232010286","消融电极","GY1-55-15","GY1-55-15",null,null,"HCS08447","国药集团江西医疗器械有限公司","国药集团江西医疗器械有限公司"]
["003591469591410","00359146","C14050100500000219740000136","赣械注准20232010286","消融电极","GY1-54-05","GY1-54-05",null,null,"HCS08447","国药集团江西医疗器械有限公司","国药集团江西医疗器械有限公司"]
["003591469591411","00359146","C14050100500000219740000053","赣械注准20232010286","消融电极","GY1-01-02","GY1-01-02",null,null,"HCS08447","国药集团江西医疗器械有限公司","国药集团江西医疗器械有限公司"]
["003591469591412","00359146","C14050100500000219740000066","赣械注准20232010286","消融电极","GY1-64-15","GY1-64-15",null,null,"HCS08447","国药集团江西医疗器械有限公司","国药集团江西医疗器械有限公司"]
["003591469591413","00359146","C14050100500000219740000134","赣械注准20232010286","消融电极","GY1-62-14","GY1-62-14",null,null,"HCS08447","国药集团江西医疗器械有限公司","国药集团江西医疗器械有限公司"]
["003591469591414","00359146","C14050100500000219740000121","赣械注准20232010286","消融电极","GY1-34-05","GY1-34-05",null,null,"HCS08447","国药集团江西医疗器械有限公司","国药集团江西医疗器械有限公司"]
["003591469591415","00359146","C14050100500000219740000137","赣械注准20232010286","消融电极","GY1-31-13","GY1-31-13",null,null,"HCS08447","国药集团江西医疗器械有限公司","国药集团江西医疗器械有限公司"]
["003591469591416","00359146","C14050100500000219740000129","赣械注准20232010286","消融电极","GY1-54-03","GY1-54-03",null,null,"HCS08447","国药集团江西医疗器械有限公司","国药集团江西医疗器械有限公司"]
["003591469591417","00359146","C14050100500000219740000085","赣械注准20232010286","消融电极","GY1-11-02","GY1-11-02",null,null,"HCS08447","国药集团江西医疗器械有限公司","国药集团江西医疗器械有限公司"]
["003591469591418","00359146","C14050100500000219740000122","赣械注准20232010286","消融电极","GY1-21-02","GY1-21-02",null,null,"HCS08447","国药集团江西医疗器械有限公司","国药集团江西医疗器械有限公司"]
["003591469591419","00359146","C14050100500000219740000082","赣械注准20232010286","消融电极","GY1-55-03","GY1-55-03",null,null,"HCS08447","国药集团江西医疗器械有限公司","国药集团江西医疗器械有限公司"]
["003591469591420","00359146","C14050100500000219740000108","赣械注准20232010286","消融电极","GY1-55-13","GY1-55-13",null,null,"HCS08447","国药集团江西医疗器械有限公司","国药集团江西医疗器械有限公司"]
["003591469591421","00359146","C14050100500000219740000110","赣械注准20232010286","消融电极","GY1-11-03","GY1-11-03",null,null,"HCS08447","国药集团江西医疗器械有限公司","国药集团江西医疗器械有限公司"]
["003591469591422","00359146","C14050100500000219740000081","赣械注准20232010286","消融电极","GY1-63-14","GY1-63-14",null,null,"HCS08447","国药集团江西医疗器械有限公司","国药集团江西医疗器械有限公司"]
["003591469591423","00359146","C14050100500000219740000098","赣械注准20232010286","消融电极","GY1-74-03","GY1-74-03",null,null,"HCS08447","国药集团江西医疗器械有限公司","国药集团江西医疗器械有限公司"]
["003591469591424","00359146","C14050100500000219740000083","赣械注准20232010286","消融电极","GY1-61-05","GY1-61-05",null,null,"HCS08447","国药集团江西医疗器械有限公司","国药集团江西医疗器械有限公司"]
["003591469591425","00359146","C14050100500000219740000128","赣械注准20232010286","消融电极","GY1-61-14","GY1-61-14",null,null,"HCS08447","国药集团江西医疗器械有限公司","国药集团江西医疗器械有限公司"]
["003591469591426","00359146","C14050100500000219740000107","赣械注准20232010286","消融电极","GY1-15-02","GY1-15-02",null,null,"HCS08447","国药集团江西医疗器械有限公司","国药集团江西医疗器械有限公司"]
["003591469591427","00359146","C14050100500000219740000095","赣械注准20232010286","消融电极","GY1-21-13","GY1-21-13",null,null,"HCS08447","国药集团江西医疗器械有限公司","国药集团江西医疗器械有限公司"]
["003591469591428","00359146","C14050100500000219740000068","赣械注准20232010286","消融电极","GY1-63-05","GY1-63-05",null,null,"HCS08447","国药集团江西医疗器械有限公司","国药集团江西医疗器械有限公司"]
["003591469591429","00359146","C14050100500000219740000096","赣械注准20232010286","消融电极","GY1-21-03","GY1-21-03",null,null,"HCS08447","国药集团江西医疗器械有限公司","国药集团江西医疗器械有限公司"]
["003591469591430","00359146","C14050100500000219740000073","赣械注准20232010286","消融电极","GY1-11-13","GY1-11-13",null,null,"HCS08447","国药集团江西医疗器械有限公司","国药集团江西医疗器械有限公司"]
["003591469591431","00359146","C14050100500000219740000075","赣械注准20232010286","消融电极","GY1-64-14","GY1-64-14",null,null,"HCS08447","国药集团江西医疗器械有限公司","国药集团江西医疗器械有限公司"]
["003591469591432","00359146","C14050100500000219740000123","赣械注准20232010286","消融电极","GY1-63-15","GY1-63-15",null,null,"HCS08447","国药集团江西医疗器械有限公司","国药集团江西医疗器械有限公司"]
["003591469591433","00359146","C14050100500000219740000138","赣械注准20232010286","消融电极","GY1-64-05","GY1-64-05",null,null,"HCS08447","国药集团江西医疗器械有限公司","国药集团江西医疗器械有限公司"]
["003591469591434","00359146","C14050100500000219740000077","赣械注准20232010286","消融电极","GY1-21-12","GY1-21-12",null,null,"HCS08447","国药集团江西医疗器械有限公司","国药集团江西医疗器械有限公司"]
["003591469591435","00359146","C14050100500000219740000062","赣械注准20232010286","消融电极","GY1-51-05","GY1-51-05",null,null,"HCS08447","国药集团江西医疗器械有限公司","国药集团江西医疗器械有限公司"]
["003591469591383","00359146","C14050100500000219740000090","赣械注准20232010286","消融电极","GY1-63-03","GY1-63-03",null,null,"HCS08447","国药集团江西医疗器械有限公司","国药集团江西医疗器械有限公司"]
["003591469591384","00359146","C14050100500000219740000056","赣械注准20232010286","消融电极","GY1-51-13","GY1-51-13",null,null,"HCS08447","国药集团江西医疗器械有限公司","国药集团江西医疗器械有限公司"]
["003591469591385","00359146","C14050100500000219740000064","赣械注准20232010286","消融电极","GY1-34-13","GY1-34-13",null,null,"HCS08447","国药集团江西医疗器械有限公司","国药集团江西医疗器械有限公司"]
["003591469591386","00359146","C14050100500000219740000119","赣械注准20232010286","消融电极","GY1-11-12","GY1-11-12",null,null,"HCS08447","国药集团江西医疗器械有限公司","国药集团江西医疗器械有限公司"]
["003591469591387","00359146","C14050100500000219740000086","赣械注准20232010286","消融电极","GY1-15-13","GY1-15-13",null,null,"HCS08447","国药集团江西医疗器械有限公司","国药集团江西医疗器械有限公司"]
["003591469591388","00359146","C14050100500000219740000106","赣械注准20232010286","消融电极","GY1-74-13","GY1-74-13",null,null,"HCS08447","国药集团江西医疗器械有限公司","国药集团江西医疗器械有限公司"]
["003591469591389","00359146","C14050100500000219740000117","赣械注准20232010286","消融电极","GY1-13-03","GY1-13-03",null,null,"HCS08447","国药集团江西医疗器械有限公司","国药集团江西医疗器械有限公司"]
["003591469591390","00359146","C14050100500000219740000139","赣械注准20232010286","消融电极","GY1-54-13","GY1-54-13",null,null,"HCS08447","国药集团江西医疗器械有限公司","国药集团江西医疗器械有限公司"]
["003591469591391","00359146","C14050100500000219740000133","赣械注准20232010286","消融电极","GY1-63-04","GY1-63-04",null,null,"HCS08447","国药集团江西医疗器械有限公司","国药集团江西医疗器械有限公司"]
["003591469591392","00359146","C14050100500000219740000118","赣械注准20232010286","消融电极","GY1-74-14","GY1-74-14",null,null,"HCS08447","国药集团江西医疗器械有限公司","国药集团江西医疗器械有限公司"]
["003591469591393","00359146","C14050100500000219740000076","赣械注准20232010286","消融电极","GY1-31-12","GY1-31-12",null,null,"HCS08447","国药集团江西医疗器械有限公司","国药集团江西医疗器械有限公司"]
["003591469591394","00359146","C14050100500000219740000113","赣械注准20232010286","消融电极","GY1-34-03","GY1-34-03",null,null,"HCS08447","国药集团江西医疗器械有限公司","国药集团江西医疗器械有限公司"]
["003591469591395","00359146","C14050100500000219740000057","赣械注准20232010286","消融电极","GY1-13-02","GY1-13-02",null,null,"HCS08447","国药集团江西医疗器械有限公司","国药集团江西医疗器械有限公司"]
["003591469591396","00359146","C14050100500000219740000084","赣械注准20232010286","消融电极","GY1-15-12","GY1-15-12",null,null,"HCS08447","国药集团江西医疗器械有限公司","国药集团江西医疗器械有限公司"]
["003591469591397","00359146","C14050100500000219740000099","赣械注准20232010286","消融电极","GY1-31-03","GY1-31-03",null,null,"HCS08447","国药集团江西医疗器械有限公司","国药集团江西医疗器械有限公司"]
["003591469591398","00359146","C14050100500000219740000092","赣械注准20232010286","消融电极","GY1-62-15","GY1-62-15",null,null,"HCS08447","国药集团江西医疗器械有限公司","国药集团江西医疗器械有限公司"]
["003591469591399","00359146","C14050100500000219740000109","赣械注准20232010286","消融电极","GY1-55-05","GY1-55-05",null,null,"HCS08447","国药集团江西医疗器械有限公司","国药集团江西医疗器械有限公司"]
["003591469591400","00359146","C14050100500000219740000060","赣械注准20232010286","消融电极","GY1-53-15","GY1-53-15",null,null,"HCS08447","国药集团江西医疗器械有限公司","国药集团江西医疗器械有限公司"]
["003591469591401","00359146","C14050100500000219740000115","赣械注准20232010286","消融电极","GY1-13-12","GY1-13-12",null,null,"HCS08447","国药集团江西医疗器械有限公司","国药集团江西医疗器械有限公司"]
["003591469591402","00359146","C14050100500000219740000105","赣械注准20232010286","消融电极","GY1-01-03","GY1-01-03",null,null,"HCS08447","国药集团江西医疗器械有限公司","国药集团江西医疗器械有限公司"]
["003591469591436","00359146","C14050100500000219740000116","赣械注准20232010286","消融电极","GY1-61-04","GY1-61-04",null,null,"HCS08447","国药集团江西医疗器械有限公司","国药集团江西医疗器械有限公司"]
["003591469591437","00359146","C14050100500000219740000102","赣械注准20232010286","消融电极","GY1-61-03","GY1-61-03",null,null,"HCS08447","国药集团江西医疗器械有限公司","国药集团江西医疗器械有限公司"]
["003591469591438","00359146","C14050100500000219740000114","赣械注准20232010286","消融电极","GY1-01-13","GY1-01-13",null,null,"HCS08447","国药集团江西医疗器械有限公司","国药集团江西医疗器械有限公司"]
["003591469591439","00359146","C14050100500000219740000078","赣械注准20232010286","消融电极","GY1-13-13","GY1-13-13",null,null,"HCS08447","国药集团江西医疗器械有限公司","国药集团江西医疗器械有限公司"]
["003591469591440","00359146","C14050100500000219740000100","赣械注准20232010286","消融电极","GY1-64-04","GY1-64-04",null,null,"HCS08447","国药集团江西医疗器械有限公司","国药集团江西医疗器械有限公司"]
["003591469591441","00359146","C14050100500000219740000124","赣械注准20232010286","消融电极","GY1-65-15","GY1-65-15",null,null,"HCS08447","国药集团江西医疗器械有限公司","国药集团江西医疗器械有限公司"]
["003591469591442","00359146","C14050100500000219740000112","赣械注准20232010286","消融电极","GY1-51-15","GY1-51-15",null,null,"HCS08447","国药集团江西医疗器械有限公司","国药集团江西医疗器械有限公司"]
["003591469591443","00359146","C14050100500000219740000071","赣械注准20232010286","消融电极","GY1-53-05","GY1-53-05",null,null,"HCS08447","国药集团江西医疗器械有限公司","国药集团江西医疗器械有限公司"]
["003591469591444","00359146","C14050100500000219740000079","赣械注准20232010286","消融电极","GY1-61-15","GY1-61-15",null,null,"HCS08447","国药集团江西医疗器械有限公司","国药集团江西医疗器械有限公司"]
["003591469591445","00359146","C14050100500000219740000132","赣械注准20232010286","消融电极","GY1-54-15","GY1-54-15",null,null,"HCS08447","国药集团江西医疗器械有限公司","国药集团江西医疗器械有限公司"]
["003591469591446","00359146","C14050100500000219740000097","赣械注准20232010286","消融电极","GY1-62-03","GY1-62-03",null,null,"HCS08447","国药集团江西医疗器械有限公司","国药集团江西医疗器械有限公司"]
["003591469591447","00359146","C14050100500000219740000101","赣械注准20232010286","消融电极","GY1-65-14","GY1-65-14",null,null,"HCS08447","国药集团江西医疗器械有限公司","国药集团江西医疗器械有限公司"]
["003591469591448","00359146","C14050100500000219740000127","赣械注准20232010286","消融电极","GY1-74-04","GY1-74-04",null,null,"HCS08447","国药集团江西医疗器械有限公司","国药集团江西医疗器械有限公司"]
["003591469591449","00359146","C14050100500000219740000103","赣械注准20232010286","消融电极","GY1-62-04","GY1-62-04",null,null,"HCS08447","国药集团江西医疗器械有限公司","国药集团江西医疗器械有限公司"]
["003591469591450","00359146","C14050100500000219740000074","赣械注准20232010286","消融电极","GY1-62-05","GY1-62-05",null,null,"HCS08447","国药集团江西医疗器械有限公司","国药集团江西医疗器械有限公司"]
["003591469591451","00359146","C14050100500000219740000141","赣械注准20232010286","消融电极","GY1-51-03","GY1-51-03",null,null,"HCS08447","国药集团江西医疗器械有限公司","国药集团江西医疗器械有限公司"]
["003591469591452","00359146","C14050100500000219740000067","赣械注准20232010286","消融电极","GY1-53-03","GY1-53-03",null,null,"HCS08447","国药集团江西医疗器械有限公司","国药集团江西医疗器械有限公司"]
["003591469591453","00359146","C14050100500000219740000091","赣械注准20232010286","消融电极","GY1-34-15","GY1-34-15",null,null,"HCS08447","国药集团江西医疗器械有限公司","国药集团江西医疗器械有限公司"]
["003591469591382","00359146","C14050100500000219740000054","赣械注准20232010286","消融电极","GY1-65-04","GY1-65-04",null,null,"HCS08447","国药集团江西医疗器械有限公司","国药集团江西医疗器械有限公司"]
["003591569592111","00359156","C14060100500001219740000618","赣械注准20232010286","消融电极","GY1-61-13","GY1-61-13",null,null,"HCS08447","国药集团江西医疗器械有限公司","国药集团江西医疗器械有限公司"]
["003591569592112","00359156","C14060100500001219740000488","赣械注准20232010286","消融电极","GY1-85-12","GY1-85-12",null,null,"HCS08447","国药集团江西医疗器械有限公司","国药集团江西医疗器械有限公司"]
["003591569592113","00359156","C14060100500001219740000491","赣械注准20232010286","消融电极","GY1-75-04","GY1-75-04",null,null,"HCS08447","国药集团江西医疗器械有限公司","国药集团江西医疗器械有限公司"]
["003591569592114","00359156","C14060100500001219740000550","赣械注准20232010286","消融电极","GY1-41-03","GY1-41-03",null,null,"HCS08447","国药集团江西医疗器械有限公司","国药集团江西医疗器械有限公司"]
["003591569592115","00359156","C14060100500001219740000547","赣械注准20232010286","消融电极","GY1-85-01","GY1-85-01",null,null,"HCS08447","国药集团江西医疗器械有限公司","国药集团江西医疗器械有限公司"]
["003591569592116","00359156","C14060100500001219740000469","赣械注准20232010286","消融电极","GY1-87-11","GY1-87-11",null,null,"HCS08447","国药集团江西医疗器械有限公司","国药集团江西医疗器械有限公司"]
["003591569592117","00359156","C14060100500001219740000612","赣械注准20232010286","消融电极","GY1-54-04","GY1-54-04",null,null,"HCS08447","国药集团江西医疗器械有限公司","国药集团江西医疗器械有限公司"]
["003591569592118","00359156","C14060100500001219740000566","赣械注准20232010286","消融电极","GY1-77-03","GY1-77-03",null,null,"HCS08447","国药集团江西医疗器械有限公司","国药集团江西医疗器械有限公司"]
["003591569592119","00359156","C14060100500001219740000475","赣械注准20232010286","消融电极","GY1-66-04","GY1-66-04",null,null,"HCS08447","国药集团江西医疗器械有限公司","国药集团江西医疗器械有限公司"]
["003591569592120","00359156","C14060100500001219740000474","赣械注准20232010286","消融电极","GY1-72-04","GY1-72-04",null,null,"HCS08447","国药集团江西医疗器械有限公司","国药集团江西医疗器械有限公司"]
["003591569592121","00359156","C14060100500001219740000558","赣械注准20232010286","消融电极","GY1-81-01","GY1-81-01",null,null,"HCS08447","国药集团江西医疗器械有限公司","国药集团江西医疗器械有限公司"]
["003591569592122","00359156","C14060100500001219740000443","赣械注准20232010286","消融电极","GY1-67-15","GY1-67-15",null,null,"HCS08447","国药集团江西医疗器械有限公司","国药集团江西医疗器械有限公司"]
["003591569592123","00359156","C14060100500001219740000620","赣械注准20232010286","消融电极","GY1-62-13","GY1-62-13",null,null,"HCS08447","国药集团江西医疗器械有限公司","国药集团江西医疗器械有限公司"]
["003591569592024","00359156","C14060100500001219740000540","赣械注准20232010286","消融电极","GY1-75-13","GY1-75-13",null,null,"HCS08447","国药集团江西医疗器械有限公司","国药集团江西医疗器械有限公司"]
["003591569592025","00359156","C14060100500001219740000466","赣械注准20232010286","消融电极","GY1-82-12","GY1-82-12",null,null,"HCS08447","国药集团江西医疗器械有限公司","国药集团江西医疗器械有限公司"]
["003591569592026","00359156","C14060100500001219740000576","赣械注准20232010286","消融电极","GY1-41-02","GY1-41-02",null,null,"HCS08447","国药集团江西医疗器械有限公司","国药集团江西医疗器械有限公司"]
["003591569592027","00359156","C14060100500001219740000462","赣械注准20232010286","消融电极","GY1-77-13","GY1-77-13",null,null,"HCS08447","国药集团江西医疗器械有限公司","国药集团江西医疗器械有限公司"]
["003591569592028","00359156","C14060100500001219740000503","赣械注准20232010286","消融电极","GY1-56-04","GY1-56-04",null,null,"HCS08447","国药集团江西医疗器械有限公司","国药集团江西医疗器械有限公司"]
["003591569592029","00359156","C14060100500001219740000471","赣械注准20232010286","消融电极","GY1-81-02","GY1-81-02",null,null,"HCS08447","国药集团江西医疗器械有限公司","国药集团江西医疗器械有限公司"]
["003591569592030","00359156","C14060100500001219740000510","赣械注准20232010286","消融电极","GY1-71-15","GY1-71-15",null,null,"HCS08447","国药集团江西医疗器械有限公司","国药集团江西医疗器械有限公司"]
["003591569592031","00359156","C14060100500001219740000526","赣械注准20232010286","消融电极","GY1-83-14","GY1-83-14",null,null,"HCS08447","国药集团江西医疗器械有限公司","国药集团江西医疗器械有限公司"]
["003591569592032","00359156","C14060100500001219740000454","赣械注准20232010286","消融电极","GY1-83-03","GY1-83-03",null,null,"HCS08447","国药集团江西医疗器械有限公司","国药集团江西医疗器械有限公司"]
["003591569592033","00359156","C14060100500001219740000463","赣械注准20232010286","消融电极","GY1-81-11","GY1-81-11",null,null,"HCS08447","国药集团江西医疗器械有限公司","国药集团江西医疗器械有限公司"]
["003591569592034","00359156","C14060100500001219740000496","赣械注准20232010286","消融电极","GY1-84-13","GY1-84-13",null,null,"HCS08447","国药集团江西医疗器械有限公司","国药集团江西医疗器械有限公司"]
["003591569592035","00359156","C14060100500001219740000544","赣械注准20232010286","消融电极","GY1-22-13","GY1-22-13",null,null,"HCS08447","国药集团江西医疗器械有限公司","国药集团江西医疗器械有限公司"]
["003591569592036","00359156","C14060100500001219740000611","赣械注准20232010286","消融电极","GY1-64-13","GY1-64-13",null,null,"HCS08447","国药集团江西医疗器械有限公司","国药集团江西医疗器械有限公司"]
["003591569592037","00359156","C14060100500001219740000493","赣械注准20232010286","消融电极","GY1-66-14","GY1-66-14",null,null,"HCS08447","国药集团江西医疗器械有限公司","国药集团江西医疗器械有限公司"]
["003591569592038","00359156","C14060100500001219740000482","赣械注准20232010286","消融电极","GY1-82-02","GY1-82-02",null,null,"HCS08447","国药集团江西医疗器械有限公司","国药集团江西医疗器械有限公司"]
["003591569592039","00359156","C14060100500001219740000525","赣械注准20232010286","消融电极","GY1-12-11","GY1-12-11",null,null,"HCS08447","国药集团江西医疗器械有限公司","国药集团江西医疗器械有限公司"]
["003591569592040","00359156","C14060100500001219740000538","赣械注准20232010286","消融电极","GY1-66-13","GY1-66-13",null,null,"HCS08447","国药集团江西医疗器械有限公司","国药集团江西医疗器械有限公司"]
["003591569592041","00359156","C14060100500001219740000502","赣械注准20232010286","消融电极","GY1-22-01","GY1-22-01",null,null,"HCS08447","国药集团江西医疗器械有限公司","国药集团江西医疗器械有限公司"]
["003591569592042","00359156","C14060100500001219740000495","赣械注准20232010286","消融电极","GY1-12-13","GY1-12-13",null,null,"HCS08447","国药集团江西医疗器械有限公司","国药集团江西医疗器械有限公司"]
["003591569592043","00359156","C14060100500001219740000568","赣械注准20232010286","消融电极","GY1-41-12","GY1-41-12",null,null,"HCS08447","国药集团江西医疗器械有限公司","国药集团江西医疗器械有限公司"]
["003591569592044","00359156","C14060100500001219740000513","赣械注准20232010286","消融电极","GY1-52-15","GY1-52-15",null,null,"HCS08447","国药集团江西医疗器械有限公司","国药集团江西医疗器械有限公司"]
["003591569592045","00359156","C14060100500001219740000536","赣械注准20232010286","消融电极","GY1-33-11","GY1-33-11",null,null,"HCS08447","国药集团江西医疗器械有限公司","国药集团江西医疗器械有限公司"]
["003591569592046","00359156","C14060100500001219740000532","赣械注准20232010286","消融电极","GY1-35-11","GY1-35-11",null,null,"HCS08447","国药集团江西医疗器械有限公司","国药集团江西医疗器械有限公司"]
["003591569592047","00359156","C14060100500001219740000490","赣械注准20232010286","消融电极","GY1-71-14","GY1-71-14",null,null,"HCS08447","国药集团江西医疗器械有限公司","国药集团江西医疗器械有限公司"]
["003591569592048","00359156","C14060100500001219740000549","赣械注准20232010286","消融电极","GY1-32-12","GY1-32-12",null,null,"HCS08447","国药集团江西医疗器械有限公司","国药集团江西医疗器械有限公司"]
["003591569592049","00359156","C14060100500001219740000535","赣械注准20232010286","消融电极","GY1-12-01","GY1-12-01",null,null,"HCS08447","国药集团江西医疗器械有限公司","国药集团江西医疗器械有限公司"]
["003591569592050","00359156","C14060100500001219740000542","赣械注准20232010286","消融电极","GY1-76-03","GY1-76-03",null,null,"HCS08447","国药集团江西医疗器械有限公司","国药集团江西医疗器械有限公司"]
["003591569592051","00359156","C14060100500001219740000569","赣械注准20232010286","消融电极","GY1-77-05","GY1-77-05",null,null,"HCS08447","国药集团江西医疗器械有限公司","国药集团江西医疗器械有限公司"]
["003591569592052","00359156","C14060100500001219740000622","赣械注准20232010286","消融电极","GY1-01-11","GY1-01-11",null,null,"HCS08447","国药集团江西医疗器械有限公司","国药集团江西医疗器械有限公司"]
["003591569592053","00359156","C14060100500001219740000514","赣械注准20232010286","消融电极","GY1-16-12","GY1-16-12",null,null,"HCS08447","国药集团江西医疗器械有限公司","国药集团江西医疗器械有限公司"]
["003591569592054","00359156","C14060100500001219740000512","赣械注准20232010286","消融电极","GY1-85-02","GY1-85-02",null,null,"HCS08447","国药集团江西医疗器械有限公司","国药集团江西医疗器械有限公司"]
["003591569592055","00359156","C14060100500001219740000470","赣械注准20232010286","消融电极","GY1-57-04","GY1-57-04",null,null,"HCS08447","国药集团江西医疗器械有限公司","国药集团江西医疗器械有限公司"]
["003591569592056","00359156","C14060100500001219740000507","赣械注准20232010286","消融电极","GY1-73-05","GY1-73-05",null,null,"HCS08447","国药集团江西医疗器械有限公司","国药集团江西医疗器械有限公司"]
["003591569592057","00359156","C14060100500001219740000468","赣械注准20232010286","消融电极","GY1-77-04","GY1-77-04",null,null,"HCS08447","国药集团江西医疗器械有限公司","国药集团江西医疗器械有限公司"]
["003591569592058","00359156","C14060100500001219740000609","赣械注准20232010286","消融电极","GY1-11-11","GY1-11-11",null,null,"HCS08447","国药集团江西医疗器械有限公司","国药集团江西医疗器械有限公司"]
["003591569592059","00359156","C14060100500001219740000436","赣械注准20232010286","消融电极","GY1-52-04","GY1-52-04",null,null,"HCS08447","国药集团江西医疗器械有限公司","国药集团江西医疗器械有限公司"]
["003591569592060","00359156","C14060100500001219740000497","赣械注准20232010286","消融电极","GY1-52-13","GY1-52-13",null,null,"HCS08447","国药集团江西医疗器械有限公司","国药集团江西医疗器械有限公司"]
["003591569592061","00359156","C14060100500001219740000530","赣械注准20232010286","消融电极","GY1-16-02","GY1-16-02",null,null,"HCS08447","国药集团江西医疗器械有限公司","国药集团江西医疗器械有限公司"]
["003591569592062","00359156","C14060100500001219740000553","赣械注准20232010286","消融电极","GY1-35-13","GY1-35-13",null,null,"HCS08447","国药集团江西医疗器械有限公司","国药集团江西医疗器械有限公司"]
["003591569592063","00359156","C14060100500001219740000455","赣械注准20232010286","消融电极","GY1-32-01","GY1-32-01",null,null,"HCS08447","国药集团江西医疗器械有限公司","国药集团江西医疗器械有限公司"]
["003591569592064","00359156","C14060100500001219740000452","赣械注准20232010286","消融电极","GY1-56-03","GY1-56-03",null,null,"HCS08447","国药集团江西医疗器械有限公司","国药集团江西医疗器械有限公司"]
["003591569592065","00359156","C14060100500001219740000504","赣械注准20232010286","消融电极","GY1-76-14","GY1-76-14",null,null,"HCS08447","国药集团江西医疗器械有限公司","国药集团江西医疗器械有限公司"]
["003591569592066","00359156","C14060100500001219740000560","赣械注准20232010286","消融电极","GY1-16-03","GY1-16-03",null,null,"HCS08447","国药集团江西医疗器械有限公司","国药集团江西医疗器械有限公司"]
["003591569592067","00359156","C14060100500001219740000562","赣械注准20232010286","消融电极","GY1-57-13","GY1-57-13",null,null,"HCS08447","国药集团江西医疗器械有限公司","国药集团江西医疗器械有限公司"]
["003591569592068","00359156","C14060100500001219740000498","赣械注准20232010286","消融电极","GY1-57-05","GY1-57-05",null,null,"HCS08447","国药集团江西医疗器械有限公司","国药集团江西医疗器械有限公司"]
["003591569592069","00359156","C14060100500001219740000616","赣械注准20232010286","消融电极","GY1-65-13","GY1-65-13",null,null,"HCS08447","国药集团江西医疗器械有限公司","国药集团江西医疗器械有限公司"]
["003591569592070","00359156","C14060100500001219740000528","赣械注准20232010286","消融电极","GY1-35-02","GY1-35-02",null,null,"HCS08447","国药集团江西医疗器械有限公司","国药集团江西医疗器械有限公司"]
["003591569592071","00359156","C14060100500001219740000473","赣械注准20232010286","消融电极","GY1-72-13","GY1-72-13",null,null,"HCS08447","国药集团江西医疗器械有限公司","国药集团江西医疗器械有限公司"]
["003591569592072","00359156","C14060100500001219740000451","赣械注准20232010286","消融电极","GY1-52-03","GY1-52-03",null,null,"HCS08447","国药集团江西医疗器械有限公司","国药集团江西医疗器械有限公司"]
["003591569592073","00359156","C14060100500001219740000617","赣械注准20232010286","消融电极","GY1-21-11","GY1-21-11",null,null,"HCS08447","国药集团江西医疗器械有限公司","国药集团江西医疗器械有限公司"]
["003591569592074","00359156","C14060100500001219740000545","赣械注准20232010286","消融电极","GY1-84-01","GY1-84-01",null,null,"HCS08447","国药集团江西医疗器械有限公司","国药集团江西医疗器械有限公司"]
["003591569592075","00359156","C14060100500001219740000523","赣械注准20232010286","消融电极","GY1-84-11","GY1-84-11",null,null,"HCS08447","国药集团江西医疗器械有限公司","国药集团江西医疗器械有限公司"]
["003591569592076","00359156","C14060100500001219740000511","赣械注准20232010286","消融电极","GY1-73-15","GY1-73-15",null,null,"HCS08447","国药集团江西医疗器械有限公司","国药集团江西医疗器械有限公司"]
["003591569592077","00359156","C14060100500001219740000494","赣械注准20232010286","消融电极","GY1-77-14","GY1-77-14",null,null,"HCS08447","国药集团江西医疗器械有限公司","国药集团江西医疗器械有限公司"]
["003591569592078","00359156","C14060100500001219740000546","赣械注准20232010286","消融电极","GY1-33-02","GY1-33-02",null,null,"HCS08447","国药集团江西医疗器械有限公司","国药集团江西医疗器械有限公司"]
["003591569592079","00359156","C14060100500001219740000551","赣械注准20232010286","消融电极","GY1-17-12","GY1-17-12",null,null,"HCS08447","国药集团江西医疗器械有限公司","国药集团江西医疗器械有限公司"]
["003591569592080","00359156","C14060100500001219740000565","赣械注准20232010286","消融电极","GY1-83-04","GY1-83-04",null,null,"HCS08447","国药集团江西医疗器械有限公司","国药集团江西医疗器械有限公司"]
["003591569592081","00359156","C14060100500001219740000575","赣械注准20232010286","消融电极","GY1-76-15","GY1-76-15",null,null,"HCS08447","国药集团江西医疗器械有限公司","国药集团江西医疗器械有限公司"]
["003591569592082","00359156","C14060100500001219740000477","赣械注准20232010286","消融电极","GY1-12-12","GY1-12-12",null,null,"HCS08447","国药集团江西医疗器械有限公司","国药集团江西医疗器械有限公司"]
["003591569592083","00359156","C14060100500001219740000615","赣械注准20232010286","消融电极","GY1-31-11","GY1-31-11",null,null,"HCS08447","国药集团江西医疗器械有限公司","国药集团江西医疗器械有限公司"]
["003591569592084","00359156","C14060100500001219740000539","赣械注准20232010286","消融电极","GY1-71-03","GY1-71-03",null,null,"HCS08447","国药集团江西医疗器械有限公司","国药集团江西医疗器械有限公司"]
["003591569592085","00359156","C14060100500001219740000570","赣械注准20232010286","消融电极","GY1-67-13","GY1-67-13",null,null,"HCS08447","国药集团江西医疗器械有限公司","国药集团江西医疗器械有限公司"]
["003591569592086","00359156","C14060100500001219740000623","赣械注准20232010286","消融电极","GY1-55-04","GY1-55-04",null,null,"HCS08447","国药集团江西医疗器械有限公司","国药集团江西医疗器械有限公司"]
["003591569592087","00359156","C14060100500001219740000444","赣械注准20232010286","消融电极","GY1-73-04","GY1-73-04",null,null,"HCS08447","国药集团江西医疗器械有限公司","国药集团江西医疗器械有限公司"]
["003591569592088","00359156","C14060100500001219740000573","赣械注准20232010286","消融电极","GY1-41-13","GY1-41-13",null,null,"HCS08447","国药集团江西医疗器械有限公司","国药集团江西医疗器械有限公司"]
["003591569592089","00359156","C14060100500001219740000456","赣械注准20232010286","消融电极","GY1-86-01","GY1-86-01",null,null,"HCS08447","国药集团江西医疗器械有限公司","国药集团江西医疗器械有限公司"]
["003591569592090","00359156","C14060100500001219740000610","赣械注准20232010286","消融电极","GY1-15-11","GY1-15-11",null,null,"HCS08447","国药集团江西医疗器械有限公司","国药集团江西医疗器械有限公司"]
["003591569592091","00359156","C14060100500001219740000483","赣械注准20232010286","消融电极","GY1-71-13","GY1-71-13",null,null,"HCS08447","国药集团江西医疗器械有限公司","国药集团江西医疗器械有限公司"]
["003591569592092","00359156","C14060100500001219740000478","赣械注准20232010286","消融电极","GY1-67-05","GY1-67-05",null,null,"HCS08447","国药集团江西医疗器械有限公司","国药集团江西医疗器械有限公司"]
["003591569592093","00359156","C14060100500001219740000614","赣械注准20232010286","消融电极","GY1-63-13","GY1-63-13",null,null,"HCS08447","国药集团江西医疗器械有限公司","国药集团江西医疗器械有限公司"]
["003591569592094","00359156","C14060100500001219740000563","赣械注准20232010286","消融电极","GY1-76-04","GY1-76-04",null,null,"HCS08447","国药集团江西医疗器械有限公司","国药集团江西医疗器械有限公司"]
["003591569592095","00359156","C14060100500001219740000465","赣械注准20232010286","消融电极","GY1-73-03","GY1-73-03",null,null,"HCS08447","国药集团江西医疗器械有限公司","国药集团江西医疗器械有限公司"]
["003591569592096","00359156","C14060100500001219740000499","赣械注准20232010286","消融电极","GY1-82-03","GY1-82-03",null,null,"HCS08447","国药集团江西医疗器械有限公司","国药集团江西医疗器械有限公司"]
["003591569592097","00359156","C14060100500001219740000541","赣械注准20232010286","消融电极","GY1-17-13","GY1-17-13",null,null,"HCS08447","国药集团江西医疗器械有限公司","国药集团江西医疗器械有限公司"]
["003591569592098","00359156","C14060100500001219740000557","赣械注准20232010286","消融电极","GY1-84-12","GY1-84-12",null,null,"HCS08447","国药集团江西医疗器械有限公司","国药集团江西医疗器械有限公司"]
["003591569592099","00359156","C14060100500001219740000448","赣械注准20232010286","消融电极","GY1-87-03","GY1-87-03",null,null,"HCS08447","国药集团江西医疗器械有限公司","国药集团江西医疗器械有限公司"]
["003591569592100","00359156","C14060100500001219740000521","赣械注准20232010286","消融电极","GY1-67-14","GY1-67-14",null,null,"HCS08447","国药集团江西医疗器械有限公司","国药集团江西医疗器械有限公司"]
["003591569592101","00359156","C14060100500001219740000572","赣械注准20232010286","消融电极","GY1-81-12","GY1-81-12",null,null,"HCS08447","国药集团江西医疗器械有限公司","国药集团江西医疗器械有限公司"]
["003591569592102","00359156","C14060100500001219740000501","赣械注准20232010286","消融电极","GY1-33-13","GY1-33-13",null,null,"HCS08447","国药集团江西医疗器械有限公司","国药集团江西医疗器械有限公司"]
["003591569592103","00359156","C14060100500001219740000574","赣械注准20232010286","消融电极","GY1-82-11","GY1-82-11",null,null,"HCS08447","国药集团江西医疗器械有限公司","国药集团江西医疗器械有限公司"]
["003591569592104","00359156","C14060100500001219740000437","赣械注准20232010286","消融电极","GY1-56-13","GY1-56-13",null,null,"HCS08447","国药集团江西医疗器械有限公司","国药集团江西医疗器械有限公司"]
["003591569592105","00359156","C14060100500001219740000567","赣械注准20232010286","消融电极","GY1-86-13","GY1-86-13",null,null,"HCS08447","国药集团江西医疗器械有限公司","国药集团江西医疗器械有限公司"]
["003591569592106","00359156","C14060100500001219740000527","赣械注准20232010286","消融电极","GY1-14-12","GY1-14-12",null,null,"HCS08447","国药集团江西医疗器械有限公司","国药集团江西医疗器械有限公司"]
["003591569592107","00359156","C14060100500001219740000458","赣械注准20232010286","消融电极","GY1-66-05","GY1-66-05",null,null,"HCS08447","国药集团江西医疗器械有限公司","国药集团江西医疗器械有限公司"]
["003591569592108","00359156","C14060100500001219740000480","赣械注准20232010286","消融电极","GY1-84-02","GY1-84-02",null,null,"HCS08447","国药集团江西医疗器械有限公司","国药集团江西医疗器械有限公司"]
["003591569592109","00359156","C14060100500001219740000439","赣械注准20232010286","消融电极","GY1-52-05","GY1-52-05",null,null,"HCS08447","国药集团江西医疗器械有限公司","国药集团江西医疗器械有限公司"]
["003591569592110","00359156","C14060100500001219740000440","赣械注准20232010286","消融电极","GY1-71-04","GY1-71-04",null,null,"HCS08447","国药集团江西医疗器械有限公司","国药集团江西医疗器械有限公司"]
["003591569592124","00359156","C14060100500001219740000619","赣械注准20232010286","消融电极","GY1-53-13","GY1-53-13",null,null,"HCS08447","国药集团江西医疗器械有限公司","国药集团江西医疗器械有限公司"]
["003591569592125","00359156","C14060100500001219740000522","赣械注准20232010286","消融电极","GY1-86-11","GY1-86-11",null,null,"HCS08447","国药集团江西医疗器械有限公司","国药集团江西医疗器械有限公司"]
["003591569592126","00359156","C14060100500001219740000534","赣械注准20232010286","消融电极","GY1-33-01","GY1-33-01",null,null,"HCS08447","国药集团江西医疗器械有限公司","国药集团江西医疗器械有限公司"]
["003591569592127","00359156","C14060100500001219740000607","赣械注准20232010286","消融电极","GY1-34-14","GY1-34-14",null,null,"HCS08447","国药集团江西医疗器械有限公司","国药集团江西医疗器械有限公司"]
["003591569592128","00359156","C14060100500001219740000533","赣械注准20232010286","消融电极","GY1-86-12","GY1-86-12",null,null,"HCS08447","国药集团江西医疗器械有限公司","国药集团江西医疗器械有限公司"]
["003591569592129","00359156","C14060100500001219740000519","赣械注准20232010286","消融电极","GY1-57-03","GY1-57-03",null,null,"HCS08447","国药集团江西医疗器械有限公司","国药集团江西医疗器械有限公司"]
["003591569592130","00359156","C14060100500001219740000457","赣械注准20232010286","消融电极","GY1-33-12","GY1-33-12",null,null,"HCS08447","国药集团江西医疗器械有限公司","国药集团江西医疗器械有限公司"]
["003591569592131","00359156","C14060100500001219740000500","赣械注准20232010286","消融电极","GY1-87-13","GY1-87-13",null,null,"HCS08447","国药集团江西医疗器械有限公司","国药集团江西医疗器械有限公司"]
["003591569592132","00359156","C14060100500001219740000459","赣械注准20232010286","消融电极","GY1-56-05","GY1-56-05",null,null,"HCS08447","国药集团江西医疗器械有限公司","国药集团江西医疗器械有限公司"]
["003591569592133","00359156","C14060100500001219740000537","赣械注准20232010286","消融电极","GY1-22-12","GY1-22-12",null,null,"HCS08447","国药集团江西医疗器械有限公司","国药集团江西医疗器械有限公司"]
["003591569592134","00359156","C14060100500001219740000520","赣械注准20232010286","消融电极","GY1-77-15","GY1-77-15",null,null,"HCS08447","国药集团江西医疗器械有限公司","国药集团江西医疗器械有限公司"]
["003591569592135","00359156","C14060100500001219740000442","赣械注准20232010286","消融电极","GY1-85-11","GY1-85-11",null,null,"HCS08447","国药集团江西医疗器械有限公司","国药集团江西医疗器械有限公司"]
["003591569592136","00359156","C14060100500001219740000438","赣械注准20232010286","消融电极","GY1-32-11","GY1-32-11",null,null,"HCS08447","国药集团江西医疗器械有限公司","国药集团江西医疗器械有限公司"]
["003591569592137","00359156","C14060100500001219740000447","赣械注准20232010286","消融电极","GY1-17-11","GY1-17-11",null,null,"HCS08447","国药集团江西医疗器械有限公司","国药集团江西医疗器械有限公司"]
["003591569592138","00359156","C14060100500001219740000516","赣械注准20232010286","消融电极","GY1-73-14","GY1-73-14",null,null,"HCS08447","国药集团江西医疗器械有限公司","国药集团江西医疗器械有限公司"]
["003591569592139","00359156","C14060100500001219740000481","赣械注准20232010286","消融电极","GY1-57-14","GY1-57-14",null,null,"HCS08447","国药集团江西医疗器械有限公司","国药集团江西医疗器械有限公司"]
["003591569592140","00359156","C14060100500001219740000472","赣械注准20232010286","消融电极","GY1-67-04","GY1-67-04",null,null,"HCS08447","国药集团江西医疗器械有限公司","国药集团江西医疗器械有限公司"]
["003591569592141","00359156","C14060100500001219740000441","赣械注准20232010286","消融电极","GY1-12-03","GY1-12-03",null,null,"HCS08447","国药集团江西医疗器械有限公司","国药集团江西医疗器械有限公司"]
["003591569592142","00359156","C14060100500001219740000529","赣械注准20232010286","消融电极","GY1-14-02","GY1-14-02",null,null,"HCS08447","国药集团江西医疗器械有限公司","国药集团江西医疗器械有限公司"]
["003591569592143","00359156","C14060100500001219740000548","赣械注准20232010286","消融电极","GY1-16-01","GY1-16-01",null,null,"HCS08447","国药集团江西医疗器械有限公司","国药集团江西医疗器械有限公司"]
["003591569592144","00359156","C14060100500001219740000554","赣械注准20232010286","消融电极","GY1-56-15","GY1-56-15",null,null,"HCS08447","国药集团江西医疗器械有限公司","国药集团江西医疗器械有限公司"]
["003591569592145","00359156","C14060100500001219740000485","赣械注准20232010286","消融电极","GY1-72-15","GY1-72-15",null,null,"HCS08447","国药集团江西医疗器械有限公司","国药集团江西医疗器械有限公司"]
["003591569592146","00359156","C14060100500001219740000515","赣械注准20232010286","消融电极","GY1-87-01","GY1-87-01",null,null,"HCS08447","国药集团江西医疗器械有限公司","国药集团江西医疗器械有限公司"]
["003591569592147","00359156","C14060100500001219740000608","赣械注准20232010286","消融电极","GY1-74-15","GY1-74-15",null,null,"HCS08447","国药集团江西医疗器械有限公司","国药集团江西医疗器械有限公司"]
["003591569592148","00359156","C14060100500001219740000467","赣械注准20232010286","消融电极","GY1-66-15","GY1-66-15",null,null,"HCS08447","国药集团江西医疗器械有限公司","国药集团江西医疗器械有限公司"]
["003591569592149","00359156","C14060100500001219740000561","赣械注准20232010286","消融电极","GY1-72-14","GY1-72-14",null,null,"HCS08447","国药集团江西医疗器械有限公司","国药集团江西医疗器械有限公司"]
["003591569592150","00359156","C14060100500001219740000479","赣械注准20232010286","消融电极","GY1-17-03","GY1-17-03",null,null,"HCS08447","国药集团江西医疗器械有限公司","国药集团江西医疗器械有限公司"]
["003591569592151","00359156","C14060100500001219740000555","赣械注准20232010286","消融电极","GY1-72-05","GY1-72-05",null,null,"HCS08447","国药集团江西医疗器械有限公司","国药集团江西医疗器械有限公司"]
["003591569592152","00359156","C14060100500001219740000460","赣械注准20232010286","消融电极","GY1-32-13","GY1-32-13",null,null,"HCS08447","国药集团江西医疗器械有限公司","国药集团江西医疗器械有限公司"]
["003591569592153","00359156","C14060100500001219740000489","赣械注准20232010286","消融电极","GY1-81-13","GY1-81-13",null,null,"HCS08447","国药集团江西医疗器械有限公司","国药集团江西医疗器械有限公司"]
["003591569592154","00359156","C14060100500001219740000531","赣械注准20232010286","消融电极","GY1-85-13","GY1-85-13",null,null,"HCS08447","国药集团江西医疗器械有限公司","国药集团江西医疗器械有限公司"]
["003591569592155","00359156","C14060100500001219740000508","赣械注准20232010286","消融电极","GY1-75-03","GY1-75-03",null,null,"HCS08447","国药集团江西医疗器械有限公司","国药集团江西医疗器械有限公司"]
["003591569592156","00359156","C14060100500001219740000524","赣械注准20232010286","消融电极","GY1-82-13","GY1-82-13",null,null,"HCS08447","国药集团江西医疗器械有限公司","国药集团江西医疗器械有限公司"]
["003591569592157","00359156","C14060100500001219740000453","赣械注准20232010286","消融电极","GY1-22-03","GY1-22-03",null,null,"HCS08447","国药集团江西医疗器械有限公司","国药集团江西医疗器械有限公司"]
["003591569592158","00359156","C14060100500001219740000509","赣械注准20232010286","消融电极","GY1-76-13","GY1-76-13",null,null,"HCS08447","国药集团江西医疗器械有限公司","国药集团江西医疗器械有限公司"]
["003591569592159","00359156","C14060100500001219740000492","赣械注准20232010286","消融电极","GY1-14-13","GY1-14-13",null,null,"HCS08447","国药集团江西医疗器械有限公司","国药集团江西医疗器械有限公司"]
["003591569592160","00359156","C14060100500001219740000564","赣械注准20232010286","消融电极","GY1-73-13","GY1-73-13",null,null,"HCS08447","国药集团江西医疗器械有限公司","国药集团江西医疗器械有限公司"]
["003591569592161","00359156","C14060100500001219740000518","赣械注准20232010286","消融电极","GY1-16-13","GY1-16-13",null,null,"HCS08447","国药集团江西医疗器械有限公司","国药集团江西医疗器械有限公司"]
["003591569592162","00359156","C14060100500001219740000621","赣械注准20232010286","消融电极","GY1-51-14","GY1-51-14",null,null,"HCS08447","国药集团江西医疗器械有限公司","国药集团江西医疗器械有限公司"]
["003591569592163","00359156","C14060100500001219740000571","赣械注准20232010286","消融电极","GY1-57-15","GY1-57-15",null,null,"HCS08447","国药集团江西医疗器械有限公司","国药集团江西医疗器械有限公司"]
["003591569592164","00359156","C14060100500001219740000461","赣械注准20232010286","消融电极","GY1-35-03","GY1-35-03",null,null,"HCS08447","国药集团江西医疗器械有限公司","国药集团江西医疗器械有限公司"]
["003591569592165","00359156","C14060100500001219740000445","赣械注准20232010286","消融电极","GY1-72-03","GY1-72-03",null,null,"HCS08447","国药集团江西医疗器械有限公司","国药集团江西医疗器械有限公司"]
["003591569592166","00359156","C14060100500001219740000486","赣械注准20232010286","消融电极","GY1-14-01","GY1-14-01",null,null,"HCS08447","国药集团江西医疗器械有限公司","国药集团江西医疗器械有限公司"]
["003591569592167","00359156","C14060100500001219740000517","赣械注准20232010286","消融电极","GY1-83-15","GY1-83-15",null,null,"HCS08447","国药集团江西医疗器械有限公司","国药集团江西医疗器械有限公司"]
["003591569592168","00359156","C14060100500001219740000449","赣械注准20232010286","消融电极","GY1-41-11","GY1-41-11",null,null,"HCS08447","国药集团江西医疗器械有限公司","国药集团江西医疗器械有限公司"]
["003591569592169","00359156","C14060100500001219740000552","赣械注准20232010286","消融电极","GY1-22-11","GY1-22-11",null,null,"HCS08447","国药集团江西医疗器械有限公司","国药集团江西医疗器械有限公司"]
["003591569592170","00359156","C14060100500001219740000505","赣械注准20232010286","消融电极","GY1-35-12","GY1-35-12",null,null,"HCS08447","国药集团江西医疗器械有限公司","国药集团江西医疗器械有限公司"]
["003591569592171","00359156","C14060100500001219740000476","赣械注准20232010286","消融电极","GY1-71-05","GY1-71-05",null,null,"HCS08447","国药集团江西医疗器械有限公司","国药集团江西医疗器械有限公司"]
["003591569592172","00359156","C14060100500001219740000446","赣械注准20232010286","消融电极","GY1-75-14","GY1-75-14",null,null,"HCS08447","国药集团江西医疗器械有限公司","国药集团江西医疗器械有限公司"]
["003591569592173","00359156","C14060100500001219740000487","赣械注准20232010286","消融电极","GY1-87-12","GY1-87-12",null,null,"HCS08447","国药集团江西医疗器械有限公司","国药集团江西医疗器械有限公司"]
["003591569592174","00359156","C14060100500001219740000506","赣械注准20232010286","消融电极","GY1-86-02","GY1-86-02",null,null,"HCS08447","国药集团江西医疗器械有限公司","国药集团江西医疗器械有限公司"]
["003591569592175","00359156","C14060100500001219740000464","赣械注准20232010286","消融电极","GY1-83-13","GY1-83-13",null,null,"HCS08447","国药集团江西医疗器械有限公司","国药集团江西医疗器械有限公司"]
["003591569592176","00359156","C14060100500001219740000559","赣械注准20232010286","消融电极","GY1-14-03","GY1-14-03",null,null,"HCS08447","国药集团江西医疗器械有限公司","国药集团江西医疗器械有限公司"]
["003591569592177","00359156","C14060100500001219740000450","赣械注准20232010286","消融电极","GY1-17-02","GY1-17-02",null,null,"HCS08447","国药集团江西医疗器械有限公司","国药集团江西医疗器械有限公司"]
["003591569592178","00359156","C14060100500001219740000543","赣械注准20232010286","消融电极","GY1-75-15","GY1-75-15",null,null,"HCS08447","国药集团江西医疗器械有限公司","国药集团江西医疗器械有限公司"]
["003591569592179","00359156","C14060100500001219740000613","赣械注准20232010286","消融电极","GY1-13-11","GY1-13-11",null,null,"HCS08447","国药集团江西医疗器械有限公司","国药集团江西医疗器械有限公司"]
["003591569592180","00359156","C14060100500001219740000556","赣械注准20232010286","消融电极","GY1-67-03","GY1-67-03",null,null,"HCS08447","国药集团江西医疗器械有限公司","国药集团江西医疗器械有限公司"]
["003591569592181","00359156","C14060100500001219740000484","赣械注准20232010286","消融电极","GY1-32-03","GY1-32-03",null,null,"HCS08447","国药集团江西医疗器械有限公司","国药集团江西医疗器械有限公司"]
["003900009814259","00390000","C12040111801002202130000008","国械注准20243131375","乳房组织补片","12×16cm","A型",null,null,"HCS07744","北京瑞健高科生物科技有限公司","北京瑞健高科生物科技有限公司"]
["003900009814260","00390000","C12040111801002202130000009","国械注准20243131375","乳房组织补片","6×8cm","B型",null,null,"HCS07744","北京瑞健高科生物科技有限公司","北京瑞健高科生物科技有限公司"]
["003900009814261","00390000","C12040111801002202130000029","国械注准20243131375","乳房组织补片","10×16cm","B型",null,null,"HCS07744","北京瑞健高科生物科技有限公司","北京瑞健高科生物科技有限公司"]
["003900009814262","00390000","C12040111801002202130000030","国械注准20243131375","乳房组织补片","8×12cm","B型",null,null,"HCS07744","北京瑞健高科生物科技有限公司","北京瑞健高科生物科技有限公司"]
["003900009814263","00390000","C12040111801002202130000005","国械注准20243131375","乳房组织补片","10×20cm","B型",null,null,"HCS07744","北京瑞健高科生物科技有限公司","北京瑞健高科生物科技有限公司"]
["003900009814264","00390000","C12040111801002202130000011","国械注准20243131375","乳房组织补片","15×20cm","A型",null,null,"HCS07744","北京瑞健高科生物科技有限公司","北京瑞健高科生物科技有限公司"]
["003900009814265","00390000","C12040111801002202130000004","国械注准20243131375","乳房组织补片","15×20cm","B型",null,null,"HCS07744","北京瑞健高科生物科技有限公司","北京瑞健高科生物科技有限公司"]
["003900009814266","00390000","C12040111801002202130000019","国械注准20243131375","乳房组织补片","12×20cm","B型",null,null,"HCS07744","北京瑞健高科生物科技有限公司","北京瑞健高科生物科技有限公司"]
["003900009814267","00390000","C12040111801002202130000010","国械注准20243131375","乳房组织补片","4×6cm","B型",null,null,"HCS07744","北京瑞健高科生物科技有限公司","北京瑞健高科生物科技有限公司"]
["003900009814268","00390000","C12040111801002202130000027","国械注准20243131375","乳房组织补片","8×8cm","B型",null,null,"HCS07744","北京瑞健高科生物科技有限公司","北京瑞健高科生物科技有限公司"]
["003900009814269","00390000","C12040111801002202130000031","国械注准20243131375","乳房组织补片","4×12cm","B型",null,null,"HCS07744","北京瑞健高科生物科技有限公司","北京瑞健高科生物科技有限公司"]
["003900009814270","00390000","C12040111801002202130000020","国械注准20243131375","乳房组织补片","12×16cm","B型",null,null,"HCS07744","北京瑞健高科生物科技有限公司","北京瑞健高科生物科技有限公司"]
["004109139813565","00410913","C13040125300003168450000005","豫商械备20200047号","穴位压力刺激贴","60mm*60mm","方形",null,null,"HCS07948","河南金古圣方生物科技开发有限公司","河南金古圣方生物科技开发有限公司"]
["004065679654406","00406567","C15011121200000240570000010","湘械注准20242140852","一次性使用肢体外固定材料","PRH-040-RE","PRH-040-RE",null,null,"HCS09782","长沙汇佰康医疗科技有限公司","长沙汇佰康医疗科技有限公司"]
["004065679654408","00406567","C15011121200000240570000009","湘械注准20242140852","一次性使用肢体外固定材料","PRH-060-0R","PRH-060-0R",null,null,"HCS09782","长沙汇佰康医疗科技有限公司","长沙汇佰康医疗科技有限公司"]
["004065679654410","00406567","C15011121200000240570000004","湘械注准20242140852","一次性使用肢体外固定材料","PRH-090-BW","PRH-090-BW",null,null,"HCS09782","长沙汇佰康医疗科技有限公司","长沙汇佰康医疗科技有限公司"]
["004065679654411","00406567","C15011121200000240570000002","湘械注准20242140852","一次性使用肢体外固定材料","PRH-040-YE","PRH-040-YE",null,null,"HCS09782","长沙汇佰康医疗科技有限公司","长沙汇佰康医疗科技有限公司"]
["004065679654412","00406567","C15011121200000240570000008","湘械注准20242140852","一次性使用肢体外固定材料","PRH-060-BL","PRH-060-BL",null,null,"HCS09782","长沙汇佰康医疗科技有限公司","长沙汇佰康医疗科技有限公司"]
["004065679654413","00406567","C15011121200000240570000005","湘械注准20242140852","一次性使用肢体外固定材料","PRH-028-PU","PRH-028-PU",null,null,"HCS09782","长沙汇佰康医疗科技有限公司","长沙汇佰康医疗科技有限公司"]
["004065679654414","00406567","C15011121200000240570000003","湘械注准20242140852","一次性使用肢体外固定材料","PRH-090-BY","PRH-090-BY",null,null,"HCS09782","长沙汇佰康医疗科技有限公司","长沙汇佰康医疗科技有限公司"]
["004065679654415","00406567","C15011121200000240570000007","湘械注准20242140852","一次性使用肢体外固定材料","PRH-060-BR","PRH-060-BR",null,null,"HCS09782","长沙汇佰康医疗科技有限公司","长沙汇佰康医疗科技有限公司"]
["003522749800631","00352274","C17010221604000211050000053","滇械注准20232140042","医用透明质酸修护生物膜","80g","软管型",null,null,"HCS08192","云南雅泉生物科技有限公司","云南雅泉生物科技有限公司"]
["003522749799178","00352274","C17010221604000211050000072","滇械注准20232140042","医用透明质酸修护生物膜","15g","软管型",null,null,"HCS08192","云南雅泉生物科技有限公司","云南雅泉生物科技有限公司"]
["003522729799134","00352272","C17010221604000211050000022","滇械注准20232140041","医用透明质酸护理膏","100g","软管型",null,null,"HCS08192","云南雅泉生物科技有限公司","云南雅泉生物科技有限公司"]
["003522729799151","00352272","C17010221604000211050000018","滇械注准20232140041","医用透明质酸护理膏","35g","软管型",null,null,"HCS08192","云南雅泉生物科技有限公司","云南雅泉生物科技有限公司"]
["003522729800505","00352272","C17010221604000211050000005","滇械注准20232140041","医用透明质酸护理膏","300g","瓶装型",null,null,"HCS08192","云南雅泉生物科技有限公司","云南雅泉生物科技有限公司"]
["003524619815490","00352461","C14130119200001195730000042","沪宝械备20230014","一件式造口袋","10片/盒","61003",null,null,"HCS08198","上海康凯来医药科技有限公司","上海康凯来医药科技有限公司"]
["004087969691206","00408796","C14171503500000243780000027","鲁械注准20242141000","聚氨酯负压封闭引流护创套装","113011521577","YZYPU",null,null,"HCS09804","山东医正源生物医药科技有限公司","山东医正源生物医药科技有限公司"]
["004087969691207","00408796","C14171503500000243780000020","鲁械注准20242141000","聚氨酯负压封闭引流护创套装","113006521377","YZYPU",null,null,"HCS09804","山东医正源生物医药科技有限公司","山东医正源生物医药科技有限公司"]
["004087969691208","00408796","C14171503500000243780000013","鲁械注准20242141000","聚氨酯负压封闭引流护创套装","113009521477","YZYPU",null,null,"HCS09804","山东医正源生物医药科技有限公司","山东医正源生物医药科技有限公司"]
["004087969691209","00408796","C14171503500000243780000011","鲁械注准20242141000","聚氨酯负压封闭引流护创套装","113015522177","YZYPU",null,null,"HCS09804","山东医正源生物医药科技有限公司","山东医正源生物医药科技有限公司"]
["004087969691210","00408796","C14171503500000243780000030","鲁械注准20242141000","聚氨酯负压封闭引流护创套装","113013521577","YZYPU",null,null,"HCS09804","山东医正源生物医药科技有限公司","山东医正源生物医药科技有限公司"]
["004087969691211","00408796","C14171503500000243780000017","鲁械注准20242141000","聚氨酯负压封闭引流护创套装","112003521377","YZYPU",null,null,"HCS09804","山东医正源生物医药科技有限公司","山东医正源生物医药科技有限公司"]
["004087969691212","00408796","C14171503500000243780000021","鲁械注准20242141000","聚氨酯负压封闭引流护创套装","111501521177","YZYPU",null,null,"HCS09804","山东医正源生物医药科技有限公司","山东医正源生物医药科技有限公司"]
["004087969691213","00408796","C14171503500000243780000004","鲁械注准20242141000","聚氨酯负压封闭引流护创套装","113014521577","YZYPU",null,null,"HCS09804","山东医正源生物医药科技有限公司","山东医正源生物医药科技有限公司"]
["004087969691214","00408796","C14171503500000243780000009","鲁械注准20242141000","聚氨酯负压封闭引流护创套装","113010521577","YZYPU",null,null,"HCS09804","山东医正源生物医药科技有限公司","山东医正源生物医药科技有限公司"]
["004087969691216","00408796","C14171503500000243780000008","鲁械注准20242141000","聚氨酯负压封闭引流护创套装","113007521377","YZYPU",null,null,"HCS09804","山东医正源生物医药科技有限公司","山东医正源生物医药科技有限公司"]
["004087969691217","00408796","C14171503500000243780000028","鲁械注准20242141000","聚氨酯负压封闭引流护创套装","113008521477","YZYPU",null,null,"HCS09804","山东医正源生物医药科技有限公司","山东医正源生物医药科技有限公司"]
["003787599785432","00378759","C14060200501004215970000016","渝械注准20232010376","消融电极(多功能手术解剖器)","SJ35180ZV(H2)","SJ35180ZV(H2)",null,null,"HCS08556","重庆吉楚科技发展有限公司","重庆吉楚科技发展有限公司"]
["003787629785428","00378762","C14060200501003215970000007","渝械注准20232010376","消融电极(多功能手术解剖器)","SJ05110Z(H2)-F","SJ05110Z(H2)-F",null,null,"HCS08556","重庆吉楚科技发展有限公司","重庆吉楚科技发展有限公司"]
["003787629785429","00378762","C14060200501003215970000037","渝械注准20232010376","消融电极(多功能手术解剖器)","SJ05160Z(H3)-F","SJ05160Z(H3)-F",null,null,"HCS08556","重庆吉楚科技发展有限公司","重庆吉楚科技发展有限公司"]
["003787629785430","00378762","C14060200501003215970000023","渝械注准20232010376","消融电极(多功能手术解剖器)","SJ05200Q(H2)-F","SJ05200Q(H2)-F",null,null,"HCS08556","重庆吉楚科技发展有限公司","重庆吉楚科技发展有限公司"]
["003787629785431","00378762","C14060200501003215970000011","渝械注准20232010376","消融电极(多功能手术解剖器)","SJ10200QD(H2)-F","SJ10200QD(H2)-F",null,null,"HCS08556","重庆吉楚科技发展有限公司","重庆吉楚科技发展有限公司"]
["004049149791965","00404914","C14170303503001237560000015","沪械注准20242140390","一次性使用负压引流装置","φ5.0mm(F15)","G215",null,null,"HCS09796","上海梁津康正医疗科技有限公司","上海梁津康正医疗科技有限公司"]
["004049149791966","00404914","C14170303503001237560000011","沪械注准20242140390","一次性使用负压引流装置","φ6.3mm(F19)","G219",null,null,"HCS09796","上海梁津康正医疗科技有限公司","上海梁津康正医疗科技有限公司"]
["004049149791967","00404914","C14170303503001237560000013","沪械注准20242140390","一次性使用负压引流装置","φ4.0mm(F12)","G212",null,null,"HCS09796","上海梁津康正医疗科技有限公司","上海梁津康正医疗科技有限公司"]
["004049149791968","00404914","C14170303503001237560000018","沪械注准20242140390","一次性使用负压引流装置","φ8.0mm(F24)","G224",null,null,"HCS09796","上海梁津康正医疗科技有限公司","上海梁津康正医疗科技有限公司"]
["003543919808332","00354391","C17010121601000183870000147","湘械注准20232140860","医用重组贻贝粘蛋白修护凝胶","15g","软管(Ⅰ型)",null,null,"HCS07684","湖南益安生物科技有限公司","湖南益安生物科技有限公司"]
["003770749808331","00377074","C17010221604000183870000127","湘械注准20232140861","医用重组贻贝粘蛋白修护敷料","30g","玻璃瓶(Ⅱ型)",null,null,"HCS07684","湖南益安生物科技有限公司","湖南益安生物科技有限公司"]
["003686459797534","00368645","C14070318300000197730000018","黑械注准20242070022","温度持续监测传感器","ZT122","ZT122",null,null,"HCS08786","哈尔滨了然科技开发有限公司","哈尔滨了然科技开发有限公司"]
["003686459797535","00368645","C14070318300000197730000023","黑械注准20242070022","温度持续监测传感器","ZT141","ZT141",null,null,"HCS08786","哈尔滨了然科技开发有限公司","哈尔滨了然科技开发有限公司"]
["003686459797536","00368645","C14070318300000197730000021","黑械注准20242070022","温度持续监测传感器","ZT121","ZT121",null,null,"HCS08786","哈尔滨了然科技开发有限公司","哈尔滨了然科技开发有限公司"]
["003686459797537","00368645","C14070318300000197730000014","黑械注准20242070022","温度持续监测传感器","ZT151","ZT151",null,null,"HCS08786","哈尔滨了然科技开发有限公司","哈尔滨了然科技开发有限公司"]
["003686459797538","00368645","C14070318300000197730000020","黑械注准20242070022","温度持续监测传感器","ZT111","ZT111",null,null,"HCS08786","哈尔滨了然科技开发有限公司","哈尔滨了然科技开发有限公司"]
["003686459797539","00368645","C14070318300000197730000022","黑械注准20242070022","温度持续监测传感器","ZT131","ZT131",null,null,"HCS08786","哈尔滨了然科技开发有限公司","哈尔滨了然科技开发有限公司"]
["003686459797540","00368645","C14070318300000197730000017","黑械注准20242070022","温度持续监测传感器","ZT112","ZT112",null,null,"HCS08786","哈尔滨了然科技开发有限公司","哈尔滨了然科技开发有限公司"]
["003999979819834","00399997","C14230120200001170340001659","国械注准20243141185","一次性使用精密过滤输液器 带针","JA-Ⅰ-L1-5.0","1.2×28TWLB",null,null,"HCS07790","浙江仁翔医疗器械有限公司","浙江仁翔医疗器械有限公司"]
["003999979820148","00399997","C14230120200001170340001620","国械注准20243141185","一次性使用精密过滤输液器 带针","JA-Ⅰ-L1-5.0","0.45×15RWSB",null,null,"HCS07790","浙江仁翔医疗器械有限公司","浙江仁翔医疗器械有限公司"]
["003999979819496","00399997","C14230120200001170340001661","国械注准20243141185","一次性使用精密过滤输液器 带针","JA-Ⅲ-L2-5.0带贴","1.2×28TWLB",null,null,"HCS07790","浙江仁翔医疗器械有限公司","浙江仁翔医疗器械有限公司"]
["003999979819497","00399997","C14230120200001170340001647","国械注准20243141185","一次性使用精密过滤输液器 带针","JA-Ⅲ-L2-5.0带贴","0.9×28TWLB",null,null,"HCS07790","浙江仁翔医疗器械有限公司","浙江仁翔医疗器械有限公司"]
["003999979819518","00399997","C14230120200001170340001646","国械注准20243141185","一次性使用精密过滤输液器 带针","JA-Ⅲ-L2-5.0","1.2×28TWLB",null,null,"HCS07790","浙江仁翔医疗器械有限公司","浙江仁翔医疗器械有限公司"]
["003999979819534","00399997","C14230120200001170340001663","国械注准20243141185","一次性使用精密过滤输液器 带针","JA-Ⅲ-L2-5.0","0.8×28TWLB",null,null,"HCS07790","浙江仁翔医疗器械有限公司","浙江仁翔医疗器械有限公司"]
["003999979819535","00399997","C14230120200001170340001645","国械注准20243141185","一次性使用精密过滤输液器 带针","JA-Ⅲ-L2-5.0","0.45×15RWSB",null,null,"HCS07790","浙江仁翔医疗器械有限公司","浙江仁翔医疗器械有限公司"]
["003999979819554","00399997","C14230120200001170340001627","国械注准20243141185","一次性使用精密过滤输液器 带针","JA-Ⅲ-L1-5.0带贴","0.45×15RWSB",null,null,"HCS07790","浙江仁翔医疗器械有限公司","浙江仁翔医疗器械有限公司"]
["003999979819555","00399997","C14230120200001170340001626","国械注准20243141185","一次性使用精密过滤输液器 带针","JA-Ⅲ-L1-5.0","1.2×28TWLB",null,null,"HCS07790","浙江仁翔医疗器械有限公司","浙江仁翔医疗器械有限公司"]
["003999979819586","00399997","C14230120200001170340001653","国械注准20243141185","一次性使用精密过滤输液器 带针","JA-Ⅲ-L1-5.0","0.8×28TWLB",null,null,"HCS07790","浙江仁翔医疗器械有限公司","浙江仁翔医疗器械有限公司"]
["003999979819599","00399997","C14230120200001170340001652","国械注准20243141185","一次性使用精密过滤输液器 带针","JA-Ⅱ-S1-5.0带贴","0.9×28TWLB",null,null,"HCS07790","浙江仁翔医疗器械有限公司","浙江仁翔医疗器械有限公司"]
["003999979819600","00399997","C14230120200001170340001630","国械注准20243141185","一次性使用精密过滤输液器 带针","JA-Ⅱ-S1-5.0带贴","0.8×28TWLB",null,null,"HCS07790","浙江仁翔医疗器械有限公司","浙江仁翔医疗器械有限公司"]
["003999979819602","00399997","C14230120200001170340001529","国械注准20243141185","一次性使用精密过滤输液器 带针","JA-Ⅱ-S1-5.0带贴","0.8×25TWLB",null,null,"HCS07790","浙江仁翔医疗器械有限公司","浙江仁翔医疗器械有限公司"]
["003999979819603","00399997","C14230120200001170340001537","国械注准20243141185","一次性使用精密过滤输液器 带针","JA-Ⅱ-S1-5.0带贴","0.7×25TWLB",null,null,"HCS07790","浙江仁翔医疗器械有限公司","浙江仁翔医疗器械有限公司"]
["003999979819617","00399997","C14230120200001170340001530","国械注准20243141185","一次性使用精密过滤输液器 带针","JA-Ⅱ-S1-5.0带贴","0.6×25TWLB",null,null,"HCS07790","浙江仁翔医疗器械有限公司","浙江仁翔医疗器械有限公司"]
["003999979819619","00399997","C14230120200001170340001524","国械注准20243141185","一次性使用精密过滤输液器 带针","JA-Ⅱ-S1-5.0带贴","0.55×20TWLB",null,null,"HCS07790","浙江仁翔医疗器械有限公司","浙江仁翔医疗器械有限公司"]
["003999979819636","00399997","C14230120200001170340001514","国械注准20243141185","一次性使用精密过滤输液器 带针","JA-Ⅱ-S1-5.0带贴","0.45×15RWLB",null,null,"HCS07790","浙江仁翔医疗器械有限公司","浙江仁翔医疗器械有限公司"]
["003999979819639","00399997","C14230120200001170340001643","国械注准20243141185","一次性使用精密过滤输液器 带针","JA-Ⅱ-S1-5.0","0.8×28TWLB",null,null,"HCS07790","浙江仁翔医疗器械有限公司","浙江仁翔医疗器械有限公司"]
["003999979819655","00399997","C14230120200001170340001541","国械注准20243141185","一次性使用精密过滤输液器 带针","JA-Ⅱ-S1-5.0","0.8×25TWLB",null,null,"HCS07790","浙江仁翔医疗器械有限公司","浙江仁翔医疗器械有限公司"]
["003999979819802","00399997","C14230120200001170340001640","国械注准20243141185","一次性使用精密过滤输液器 带针","JA-Ⅰ-L1-5.0带贴","0.9×28TWLB",null,null,"HCS07790","浙江仁翔医疗器械有限公司","浙江仁翔医疗器械有限公司"]
["003999979819836","00399997","C14230120200001170340001669","国械注准20243141185","一次性使用精密过滤输液器 带针","JA-Ⅰ-L1-5.0","0.8×28TWLB",null,null,"HCS07790","浙江仁翔医疗器械有限公司","浙江仁翔医疗器械有限公司"]
["003999979819835","00399997","C14230120200001170340001624","国械注准20243141185","一次性使用精密过滤输液器 带针","JA-Ⅰ-L1-5.0","0.9×28TWLB",null,null,"HCS07790","浙江仁翔医疗器械有限公司","浙江仁翔医疗器械有限公司"]
["003999979508582","00399997","C14230120200001170340001431","国械注准20243141185","一次性使用精密过滤输液器 带针","JA-Ⅱ-L4-3.0 带贴","0.6×25TWLB",null,null,"HCS07790","浙江仁翔医疗器械有限公司","浙江仁翔医疗器械有限公司"]
["003999979508585","00399997","C14230120200001170340001400","国械注准20243141185","一次性使用精密过滤输液器 带针","JA-Ⅲ-L3-3.0 带贴","0.6×25TWLB",null,null,"HCS07790","浙江仁翔医疗器械有限公司","浙江仁翔医疗器械有限公司"]
["003999979508596","00399997","C14230120200001170340000730","国械注准20243141185","一次性使用精密过滤输液器 带针","JA-Ⅱ-L4-5.0 带贴","0.5×20RWLB",null,null,"HCS07790","浙江仁翔医疗器械有限公司","浙江仁翔医疗器械有限公司"]
["003999979508606","00399997","C14230120200001170340001338","国械注准20243141185","一次性使用精密过滤输液器 带针","JA-Ⅲ-L3-3.0 带贴","0.55×20TWLB",null,null,"HCS07790","浙江仁翔医疗器械有限公司","浙江仁翔医疗器械有限公司"]
["003999979508614","00399997","C14230120200001170340000978","国械注准20243141185","一次性使用精密过滤输液器 带针","JA-Ⅱ-L4-2.0 带贴","0.55×20TWLB",null,null,"HCS07790","浙江仁翔医疗器械有限公司","浙江仁翔医疗器械有限公司"]
["003999979508620","00399997","C14230120200001170340001033","国械注准20243141185","一次性使用精密过滤输液器 带针","JA-Ⅲ-L3-3.0 带贴","0.5×20RWLB",null,null,"HCS07790","浙江仁翔医疗器械有限公司","浙江仁翔医疗器械有限公司"]
["003999979508623","00399997","C14230120200001170340000679","国械注准20243141185","一次性使用精密过滤输液器 带针","JA-Ⅲ-L3-5.0 带贴","0.5×20RWLB",null,null,"HCS07790","浙江仁翔医疗器械有限公司","浙江仁翔医疗器械有限公司"]
["003999979508624","00399997","C14230120200001170340001295","国械注准20243141185","一次性使用精密过滤输液器 带针","JA-Ⅲ-L3-2.0 带贴","0.6×25TWLB",null,null,"HCS07790","浙江仁翔医疗器械有限公司","浙江仁翔医疗器械有限公司"]
["003999979508643","00399997","C14230120200001170340001334","国械注准20243141185","一次性使用精密过滤输液器 带针","JA-Ⅰ-L4-5.0带贴","0.8×25TWLB",null,null,"HCS07790","浙江仁翔医疗器械有限公司","浙江仁翔医疗器械有限公司"]
["003999979508644","00399997","C14230120200001170340001480","国械注准20243141185","一次性使用精密过滤输液器 带针","JA-Ⅲ-L3-2.0 带贴","0.5×20RWLB",null,null,"HCS07790","浙江仁翔医疗器械有限公司","浙江仁翔医疗器械有限公司"]
["003999979508655","00399997","C14230120200001170340001238","国械注准20243141185","一次性使用精密过滤输液器 带针","JA-Ⅱ-L4-5.0 带贴","0.55×20TWLB",null,null,"HCS07790","浙江仁翔医疗器械有限公司","浙江仁翔医疗器械有限公司"]
["003999979508678","00399997","C14230120200001170340000767","国械注准20243141185","一次性使用精密过滤输液器 带针","JA-Ⅲ-L1-3.0 带贴","0.7×25TWLB",null,null,"HCS07790","浙江仁翔医疗器械有限公司","浙江仁翔医疗器械有限公司"]
["003999979508706","00399997","C14230120200001170340001023","国械注准20243141185","一次性使用精密过滤输液器 带针","JA-Ⅲ-L3-3.0 带贴","0.45×15RWLB",null,null,"HCS07790","浙江仁翔医疗器械有限公司","浙江仁翔医疗器械有限公司"]
["003999979508797","00399997","C14230120200001170340001085","国械注准20243141185","一次性使用精密过滤输液器 带针","JA-Ⅱ-L4-2.0 带贴","0.7×25TWLB",null,null,"HCS07790","浙江仁翔医疗器械有限公司","浙江仁翔医疗器械有限公司"]
["003999979508798","00399997","C14230120200001170340001131","国械注准20243141185","一次性使用精密过滤输液器 带针","JA-Ⅱ-L4-5.0 带贴","0.45×15RWLB",null,null,"HCS07790","浙江仁翔医疗器械有限公司","浙江仁翔医疗器械有限公司"]
["003999979508802","00399997","C14230120200001170340001306","国械注准20243141185","一次性使用精密过滤输液器 带针","JA-Ⅲ-L3-3.0 带贴","0.7×25TWLB",null,null,"HCS07790","浙江仁翔医疗器械有限公司","浙江仁翔医疗器械有限公司"]
["003999979508805","00399997","C14230120200001170340001333","国械注准20243141185","一次性使用精密过滤输液器 带针","JA-Ⅱ-L4-5.0 带贴","0.8×25TWLB",null,null,"HCS07790","浙江仁翔医疗器械有限公司","浙江仁翔医疗器械有限公司"]
["003999979508815","00399997","C14230120200001170340000697","国械注准20243141185","一次性使用精密过滤输液器 带针","JA-Ⅲ-L3-2.0 带贴","0.7×25TWLB",null,null,"HCS07790","浙江仁翔医疗器械有限公司","浙江仁翔医疗器械有限公司"]
["003999979508816","00399997","C14230120200001170340001367","国械注准20243141185","一次性使用精密过滤输液器 带针","JA-Ⅱ-L2-2.0 带贴","0.5×20RWLB",null,null,"HCS07790","浙江仁翔医疗器械有限公司","浙江仁翔医疗器械有限公司"]
["003999979508818","00399997","C14230120200001170340000757","国械注准20243141185","一次性使用精密过滤输液器 带针","JA-Ⅱ-L4-3.0 带贴","0.45×15RWLB",null,null,"HCS07790","浙江仁翔医疗器械有限公司","浙江仁翔医疗器械有限公司"]
["003999979508821","00399997","C14230120200001170340001134","国械注准20243141185","一次性使用精密过滤输液器 带针","JA-Ⅲ-L3-5.0 带贴","0.45×15RWLB",null,null,"HCS07790","浙江仁翔医疗器械有限公司","浙江仁翔医疗器械有限公司"]
["003999979508824","00399997","C14230120200001170340000852","国械注准20243141185","一次性使用精密过滤输液器 带针","JA-Ⅲ-L3-2.0 带贴","0.8×25TWLB",null,null,"HCS07790","浙江仁翔医疗器械有限公司","浙江仁翔医疗器械有限公司"]
["003999979508830","00399997","C14230120200001170340001453","国械注准20243141185","一次性使用精密过滤输液器 带针","JA-Ⅱ-L4-3.0 带贴","0.7×25TWLB",null,null,"HCS07790","浙江仁翔医疗器械有限公司","浙江仁翔医疗器械有限公司"]
["003597839607681","00359783","C16010110200003170340000100","国械注准20233141657","一次性使用无菌注射器 带针","1ml(0.45mm)","中头直口式 XZ(斜面针)",null,null,"HCS07790","浙江仁翔医疗器械有限公司","浙江仁翔医疗器械有限公司"]
["003971659819270","00397165","C14230120200001170340001563","国械注准20243141034","一次性使用输液器 带针","D-2","(0.45×15RWSB)(长排气)",null,null,"HCS07790","浙江仁翔医疗器械有限公司","浙江仁翔医疗器械有限公司"]
["003971659819263","00397165","C14230120200001170340001564","国械注准20243141034","一次性使用输液器 带针","D-2","(0.9×28TWLB)",null,null,"HCS07790","浙江仁翔医疗器械有限公司","浙江仁翔医疗器械有限公司"]
["003971659819266","00397165","C14230120200001170340001605","国械注准20243141034","一次性使用输液器 带针","D-2","(0.45×15RWSB)",null,null,"HCS07790","浙江仁翔医疗器械有限公司","浙江仁翔医疗器械有限公司"]
["003971659819245","00397165","C14230120200001170340001593","国械注准20243141034","一次性使用输液器 带针","D-2","(1.2×28TWLB)",null,null,"HCS07790","浙江仁翔医疗器械有限公司","浙江仁翔医疗器械有限公司"]
["003971659819283","00397165","C14230120200001170340001601","国械注准20243141034","一次性使用输液器 带针","A-2","(0.45×15RWSB)",null,null,"HCS07790","浙江仁翔医疗器械有限公司","浙江仁翔医疗器械有限公司"]
["003971659819286","00397165","C14230120200001170340001586","国械注准20243141034","一次性使用输液器 带针","A-2","(0.8×28TWLB)(长排气)",null,null,"HCS07790","浙江仁翔医疗器械有限公司","浙江仁翔医疗器械有限公司"]
["003971659819289","00397165","C14230120200001170340001569","国械注准20243141034","一次性使用输液器 带针","A-3","(0.9×28TWLB)",null,null,"HCS07790","浙江仁翔医疗器械有限公司","浙江仁翔医疗器械有限公司"]
["003971659819290","00397165","C14230120200001170340001617","国械注准20243141034","一次性使用输液器 带针","A-3","(0.8×28TWLB)",null,null,"HCS07790","浙江仁翔医疗器械有限公司","浙江仁翔医疗器械有限公司"]
["003971659819305","00397165","C14230120200001170340000619","国械注准20243141034","一次性使用输液器 带针","D-2","(0.9×25TWLB)(长排气)",null,null,"HCS07790","浙江仁翔医疗器械有限公司","浙江仁翔医疗器械有限公司"]
["003971659819409","00397165","C14230120200001170340000550","国械注准20243141034","一次性使用输液器 带针","A-2","(0.8×25TWLB)",null,null,"HCS07790","浙江仁翔医疗器械有限公司","浙江仁翔医疗器械有限公司"]
["003971659819427","00397165","C14230120200001170340000451","国械注准20243141034","一次性使用输液器 带针","A-2","(0.45×15RWLB)(长排气)",null,null,"HCS07790","浙江仁翔医疗器械有限公司","浙江仁翔医疗器械有限公司"]
["003971659819443","00397165","C14230120200001170340000062","国械注准20243141034","一次性使用输液器 带针","A-3","(0.9×25TWLB)",null,null,"HCS07790","浙江仁翔医疗器械有限公司","浙江仁翔医疗器械有限公司"]
["003971659819461","00397165","C14230120200001170340000608","国械注准20243141034","一次性使用输液器 带针","A-3","(1.2×25TWLB)(长排气)",null,null,"HCS07790","浙江仁翔医疗器械有限公司","浙江仁翔医疗器械有限公司"]
["003971659819377","00397165","C14230120200001170340000140","国械注准20243141034","一次性使用输液器 带针","D-3","(0.7×25TWLB)(长排气)",null,null,"HCS07790","浙江仁翔医疗器械有限公司","浙江仁翔医疗器械有限公司"]
["003971659819389","00397165","C14230120200001170340000616","国械注准20243141034","一次性使用输液器 带针","D-3","(0.6×25TWLB)(长排气)",null,null,"HCS07790","浙江仁翔医疗器械有限公司","浙江仁翔医疗器械有限公司"]
["003971659819391","00397165","C14230120200001170340000181","国械注准20243141034","一次性使用输液器 带针","D-3","(0.5×20RWLB)(长排气)",null,null,"HCS07790","浙江仁翔医疗器械有限公司","浙江仁翔医疗器械有限公司"]
["003971659819392","00397165","C14230120200001170340000072","国械注准20243141034","一次性使用输液器 带针","D-3","(0.45×15RWLB)(长排气)",null,null,"HCS07790","浙江仁翔医疗器械有限公司","浙江仁翔医疗器械有限公司"]
["003971659819425","00397165","C14230120200001170340000097","国械注准20243141034","一次性使用输液器 带针","A-2","(0.9×25TWLB)(长排气)",null,null,"HCS07790","浙江仁翔医疗器械有限公司","浙江仁翔医疗器械有限公司"]
["003971659819426","00397165","C14230120200001170340000110","国械注准20243141034","一次性使用输液器 带针","A-2","(0.8×25TWLB)(长排气)",null,null,"HCS07790","浙江仁翔医疗器械有限公司","浙江仁翔医疗器械有限公司"]
["003971659819457","00397165","C14230120200001170340000644","国械注准20243141034","一次性使用输液器 带针","A-3","(0.45×15RWLB)",null,null,"HCS07790","浙江仁翔医疗器械有限公司","浙江仁翔医疗器械有限公司"]
["003971659819480","00397165","C14230120200001170340000428","国械注准20243141034","一次性使用输液器 带针","A-3","(0.45×15RWLB)(长排气)",null,null,"HCS07790","浙江仁翔医疗器械有限公司","浙江仁翔医疗器械有限公司"]
["003971659819267","00397165","C14230120200001170340001612","国械注准20243141034","一次性使用输液器 带针","D-2","(1.2×28TWLB)(长排气)",null,null,"HCS07790","浙江仁翔医疗器械有限公司","浙江仁翔医疗器械有限公司"]
["003971659819268","00397165","C14230120200001170340001556","国械注准20243141034","一次性使用输液器 带针","D-2","(0.9×28TWLB)(长排气)",null,null,"HCS07790","浙江仁翔医疗器械有限公司","浙江仁翔医疗器械有限公司"]
["003971659819269","00397165","C14230120200001170340001576","国械注准20243141034","一次性使用输液器 带针","D-2","(0.8×28TWLB)(长排气)",null,null,"HCS07790","浙江仁翔医疗器械有限公司","浙江仁翔医疗器械有限公司"]
["003971659819278","00397165","C14230120200001170340001595","国械注准20243141034","一次性使用输液器 带针","D-3","(0.8×28TWLB)(长排气)",null,null,"HCS07790","浙江仁翔医疗器械有限公司","浙江仁翔医疗器械有限公司"]
["003971659819264","00397165","C14230120200001170340001555","国械注准20243141034","一次性使用输液器 带针","D-2","(0.8×28TWLB)",null,null,"HCS07790","浙江仁翔医疗器械有限公司","浙江仁翔医疗器械有限公司"]
["003971659819271","00397165","C14230120200001170340001565","国械注准20243141034","一次性使用输液器 带针","D-3","(1.2×28TWLB)",null,null,"HCS07790","浙江仁翔医疗器械有限公司","浙江仁翔医疗器械有限公司"]
["003971659819275","00397165","C14230120200001170340001579","国械注准20243141034","一次性使用输液器 带针","D-3","(0.45×15RWSB)",null,null,"HCS07790","浙江仁翔医疗器械有限公司","浙江仁翔医疗器械有限公司"]
["003971659819277","00397165","C14230120200001170340001582","国械注准20243141034","一次性使用输液器 带针","D-3","(0.9×28TWLB)(长排气)",null,null,"HCS07790","浙江仁翔医疗器械有限公司","浙江仁翔医疗器械有限公司"]
["003971659819281","00397165","C14230120200001170340001558","国械注准20243141034","一次性使用输液器 带针","A-2","(0.9×28TWLB)",null,null,"HCS07790","浙江仁翔医疗器械有限公司","浙江仁翔医疗器械有限公司"]
["003971659819282","00397165","C14230120200001170340001611","国械注准20243141034","一次性使用输液器 带针","A-2","(0.8×28TWLB)",null,null,"HCS07790","浙江仁翔医疗器械有限公司","浙江仁翔医疗器械有限公司"]
["003971659819284","00397165","C14230120200001170340001575","国械注准20243141034","一次性使用输液器 带针","A-2","(1.2×28TWLB)(长排气)",null,null,"HCS07790","浙江仁翔医疗器械有限公司","浙江仁翔医疗器械有限公司"]
["003971659819285","00397165","C14230120200001170340001577","国械注准20243141034","一次性使用输液器 带针","A-2","(0.9×28TWLB)(长排气)",null,null,"HCS07790","浙江仁翔医疗器械有限公司","浙江仁翔医疗器械有限公司"]
["003971659819287","00397165","C14230120200001170340001566","国械注准20243141034","一次性使用输液器 带针","A-2","(0.45×15RWSB)(长排气)",null,null,"HCS07790","浙江仁翔医疗器械有限公司","浙江仁翔医疗器械有限公司"]
["003971659819288","00397165","C14230120200001170340001560","国械注准20243141034","一次性使用输液器 带针","A-3","(1.2×28TWLB)",null,null,"HCS07790","浙江仁翔医疗器械有限公司","浙江仁翔医疗器械有限公司"]
["003971659819291","00397165","C14230120200001170340001562","国械注准20243141034","一次性使用输液器 带针","A-3","(0.45×15RWSB)",null,null,"HCS07790","浙江仁翔医疗器械有限公司","浙江仁翔医疗器械有限公司"]
["003971659819292","00397165","C14230120200001170340001567","国械注准20243141034","一次性使用输液器 带针","A-3","(1.2×28TWLB)(长排气)",null,null,"HCS07790","浙江仁翔医疗器械有限公司","浙江仁翔医疗器械有限公司"]
["003971659819293","00397165","C14230120200001170340001590","国械注准20243141034","一次性使用输液器 带针","A-3","(0.9×28TWLB)(长排气)",null,null,"HCS07790","浙江仁翔医疗器械有限公司","浙江仁翔医疗器械有限公司"]
["003971659819295","00397165","C14230120200001170340001583","国械注准20243141034","一次性使用输液器 带针","A-3","(0.45×15RWSB)(长排气)",null,null,"HCS07790","浙江仁翔医疗器械有限公司","浙江仁翔医疗器械有限公司"]
["003971659819300","00397165","C14230120200001170340000141","国械注准20243141034","一次性使用输液器 带针","D-2","(0.6×25TWLB)",null,null,"HCS07790","浙江仁翔医疗器械有限公司","浙江仁翔医疗器械有限公司"]
["003971659819309","00397165","C14230120200001170340000617","国械注准20243141034","一次性使用输液器 带针","D-2","(0.8×25TWLB)(长排气)",null,null,"HCS07790","浙江仁翔医疗器械有限公司","浙江仁翔医疗器械有限公司"]
["003971659819310","00397165","C14230120200001170340000247","国械注准20243141034","一次性使用输液器 带针","D-2","(0.7×25TWLB)(长排气)",null,null,"HCS07790","浙江仁翔医疗器械有限公司","浙江仁翔医疗器械有限公司"]
["003971659819311","00397165","C14230120200001170340000461","国械注准20243141034","一次性使用输液器 带针","D-2","(0.6×25TWLB)(长排气)",null,null,"HCS07790","浙江仁翔医疗器械有限公司","浙江仁翔医疗器械有限公司"]
["003971659819328","00397165","C14230120200001170340000119","国械注准20243141034","一次性使用输液器 带针","D-2","(0.55×20RWLB)(长排气)",null,null,"HCS07790","浙江仁翔医疗器械有限公司","浙江仁翔医疗器械有限公司"]
["003971659819329","00397165","C14230120200001170340000262","国械注准20243141034","一次性使用输液器 带针","D-2","(0.5×20RWLB)(长排气)",null,null,"HCS07790","浙江仁翔医疗器械有限公司","浙江仁翔医疗器械有限公司"]
["003971659819330","00397165","C14230120200001170340000438","国械注准20243141034","一次性使用输液器 带针","D-2","(0.45×15RWLB)(长排气)",null,null,"HCS07790","浙江仁翔医疗器械有限公司","浙江仁翔医疗器械有限公司"]
["003971659819331","00397165","C14230120200001170340000096","国械注准20243141034","一次性使用输液器 带针","D-3","(1.2×25TWLB)(长排气)",null,null,"HCS07790","浙江仁翔医疗器械有限公司","浙江仁翔医疗器械有限公司"]
["003971659819337","00397165","C14230120200001170340000071","国械注准20243141034","一次性使用输液器 带针","D-3","(0.7×25TWLB)",null,null,"HCS07790","浙江仁翔医疗器械有限公司","浙江仁翔医疗器械有限公司"]
["003971659819353","00397165","C14230120200001170340000557","国械注准20243141034","一次性使用输液器 带针","D-3","(0.55×20RWLB)",null,null,"HCS07790","浙江仁翔医疗器械有限公司","浙江仁翔医疗器械有限公司"]
["003971659819354","00397165","C14230120200001170340000492","国械注准20243141034","一次性使用输液器 带针","D-3","(0.5×20RWLB)",null,null,"HCS07790","浙江仁翔医疗器械有限公司","浙江仁翔医疗器械有限公司"]
["003971659819355","00397165","C14230120200001170340000532","国械注准20243141034","一次性使用输液器 带针","D-3","(0.45×15RWLB)",null,null,"HCS07790","浙江仁翔医疗器械有限公司","浙江仁翔医疗器械有限公司"]
["003971659819375","00397165","C14230120200001170340000593","国械注准20243141034","一次性使用输液器 带针","D-3","(0.9×25TWLB)(长排气)",null,null,"HCS07790","浙江仁翔医疗器械有限公司","浙江仁翔医疗器械有限公司"]
["003971659819376","00397165","C14230120200001170340000388","国械注准20243141034","一次性使用输液器 带针","D-3","(0.8×25TWLB)(长排气)",null,null,"HCS07790","浙江仁翔医疗器械有限公司","浙江仁翔医疗器械有限公司"]
["003971659819393","00397165","C14230120200001170340000634","国械注准20243141034","一次性使用输液器 带针","A-2","(1.2×25TWLB)",null,null,"HCS07790","浙江仁翔医疗器械有限公司","浙江仁翔医疗器械有限公司"]
["003971659819408","00397165","C14230120200001170340000426","国械注准20243141034","一次性使用输液器 带针","A-2","(0.9×25TWLB)",null,null,"HCS07790","浙江仁翔医疗器械有限公司","浙江仁翔医疗器械有限公司"]
["003971659819410","00397165","C14230120200001170340000432","国械注准20243141034","一次性使用输液器 带针","A-2","(0.45×15RWLB)",null,null,"HCS07790","浙江仁翔医疗器械有限公司","浙江仁翔医疗器械有限公司"]
["003971659819424","00397165","C14230120200001170340000088","国械注准20243141034","一次性使用输液器 带针","A-2","(1.2×25TWLB)(长排气)",null,null,"HCS07790","浙江仁翔医疗器械有限公司","浙江仁翔医疗器械有限公司"]
["003971659819442","00397165","C14230120200001170340000294","国械注准20243141034","一次性使用输液器 带针","A-3","(1.2×25TWLB)",null,null,"HCS07790","浙江仁翔医疗器械有限公司","浙江仁翔医疗器械有限公司"]
["003971659819444","00397165","C14230120200001170340000598","国械注准20243141034","一次性使用输液器 带针","A-3","(0.8×25TWLB)",null,null,"HCS07790","浙江仁翔医疗器械有限公司","浙江仁翔医疗器械有限公司"]
["003971659819445","00397165","C14230120200001170340000047","国械注准20243141034","一次性使用输液器 带针","A-3","(0.6×25TWLB)",null,null,"HCS07790","浙江仁翔医疗器械有限公司","浙江仁翔医疗器械有限公司"]
["003971659819479","00397165","C14230120200001170340000516","国械注准20243141034","一次性使用输液器 带针","A-3","(0.8×25TWLB)(长排气)",null,null,"HCS07790","浙江仁翔医疗器械有限公司","浙江仁翔医疗器械有限公司"]
["003971659819273","00397165","C14230120200001170340001594","国械注准20243141034","一次性使用输液器 带针","D-3","(0.9×28TWLB)",null,null,"HCS07790","浙江仁翔医疗器械有限公司","浙江仁翔医疗器械有限公司"]
["003971659819274","00397165","C14230120200001170340001602","国械注准20243141034","一次性使用输液器 带针","D-3","(0.8×28TWLB)",null,null,"HCS07790","浙江仁翔医疗器械有限公司","浙江仁翔医疗器械有限公司"]
["003971659819279","00397165","C14230120200001170340001587","国械注准20243141034","一次性使用输液器 带针","D-3","(0.45×15RWSB)(长排气)",null,null,"HCS07790","浙江仁翔医疗器械有限公司","浙江仁翔医疗器械有限公司"]
["003971659819280","00397165","C14230120200001170340001615","国械注准20243141034","一次性使用输液器 带针","A-2","(1.2×28TWLB)",null,null,"HCS07790","浙江仁翔医疗器械有限公司","浙江仁翔医疗器械有限公司"]
["003971659819272","00397165","C14230120200001170340000222","国械注准20243141034","一次性使用输液器 带针","D-3","(1.2×25TWLB)",null,null,"HCS07790","浙江仁翔医疗器械有限公司","浙江仁翔医疗器械有限公司"]
["003971659819276","00397165","C14230120200001170340001561","国械注准20243141034","一次性使用输液器 带针","D-3","(1.2×28TWLB)(长排气)",null,null,"HCS07790","浙江仁翔医疗器械有限公司","浙江仁翔医疗器械有限公司"]
["003971659819294","00397165","C14230120200001170340001570","国械注准20243141034","一次性使用输液器 带针","A-3","(0.8×28TWLB)(长排气)",null,null,"HCS07790","浙江仁翔医疗器械有限公司","浙江仁翔医疗器械有限公司"]
["003971659819296","00397165","C14230120200001170340000017","国械注准20243141034","一次性使用输液器 带针","D-2","(1.2×25TWLB)",null,null,"HCS07790","浙江仁翔医疗器械有限公司","浙江仁翔医疗器械有限公司"]
["003971659819297","00397165","C14230120200001170340000558","国械注准20243141034","一次性使用输液器 带针","D-2","(0.9×25TWLB)",null,null,"HCS07790","浙江仁翔医疗器械有限公司","浙江仁翔医疗器械有限公司"]
["003971659819298","00397165","C14230120200001170340000280","国械注准20243141034","一次性使用输液器 带针","D-2","(0.8×25TWLB)",null,null,"HCS07790","浙江仁翔医疗器械有限公司","浙江仁翔医疗器械有限公司"]
["003971659819299","00397165","C14230120200001170340000171","国械注准20243141034","一次性使用输液器 带针","D-2","(0.7×25TWLB)",null,null,"HCS07790","浙江仁翔医疗器械有限公司","浙江仁翔医疗器械有限公司"]
["003971659819301","00397165","C14230120200001170340000028","国械注准20243141034","一次性使用输液器 带针","D-2","(0.55×20RWLB)",null,null,"HCS07790","浙江仁翔医疗器械有限公司","浙江仁翔医疗器械有限公司"]
["003971659819302","00397165","C14230120200001170340000176","国械注准20243141034","一次性使用输液器 带针","D-2","(0.5×20RWLB)",null,null,"HCS07790","浙江仁翔医疗器械有限公司","浙江仁翔医疗器械有限公司"]
["003971659819303","00397165","C14230120200001170340000526","国械注准20243141034","一次性使用输液器 带针","D-2","(0.45×15RWLB)",null,null,"HCS07790","浙江仁翔医疗器械有限公司","浙江仁翔医疗器械有限公司"]
["003971659819304","00397165","C14230120200001170340000454","国械注准20243141034","一次性使用输液器 带针","D-2","(1.2×25TWLB)(长排气)",null,null,"HCS07790","浙江仁翔医疗器械有限公司","浙江仁翔医疗器械有限公司"]
["003971659819332","00397165","C14230120200001170340000218","国械注准20243141034","一次性使用输液器 带针","D-3","(0.9×25TWLB)",null,null,"HCS07790","浙江仁翔医疗器械有限公司","浙江仁翔医疗器械有限公司"]
["003971659819333","00397165","C14230120200001170340000638","国械注准20243141034","一次性使用输液器 带针","D-3","(0.8×25TWLB)",null,null,"HCS07790","浙江仁翔医疗器械有限公司","浙江仁翔医疗器械有限公司"]
["003971659819352","00397165","C14230120200001170340000297","国械注准20243141034","一次性使用输液器 带针","D-3","(0.6×25TWLB)",null,null,"HCS07790","浙江仁翔医疗器械有限公司","浙江仁翔医疗器械有限公司"]
["003971659819390","00397165","C14230120200001170340000098","国械注准20243141034","一次性使用输液器 带针","D-3","(0.55×20RWLB)(长排气)",null,null,"HCS07790","浙江仁翔医疗器械有限公司","浙江仁翔医疗器械有限公司"]
["003971659819462","00397165","C14230120200001170340000104","国械注准20243141034","一次性使用输液器 带针","A-3","(0.9×25TWLB)(长排气)",null,null,"HCS07790","浙江仁翔医疗器械有限公司","浙江仁翔医疗器械有限公司"]
["003999979495212","00399997","C14230120200001170340001212","国械注准20243141185","一次性使用精密过滤输液器 带针","JA-Ⅲ-L3-3.0","0.6×25TWLB",null,null,"HCS07790","浙江仁翔医疗器械有限公司","浙江仁翔医疗器械有限公司"]
["003999979495264","00399997","C14230120200001170340001086","国械注准20243141185","一次性使用精密过滤输液器 带针","JA-Ⅲ-L3-5.0","0.5×20RWLB",null,null,"HCS07790","浙江仁翔医疗器械有限公司","浙江仁翔医疗器械有限公司"]
["003999979495268","00399997","C14230120200001170340001417","国械注准20243141185","一次性使用精密过滤输液器 带针","JA-Ⅲ-L3-3.0","0.45×15RWLB",null,null,"HCS07790","浙江仁翔医疗器械有限公司","浙江仁翔医疗器械有限公司"]
["003597839607275","00359783","C16010110200003170340000096","国械注准20233141657","一次性使用无菌注射器 带针","1ml(0.5mm)","中头直口式 XZ(斜面针)",null,null,"HCS07790","浙江仁翔医疗器械有限公司","浙江仁翔医疗器械有限公司"]
["003597839607279","00359783","C16010110200003170340000109","国械注准20233141657","一次性使用无菌注射器 带针","5ml(0.5mm)","中头直口式 XZ(斜面针)",null,null,"HCS07790","浙江仁翔医疗器械有限公司","浙江仁翔医疗器械有限公司"]
["003597839607281","00359783","C16010110200003170340000074","国械注准20233141657","一次性使用无菌注射器 带针","30ml(0.9mm)","偏头直口式 XZ(斜面针)",null,null,"HCS07790","浙江仁翔医疗器械有限公司","浙江仁翔医疗器械有限公司"]
["003597839607283","00359783","C16010110200003170340000073","国械注准20233141657","一次性使用无菌注射器 带针","50ml(0.7mm)","偏头直口式 XZ(斜面针)",null,null,"HCS07790","浙江仁翔医疗器械有限公司","浙江仁翔医疗器械有限公司"]
["003597839607286","00359783","C16010110200003170340000079","国械注准20233141657","一次性使用无菌注射器 带针","2ml(0.55mm)","中头直口式 XZ(斜面针)",null,null,"HCS07790","浙江仁翔医疗器械有限公司","浙江仁翔医疗器械有限公司"]
["003597839607291","00359783","C16010110200003170340000101","国械注准20233141657","一次性使用无菌注射器 带针","10ml(1.2mm)","中头直口式 XZ(斜面针)",null,null,"HCS07790","浙江仁翔医疗器械有限公司","浙江仁翔医疗器械有限公司"]
["003597839607293","00359783","C16010110200003170340000082","国械注准20233141657","一次性使用无菌注射器 带针","20ml(1.2mm)","偏头直口式 XZ(斜面针)",null,null,"HCS07790","浙江仁翔医疗器械有限公司","浙江仁翔医疗器械有限公司"]
["003597839607294","00359783","C16010110200003170340000089","国械注准20233141657","一次性使用无菌注射器 带针","2ml(0.7mm)","中头直口式 XZ(斜面针)",null,null,"HCS07790","浙江仁翔医疗器械有限公司","浙江仁翔医疗器械有限公司"]
["003597839607295","00359783","C16010110200003170340000098","国械注准20233141657","一次性使用无菌注射器 带针","20ml(0.7mm)","偏头直口式 XZ(斜面针)",null,null,"HCS07790","浙江仁翔医疗器械有限公司","浙江仁翔医疗器械有限公司"]
["003597839607298","00359783","C16010110200003170340000086","国械注准20233141657","一次性使用无菌注射器 带针","50ml(0.9mm)","偏头直口式 XZ(斜面针)",null,null,"HCS07790","浙江仁翔医疗器械有限公司","浙江仁翔医疗器械有限公司"]
["003597839607302","00359783","C16010110200003170340000111","国械注准20233141657","一次性使用无菌注射器 带针","10ml(0.9mm)","中头直口式 XZ(斜面针)",null,null,"HCS07790","浙江仁翔医疗器械有限公司","浙江仁翔医疗器械有限公司"]
["003597839607303","00359783","C16010110200003170340000087","国械注准20233141657","一次性使用无菌注射器 带针","2.5ml(0.6mm)","中头直口式 XZ(斜面针)",null,null,"HCS07790","浙江仁翔医疗器械有限公司","浙江仁翔医疗器械有限公司"]
["003597839607306","00359783","C16010110200003170340000093","国械注准20233141657","一次性使用无菌注射器 带针","50ml(0.8mm)","偏头直口式 XZ(斜面针)",null,null,"HCS07790","浙江仁翔医疗器械有限公司","浙江仁翔医疗器械有限公司"]
["003597839607308","00359783","C16010110200003170340000110","国械注准20233141657","一次性使用无菌注射器 带针","2.5ml(0.7mm)","中头直口式 XZ(斜面针)",null,null,"HCS07790","浙江仁翔医疗器械有限公司","浙江仁翔医疗器械有限公司"]
["003597839607309","00359783","C16010110200003170340000097","国械注准20233141657","一次性使用无菌注射器 带针","20ml(0.9mm)","偏头直口式 XZ(斜面针)",null,null,"HCS07790","浙江仁翔医疗器械有限公司","浙江仁翔医疗器械有限公司"]
["003597839607312","00359783","C16010110200003170340000077","国械注准20233141657","一次性使用无菌注射器 带针","50ml(1.2mm)","偏头直口式 XZ(斜面针)",null,null,"HCS07790","浙江仁翔医疗器械有限公司","浙江仁翔医疗器械有限公司"]
["003597839607315","00359783","C16010110200003170340000104","国械注准20233141657","一次性使用无菌注射器 带针","10ml(0.8mm)","中头直口式 XZ(斜面针)",null,null,"HCS07790","浙江仁翔医疗器械有限公司","浙江仁翔医疗器械有限公司"]
["003597839607319","00359783","C16010110200003170340000122","国械注准20233141657","一次性使用无菌注射器 带针","30ml(0.7mm)","偏头直口式 XZ(斜面针)",null,null,"HCS07790","浙江仁翔医疗器械有限公司","浙江仁翔医疗器械有限公司"]
["003597839607321","00359783","C16010110200003170340000121","国械注准20233141657","一次性使用无菌注射器 带针","20ml(0.8mm)","偏头直口式 XZ(斜面针)",null,null,"HCS07790","浙江仁翔医疗器械有限公司","浙江仁翔医疗器械有限公司"]
["003597839607326","00359783","C16010110200003170340000113","国械注准20233141657","一次性使用无菌注射器 带针","2.5ml(0.55mm)","中头直口式 XZ(斜面针)",null,null,"HCS07790","浙江仁翔医疗器械有限公司","浙江仁翔医疗器械有限公司"]
["003597839607330","00359783","C16010110200003170340000078","国械注准20233141657","一次性使用无菌注射器 带针","5ml(0.6mm)","中头直口式 XZ(斜面针)",null,null,"HCS07790","浙江仁翔医疗器械有限公司","浙江仁翔医疗器械有限公司"]
["003597839607343","00359783","C16010110200003170340000119","国械注准20233141657","一次性使用无菌注射器 带针","5ml(0.7mm)","中头直口式 XZ(斜面针)",null,null,"HCS07790","浙江仁翔医疗器械有限公司","浙江仁翔医疗器械有限公司"]
["003597839607355","00359783","C16010110200003170340000115","国械注准20233141657","一次性使用无菌注射器 带针","30ml(1.2mm)","偏头直口式 XZ(斜面针)",null,null,"HCS07790","浙江仁翔医疗器械有限公司","浙江仁翔医疗器械有限公司"]
["003999979495177","00399997","C14230120200001170340001235","国械注准20243141185","一次性使用精密过滤输液器 带针","JA-Ⅱ-L4-2.0","0.8×25TWLB",null,null,"HCS07790","浙江仁翔医疗器械有限公司","浙江仁翔医疗器械有限公司"]
["003999979495195","00399997","C14230120200001170340001207","国械注准20243141185","一次性使用精密过滤输液器 带针","JA-Ⅲ-L3-5.0","0.7×25TWLB",null,null,"HCS07790","浙江仁翔医疗器械有限公司","浙江仁翔医疗器械有限公司"]
["003999979495228","00399997","C14230120200001170340001243","国械注准20243141185","一次性使用精密过滤输液器 带针","JA-Ⅱ-L4-3.0","0.7×25TWLB",null,null,"HCS07790","浙江仁翔医疗器械有限公司","浙江仁翔医疗器械有限公司"]
["003999979495245","00399997","C14230120200001170340000975","国械注准20243141185","一次性使用精密过滤输液器 带针","JA-Ⅱ-L4-2.0","0.45×15RWLB",null,null,"HCS07790","浙江仁翔医疗器械有限公司","浙江仁翔医疗器械有限公司"]
["003999979495250","00399997","C14230120200001170340000900","国械注准20243141185","一次性使用精密过滤输液器 带针","JA-Ⅲ-L3-5.0","0.6×25TWLB",null,null,"HCS07790","浙江仁翔医疗器械有限公司","浙江仁翔医疗器械有限公司"]
["003999979499399","00399997","C14230120200001170340000988","国械注准20243141185","一次性使用精密过滤输液器 带针","JA-Ⅲ-L3-3.0","0.55×20TWLB",null,null,"HCS07790","浙江仁翔医疗器械有限公司","浙江仁翔医疗器械有限公司"]
["003999979499413","00399997","C14230120200001170340001315","国械注准20243141185","一次性使用精密过滤输液器 带针","JA-Ⅱ-L4-2.0","0.7×25TWLB",null,null,"HCS07790","浙江仁翔医疗器械有限公司","浙江仁翔医疗器械有限公司"]
["003999979499420","00399997","C14230120200001170340001152","国械注准20243141185","一次性使用精密过滤输液器 带针","JA-Ⅲ-L3-5.0","0.55×20TWLB",null,null,"HCS07790","浙江仁翔医疗器械有限公司","浙江仁翔医疗器械有限公司"]
["003999979499423","00399997","C14230120200001170340001005","国械注准20243141185","一次性使用精密过滤输液器 带针","JA-Ⅱ-L4-3.0","0.5×20RWLB",null,null,"HCS07790","浙江仁翔医疗器械有限公司","浙江仁翔医疗器械有限公司"]
["003999979499435","00399997","C14230120200001170340001323","国械注准20243141185","一次性使用精密过滤输液器 带针","JA-Ⅱ-L4-2.0","0.5×20RWLB",null,null,"HCS07790","浙江仁翔医疗器械有限公司","浙江仁翔医疗器械有限公司"]
["003999979499439","00399997","C14230120200001170340001376","国械注准20243141185","一次性使用精密过滤输液器 带针","JA-Ⅲ-L3-2.0","0.45×15RWLB",null,null,"HCS07790","浙江仁翔医疗器械有限公司","浙江仁翔医疗器械有限公司"]
["003999979494972","00399997","C14230120200001170340001039","国械注准20243141185","一次性使用精密过滤输液器 带针","JA-Ⅲ-L3-2.0","0.5×20RWLB",null,null,"HCS07790","浙江仁翔医疗器械有限公司","浙江仁翔医疗器械有限公司"]
["003999979495031","00399997","C14230120200001170340001282","国械注准20243141185","一次性使用精密过滤输液器 带针","JA-Ⅱ-L4-3.0","0.55×20TWLB",null,null,"HCS07790","浙江仁翔医疗器械有限公司","浙江仁翔医疗器械有限公司"]
["003999979495041","00399997","C14230120200001170340001445","国械注准20243141185","一次性使用精密过滤输液器 带针","JA-Ⅲ-L3-5.0","0.8×25TWLB",null,null,"HCS07790","浙江仁翔医疗器械有限公司","浙江仁翔医疗器械有限公司"]
["003999979495064","00399997","C14230120200001170340000917","国械注准20243141185","一次性使用精密过滤输液器 带针","JA-Ⅲ-L3-2.0","0.7×25TWLB",null,null,"HCS07790","浙江仁翔医疗器械有限公司","浙江仁翔医疗器械有限公司"]
["003999979499514","00399997","C14230120200001170340000813","国械注准20243141185","一次性使用精密过滤输液器 带针","JA-Ⅲ-L3-2.0","0.8×25TWLB",null,null,"HCS07790","浙江仁翔医疗器械有限公司","浙江仁翔医疗器械有限公司"]
["003597839607366","00359783","C16010110200003170340000114","国械注准20233141657","一次性使用无菌注射器 带针","30ml(0.8mm)","偏头直口式 XZ(斜面针)",null,null,"HCS07790","浙江仁翔医疗器械有限公司","浙江仁翔医疗器械有限公司"]
["003597839607369","00359783","C16010110200003170340000116","国械注准20233141657","一次性使用无菌注射器 带针","2ml(0.6mm)","中头直口式 XZ(斜面针)",null,null,"HCS07790","浙江仁翔医疗器械有限公司","浙江仁翔医疗器械有限公司"]
["003999979499223","00399997","C14230120200001170340001151","国械注准20243141185","一次性使用精密过滤输液器 带针","JA-Ⅲ-L3-3.0","0.7×25TWLB",null,null,"HCS07790","浙江仁翔医疗器械有限公司","浙江仁翔医疗器械有限公司"]
["003999979499224","00399997","C14230120200001170340001452","国械注准20243141185","一次性使用精密过滤输液器 带针","JA-Ⅲ-L3-3.0","0.8×25TWLB",null,null,"HCS07790","浙江仁翔医疗器械有限公司","浙江仁翔医疗器械有限公司"]
["003999979499231","00399997","C14230120200001170340001236","国械注准20243141185","一次性使用精密过滤输液器 带针","JA-Ⅱ-L4-3.0","0.6×25TWLB",null,null,"HCS07790","浙江仁翔医疗器械有限公司","浙江仁翔医疗器械有限公司"]
["003999979499236","00399997","C14230120200001170340001084","国械注准20243141185","一次性使用精密过滤输液器 带针","JA-Ⅲ-L3-2.0","0.55×20TWLB",null,null,"HCS07790","浙江仁翔医疗器械有限公司","浙江仁翔医疗器械有限公司"]
["003999979499244","00399997","C14230120200001170340000928","国械注准20243141185","一次性使用精密过滤输液器 带针","JA-Ⅱ-L1-3.0","0.7×25TWLB",null,null,"HCS07790","浙江仁翔医疗器械有限公司","浙江仁翔医疗器械有限公司"]
["003999979499249","00399997","C14230120200001170340001475","国械注准20243141185","一次性使用精密过滤输液器 带针","JA-Ⅱ-L4-2.0","0.55×20TWLB",null,null,"HCS07790","浙江仁翔医疗器械有限公司","浙江仁翔医疗器械有限公司"]
["003999979499266","00399997","C14230120200001170340001037","国械注准20243141185","一次性使用精密过滤输液器 带针","JA-Ⅱ-L4-5.0","0.45×15RWLB",null,null,"HCS07790","浙江仁翔医疗器械有限公司","浙江仁翔医疗器械有限公司"]
["003999979499273","00399997","C14230120200001170340000873","国械注准20243141185","一次性使用精密过滤输液器 带针","JA-Ⅱ-L4-2.0","0.6×25TWLB",null,null,"HCS07790","浙江仁翔医疗器械有限公司","浙江仁翔医疗器械有限公司"]
["003999979499280","00399997","C14230120200001170340000694","国械注准20243141185","一次性使用精密过滤输液器 带针","JA-Ⅲ-L3-2.0","0.6×25TWLB",null,null,"HCS07790","浙江仁翔医疗器械有限公司","浙江仁翔医疗器械有限公司"]
["003999979499297","00399997","C14230120200001170340000729","国械注准20243141185","一次性使用精密过滤输液器 带针","JA-Ⅱ-L4-3.0","0.45×15RWLB",null,null,"HCS07790","浙江仁翔医疗器械有限公司","浙江仁翔医疗器械有限公司"]
["003999979499319","00399997","C14230120200001170340000996","国械注准20243141185","一次性使用精密过滤输液器 带针","JA-Ⅲ-L3-5.0","0.45×15RWLB",null,null,"HCS07790","浙江仁翔医疗器械有限公司","浙江仁翔医疗器械有限公司"]
["003999979499333","00399997","C14230120200001170340001440","国械注准20243141185","一次性使用精密过滤输液器 带针","JA-Ⅱ-L4-3.0","0.8×25TWLB",null,null,"HCS07790","浙江仁翔医疗器械有限公司","浙江仁翔医疗器械有限公司"]
["003999979499360","00399997","C14230120200001170340001242","国械注准20243141185","一次性使用精密过滤输液器 带针","JA-Ⅲ-L3-3.0","0.5×20RWLB",null,null,"HCS07790","浙江仁翔医疗器械有限公司","浙江仁翔医疗器械有限公司"]
["003999979819659","00399997","C14230120200001170340001508","国械注准20243141185","一次性使用精密过滤输液器 带针","JA-Ⅱ-S1-5.0","0.5×20RWLB",null,null,"HCS07790","浙江仁翔医疗器械有限公司","浙江仁翔医疗器械有限公司"]
["003999979819622","00399997","C14230120200001170340001641","国械注准20243141185","一次性使用精密过滤输液器 带针","JA-Ⅱ-S1-5.0带贴","0.45×15RWSB",null,null,"HCS07790","浙江仁翔医疗器械有限公司","浙江仁翔医疗器械有限公司"]
["003999979819638","00399997","C14230120200001170340001622","国械注准20243141185","一次性使用精密过滤输液器 带针","JA-Ⅱ-S1-5.0","0.9×28TWLB",null,null,"HCS07790","浙江仁翔医疗器械有限公司","浙江仁翔医疗器械有限公司"]
["003999979819660","00399997","C14230120200001170340001633","国械注准20243141185","一次性使用精密过滤输液器 带针","JA-Ⅱ-S1-5.0","0.45×15RWSB",null,null,"HCS07790","浙江仁翔医疗器械有限公司","浙江仁翔医疗器械有限公司"]
["003999979819517","00399997","C14230120200001170340001635","国械注准20243141185","一次性使用精密过滤输液器 带针","JA-Ⅲ-L2-5.0带贴","0.45×15RWSB",null,null,"HCS07790","浙江仁翔医疗器械有限公司","浙江仁翔医疗器械有限公司"]
["003999979819533","00399997","C14230120200001170340001665","国械注准20243141185","一次性使用精密过滤输液器 带针","JA-Ⅲ-L2-5.0","0.9×28TWLB",null,null,"HCS07790","浙江仁翔医疗器械有限公司","浙江仁翔医疗器械有限公司"]
["003999979819539","00399997","C14230120200001170340001657","国械注准20243141185","一次性使用精密过滤输液器 带针","JA-Ⅲ-L1-5.0带贴","1.2×28TWLB",null,null,"HCS07790","浙江仁翔医疗器械有限公司","浙江仁翔医疗器械有限公司"]
["003999979819551","00399997","C14230120200001170340001667","国械注准20243141185","一次性使用精密过滤输液器 带针","JA-Ⅲ-L1-5.0带贴","0.9×28TWLB",null,null,"HCS07790","浙江仁翔医疗器械有限公司","浙江仁翔医疗器械有限公司"]
["003999979819552","00399997","C14230120200001170340001623","国械注准20243141185","一次性使用精密过滤输液器 带针","JA-Ⅲ-L1-5.0带贴","0.8×28TWLB",null,null,"HCS07790","浙江仁翔医疗器械有限公司","浙江仁翔医疗器械有限公司"]
["003999979819513","00399997","C14230120200001170340001642","国械注准20243141185","一次性使用精密过滤输液器 带针","JA-Ⅲ-L2-5.0带贴","0.8×28TWLB",null,null,"HCS07790","浙江仁翔医疗器械有限公司","浙江仁翔医疗器械有限公司"]
["003999979819571","00399997","C14230120200001170340001654","国械注准20243141185","一次性使用精密过滤输液器 带针","JA-Ⅲ-L1-5.0","0.9×28TWLB",null,null,"HCS07790","浙江仁翔医疗器械有限公司","浙江仁翔医疗器械有限公司"]
["003999979819588","00399997","C14230120200001170340001637","国械注准20243141185","一次性使用精密过滤输液器 带针","JA-Ⅲ-L1-5.0","0.45×15RWSB",null,null,"HCS07790","浙江仁翔医疗器械有限公司","浙江仁翔医疗器械有限公司"]
["003999979819598","00399997","C14230120200001170340001658","国械注准20243141185","一次性使用精密过滤输液器 带针","JA-Ⅱ-S1-5.0带贴","1.2×28TWLB",null,null,"HCS07790","浙江仁翔医疗器械有限公司","浙江仁翔医疗器械有限公司"]
["003999979819621","00399997","C14230120200001170340001523","国械注准20243141185","一次性使用精密过滤输液器 带针","JA-Ⅱ-S1-5.0带贴","0.5×20RWLB",null,null,"HCS07790","浙江仁翔医疗器械有限公司","浙江仁翔医疗器械有限公司"]
["003999979819637","00399997","C14230120200001170340001674","国械注准20243141185","一次性使用精密过滤输液器 带针","JA-Ⅱ-S1-5.0","1.2×28TWLB",null,null,"HCS07790","浙江仁翔医疗器械有限公司","浙江仁翔医疗器械有限公司"]
["003999979819656","00399997","C14230120200001170340001547","国械注准20243141185","一次性使用精密过滤输液器 带针","JA-Ⅱ-S1-5.0","0.7×25TWLB",null,null,"HCS07790","浙江仁翔医疗器械有限公司","浙江仁翔医疗器械有限公司"]
["003999979819657","00399997","C14230120200001170340001526","国械注准20243141185","一次性使用精密过滤输液器 带针","JA-Ⅱ-S1-5.0","0.6×25TWLB",null,null,"HCS07790","浙江仁翔医疗器械有限公司","浙江仁翔医疗器械有限公司"]
["003999979819658","00399997","C14230120200001170340001536","国械注准20243141185","一次性使用精密过滤输液器 带针","JA-Ⅱ-S1-5.0","0.55×20TWLB",null,null,"HCS07790","浙江仁翔医疗器械有限公司","浙江仁翔医疗器械有限公司"]
["003999979819661","00399997","C14230120200001170340001545","国械注准20243141185","一次性使用精密过滤输液器 带针","JA-Ⅱ-S1-5.0","0.45×15RWLB",null,null,"HCS07790","浙江仁翔医疗器械有限公司","浙江仁翔医疗器械有限公司"]
["003999979508960","00399997","C14230120200001170340000957","国械注准20243141185","一次性使用精密过滤输液器 带针","JA-Ⅱ-L4-5.0 带贴","0.7×25TWLB",null,null,"HCS07790","浙江仁翔医疗器械有限公司","浙江仁翔医疗器械有限公司"]
["003999979508967","00399997","C14230120200001170340000787","国械注准20243141185","一次性使用精密过滤输液器 带针","JA-Ⅱ-L4-2.0 带贴","0.5×20RWLB",null,null,"HCS07790","浙江仁翔医疗器械有限公司","浙江仁翔医疗器械有限公司"]
["003999979508968","00399997","C14230120200001170340000984","国械注准20243141185","一次性使用精密过滤输液器 带针","JA-Ⅱ-L4-2.0 带贴","0.8×25TWLB",null,null,"HCS07790","浙江仁翔医疗器械有限公司","浙江仁翔医疗器械有限公司"]
["003999979508744","00399997","C14230120200001170340001041","国械注准20243141185","一次性使用精密过滤输液器 带针","JA-Ⅰ-L1-5.0  带贴","0.4×15RWLB",null,null,"HCS07790","浙江仁翔医疗器械有限公司","浙江仁翔医疗器械有限公司"]
["003999979508771","00399997","C14230120200001170340001029","国械注准20243141185","一次性使用精密过滤输液器 带针","JA-Ⅱ-L4-5.0 带贴","0.6×25TWLB",null,null,"HCS07790","浙江仁翔医疗器械有限公司","浙江仁翔医疗器械有限公司"]
["003999979508778","00399997","C14230120200001170340001190","国械注准20243141185","一次性使用精密过滤输液器 带针","JA-Ⅲ-L3-3.0 带贴","0.8×25TWLB",null,null,"HCS07790","浙江仁翔医疗器械有限公司","浙江仁翔医疗器械有限公司"]
["003999979819801","00399997","C14230120200001170340001655","国械注准20243141185","一次性使用精密过滤输液器 带针","JA-Ⅰ-L1-5.0带贴","1.2×28TWLB",null,null,"HCS07790","浙江仁翔医疗器械有限公司","浙江仁翔医疗器械有限公司"]
["003999979819803","00399997","C14230120200001170340001651","国械注准20243141185","一次性使用精密过滤输液器 带针","JA-Ⅰ-L1-5.0带贴","0.8×28TWLB",null,null,"HCS07790","浙江仁翔医疗器械有限公司","浙江仁翔医疗器械有限公司"]
["003999979819818","00399997","C14230120200001170340001625","国械注准20243141185","一次性使用精密过滤输液器 带针","JA-Ⅰ-L1-5.0带贴","0.45×15RWSB",null,null,"HCS07790","浙江仁翔医疗器械有限公司","浙江仁翔医疗器械有限公司"]
["003999979508786","00399997","C14230120200001170340000867","国械注准20243141185","一次性使用精密过滤输液器 带针","JA-Ⅱ-L4-3.0 带贴","0.5×20RWLB",null,null,"HCS07790","浙江仁翔医疗器械有限公司","浙江仁翔医疗器械有限公司"]
["003999979508791","00399997","C14230120200001170340001228","国械注准20243141185","一次性使用精密过滤输液器 带针","JA-Ⅱ-L4-3.0 带贴","0.55×20TWLB",null,null,"HCS07790","浙江仁翔医疗器械有限公司","浙江仁翔医疗器械有限公司"]
["003999979508841","00399997","C14230120200001170340000948","国械注准20243141185","一次性使用精密过滤输液器 带针","JA-Ⅱ-L4-2.0 带贴","0.6×25TWLB",null,null,"HCS07790","浙江仁翔医疗器械有限公司","浙江仁翔医疗器械有限公司"]
["003999979508861","00399997","C14230120200001170340000680","国械注准20243141185","一次性使用精密过滤输液器 带针","JA-Ⅲ-L3-2.0 带贴","0.55×20TWLB",null,null,"HCS07790","浙江仁翔医疗器械有限公司","浙江仁翔医疗器械有限公司"]
["003999979508862","00399997","C14230120200001170340001071","国械注准20243141185","一次性使用精密过滤输液器 带针","JA-Ⅲ-L3-2.0 带贴","0.45×15RWLB",null,null,"HCS07790","浙江仁翔医疗器械有限公司","浙江仁翔医疗器械有限公司"]
["003999979508864","00399997","C14230120200001170340000968","国械注准20243141185","一次性使用精密过滤输液器 带针","JA-Ⅱ-L4-3.0 带贴","0.8×25TWLB",null,null,"HCS07790","浙江仁翔医疗器械有限公司","浙江仁翔医疗器械有限公司"]
["003645069822033","00364506","C01060102600004178920000019","苏械注准20232020805","一次性使用无菌导引针","CC-18G-E-03","CC-18G-E-03",null,null,"HCS08657","江苏淳朿医疗科技有限公司","江苏淳朿医疗科技有限公司"]
["003645069822034","00364506","C01060102600004178920000080","苏械注准20232020805","一次性使用无菌导引针","CC-18G-I-02","CC-18G-I-02",null,null,"HCS08657","江苏淳朿医疗科技有限公司","江苏淳朿医疗科技有限公司"]
["003645069822046","00364506","C01060102600004178920000069","苏械注准20232020805","一次性使用无菌导引针","CC-18G-I-03","CC-18G-I-03",null,null,"HCS08657","江苏淳朿医疗科技有限公司","江苏淳朿医疗科技有限公司"]
["003645069822047","00364506","C01060102600004178920000010","苏械注准20232020805","一次性使用无菌导引针","CC-18G-T-03","CC-18G-T-03",null,null,"HCS08657","江苏淳朿医疗科技有限公司","江苏淳朿医疗科技有限公司"]
["003645069822027","00364506","C01060102600004178920000070","苏械注准20232020805","一次性使用无菌导引针","CC-20G-I-02","CC-20G-I-02",null,null,"HCS08657","江苏淳朿医疗科技有限公司","江苏淳朿医疗科技有限公司"]
["003645069822028","00364506","C01060102600004178920000089","苏械注准20232020805","一次性使用无菌导引针","CC-20G-I-01","CC-20G-I-01",null,null,"HCS08657","江苏淳朿医疗科技有限公司","江苏淳朿医疗科技有限公司"]
["003645069822029","00364506","C01060102600004178920000061","苏械注准20232020805","一次性使用无菌导引针","CC-20G-T-01","CC-20G-T-01",null,null,"HCS08657","江苏淳朿医疗科技有限公司","江苏淳朿医疗科技有限公司"]
["003645069822030","00364506","C01060102600004178920000007","苏械注准20232020805","一次性使用无菌导引针","CC-20G-E-03","CC-20G-E-03",null,null,"HCS08657","江苏淳朿医疗科技有限公司","江苏淳朿医疗科技有限公司"]
["003645069822031","00364506","C01060102600004178920000088","苏械注准20232020805","一次性使用无菌导引针","CC-20G-E-01","CC-20G-E-01",null,null,"HCS08657","江苏淳朿医疗科技有限公司","江苏淳朿医疗科技有限公司"]
["003645069822032","00364506","C01060102600004178920000041","苏械注准20232020805","一次性使用无菌导引针","CC-20G-T-03","CC-20G-T-03",null,null,"HCS08657","江苏淳朿医疗科技有限公司","江苏淳朿医疗科技有限公司"]
["003665389782216","00366538",null,"国械注准20243400893","十项呼吸道病原体检测试剂盒（荧光PCR法）","24人份/盒(8联管单人份）","24人份/盒(8联管单人份）",null,null,"HCS08651","爱科睿特生物医疗科技（南京）有限公司","爱科睿特生物医疗科技（南京）有限公司"]
["003928929387117","00392892","C07060114401003015420000083","陕械注准20162170075","定制式固定义齿","北京瑞麟金业技术开发有限责任公司","--",null,null,"HCS09280","西安泽康义齿有限公司","西安泽康义齿有限公司"]
["003928929387118","00392892","C07060114401003015420000148","陕械注准20162170075","定制式固定义齿","浙江求实医疗科技有限公司","--",null,null,"HCS09280","西安泽康义齿有限公司","西安泽康义齿有限公司"]
["003928929387119","00392892","C07060114401003015420000071","陕械注准20162170075","定制式固定义齿","北京爱立达医疗器械有限公司","--",null,null,"HCS09280","西安泽康义齿有限公司","西安泽康义齿有限公司"]
["003928929387120","00392892","C07060114401003015420000105","陕械注准20162170075","定制式固定义齿","哈尔滨千禄达医疗器械有限公司","--",null,null,"HCS09280","西安泽康义齿有限公司","西安泽康义齿有限公司"]
["003928929387121","00392892","C07060114401003015420000135","陕械注准20162170075","定制式固定义齿","中航迈特增材科技（北京）有限公司","--",null,null,"HCS09280","西安泽康义齿有限公司","西安泽康义齿有限公司"]
["003928929384270","00392892","C07060114401003015420000117","陕械注准20162170075","定制式固定义齿","西安欧中材料科技有限公司","--",null,null,"HCS09280","西安泽康义齿有限公司","西安泽康义齿有限公司"]
["003929079387030","00392907","C07060114405003015420000018","陕械注准20162170075","定制式固定义齿","韩国谛美克思有限公司","--",null,null,"HCS09280","西安泽康义齿有限公司","西安泽康义齿有限公司"]
["003929079387031","00392907","C07060114405003015420000005","陕械注准20162170075","定制式固定义齿","成都贝施美生物科技有限公司","--",null,null,"HCS09280","西安泽康义齿有限公司","西安泽康义齿有限公司"]
["003929079387033","00392907","C07060114405003015420000147","陕械注准20162170075","定制式固定义齿","辽宁瑞驰材料科技有限公司","--",null,null,"HCS09280","西安泽康义齿有限公司","西安泽康义齿有限公司"]
["003929079387039","00392907","C07060114405003015420000113","陕械注准20162170075","定制式固定义齿","郑州艾特功能合金材料开发有限公司","--",null,null,"HCS09280","西安泽康义齿有限公司","西安泽康义齿有限公司"]
["003929079387046","00392907","C07060114405003015420000121","陕械注准20162170075","定制式固定义齿","郑州森泰医疗器械有限公司","--",null,null,"HCS09280","西安泽康义齿有限公司","西安泽康义齿有限公司"]
["003929079387054","00392907","C07060114405003015420000074","陕械注准20162170075","定制式固定义齿","沈阳爱特陶瓷科技有限公司","--",null,null,"HCS09280","西安泽康义齿有限公司","西安泽康义齿有限公司"]
["003929079387057","00392907","C07060114405003015420000024","陕械注准20162170075","定制式固定义齿","秦皇岛泽克尼陶瓷科技有限公司","--",null,null,"HCS09280","西安泽康义齿有限公司","西安泽康义齿有限公司"]
["003892709304618","00389270","C14171503500000229430000190","鲁械注准20242140692","无菌体外引流导管装置","Fr14","III型选配400ml引流球",null,null,"HCS08828","拜赛维（济南）生物科技","拜赛维（济南）生物科技"]
["003892709304620","00389270","C14171503500000229430000503","鲁械注准20242140692","无菌体外引流导管装置","Fr34","IV型选配2000ml引流袋",null,null,"HCS08828","拜赛维（济南）生物科技","拜赛维（济南）生物科技"]
["003892709304625","00389270","C14171503500000229430000121","鲁械注准20242140692","无菌体外引流导管装置","Fr26","II型选配200ml引流球",null,null,"HCS08828","拜赛维（济南）生物科技","拜赛维（济南）生物科技"]
["003892709304626","00389270","C14171503500000229430000086","鲁械注准20242140692","无菌体外引流导管装置","Fr16","II型选配200ml引流球",null,null,"HCS08828","拜赛维（济南）生物科技","拜赛维（济南）生物科技"]
["003892709304628","00389270","C14171503500000229430000422","鲁械注准20242140692","无菌体外引流导管装置","Fr30","II型选配2000ml引流袋",null,null,"HCS08828","拜赛维（济南）生物科技","拜赛维（济南）生物科技"]
["003892709304629","00389270","C14171503500000229430000115","鲁械注准20242140692","无菌体外引流导管装置","Fr12","II型选配200ml引流球",null,null,"HCS08828","拜赛维（济南）生物科技","拜赛维（济南）生物科技"]
["003892709304630","00389270","C14171503500000229430000240","鲁械注准20242140692","无菌体外引流导管装置","Fr22","III型选配400ml引流球",null,null,"HCS08828","拜赛维（济南）生物科技","拜赛维（济南）生物科技"]
["003892709304631","00389270","C14171503500000229430000029","鲁械注准20242140692","无菌体外引流导管装置","Fr36","III型选配100ml引流球",null,null,"HCS08828","拜赛维（济南）生物科技","拜赛维（济南）生物科技"]
["003892709304632","00389270","C14171503500000229430000117","鲁械注准20242140692","无菌体外引流导管装置","Fr16","IV型选配200ml引流球",null,null,"HCS08828","拜赛维（济南）生物科技","拜赛维（济南）生物科技"]
["003892709304633","00389270","C14171503500000229430000152","鲁械注准20242140692","无菌体外引流导管装置","Fr30","II型选配200ml引流球",null,null,"HCS08828","拜赛维（济南）生物科技","拜赛维（济南）生物科技"]
["003892709304640","00389270","C14171503500000229430000012","鲁械注准20242140692","无菌体外引流导管装置","Fr24","III型选配100ml引流球",null,null,"HCS08828","拜赛维（济南）生物科技","拜赛维（济南）生物科技"]
["003892709304643","00389270","C14171503500000229430000068","鲁械注准20242140692","无菌体外引流导管装置","Fr12","II型选配100ml引流球",null,null,"HCS08828","拜赛维（济南）生物科技","拜赛维（济南）生物科技"]
["003892709304645","00389270","C14171503500000229430000366","鲁械注准20242140692","无菌体外引流导管装置","Fr16","III型选配1000ml引流袋",null,null,"HCS08828","拜赛维（济南）生物科技","拜赛维（济南）生物科技"]
["003892709304648","00389270","C14171503500000229430000554","鲁械注准20242140692","无菌体外引流导管装置","Fr26","III型",null,null,"HCS08828","拜赛维（济南）生物科技","拜赛维（济南）生物科技"]
["003892709304656","00389270","C14171503500000229430000334","鲁械注准20242140692","无菌体外引流导管装置","Fr28","II型选配700ml引流袋",null,null,"HCS08828","拜赛维（济南）生物科技","拜赛维（济南）生物科技"]
["003892709304659","00389270","C14171503500000229430000360","鲁械注准20242140692","无菌体外引流导管装置","Fr18","II型选配1000ml引流袋",null,null,"HCS08828","拜赛维（济南）生物科技","拜赛维（济南）生物科技"]
["003892709304661","00389270","C14171503500000229430000130","鲁械注准20242140692","无菌体外引流导管装置","Fr32","II型选配200ml引流球",null,null,"HCS08828","拜赛维（济南）生物科技","拜赛维（济南）生物科技"]
["003892709304442","00389270","C14171503500000229430000142","鲁械注准20242140692","无菌体外引流导管装置","Fr18","II型选配200ml引流球",null,null,"HCS08828","拜赛维（济南）生物科技","拜赛维（济南）生物科技"]
["003892709304444","00389270","C14171503500000229430000187","鲁械注准20242140692","无菌体外引流导管装置","Fr16","III型选配400ml引流球",null,null,"HCS08828","拜赛维（济南）生物科技","拜赛维（济南）生物科技"]
["003892709304446","00389270","C14171503500000229430000456","鲁械注准20242140692","无菌体外引流导管装置","Fr36","III型选配2000ml引流袋",null,null,"HCS08828","拜赛维（济南）生物科技","拜赛维（济南）生物科技"]
["003892709304447","00389270","C14171503500000229430000440","鲁械注准20242140692","无菌体外引流导管装置","Fr36","II型选配2000ml引流袋",null,null,"HCS08828","拜赛维（济南）生物科技","拜赛维（济南）生物科技"]
["003892709304450","00389270","C14171503500000229430000099","鲁械注准20242140692","无菌体外引流导管装置","Fr10","II型选配200ml引流球",null,null,"HCS08828","拜赛维（济南）生物科技","拜赛维（济南）生物科技"]
["003892709304454","00389270","C14171503500000229430000015","鲁械注准20242140692","无菌体外引流导管装置","Fr12","III型选配100ml引流球",null,null,"HCS08828","拜赛维（济南）生物科技","拜赛维（济南）生物科技"]
["003892709304463","00389270","C14171503500000229430000543","鲁械注准20242140692","无菌体外引流导管装置","Fr14","II型",null,null,"HCS08828","拜赛维（济南）生物科技","拜赛维（济南）生物科技"]
["003892709304464","00389270","C14171503500000229430000385","鲁械注准20242140692","无菌体外引流导管装置","Fr12","II型选配1000ml引流袋",null,null,"HCS08828","拜赛维（济南）生物科技","拜赛维（济南）生物科技"]
["003892709304472","00389270","C14171503500000229430000513","鲁械注准20242140692","无菌体外引流导管装置","Fr12","II型",null,null,"HCS08828","拜赛维（济南）生物科技","拜赛维（济南）生物科技"]
["003892709304473","00389270","C14171503500000229430000553","鲁械注准20242140692","无菌体外引流导管装置","Fr22","II型",null,null,"HCS08828","拜赛维（济南）生物科技","拜赛维（济南）生物科技"]
["003892709304474","00389270","C14171503500000229430000057","鲁械注准20242140692","无菌体外引流导管装置","Fr26","III型选配100ml引流球",null,null,"HCS08828","拜赛维（济南）生物科技","拜赛维（济南）生物科技"]
["003892709304475","00389270","C14171503500000229430000310","鲁械注准20242140692","无菌体外引流导管装置","Fr12","III型选配700ml引流袋",null,null,"HCS08828","拜赛维（济南）生物科技","拜赛维（济南）生物科技"]
["003892709304476","00389270","C14171503500000229430000257","鲁械注准20242140692","无菌体外引流导管装置","Fr14","II型选配700ml引流袋",null,null,"HCS08828","拜赛维（济南）生物科技","拜赛维（济南）生物科技"]
["003892709304477","00389270","C14171503500000229430000460","鲁械注准20242140692","无菌体外引流导管装置","Fr16","III型选配2000ml引流袋",null,null,"HCS08828","拜赛维（济南）生物科技","拜赛维（济南）生物科技"]
["003892709304479","00389270","C14171503500000229430000042","鲁械注准20242140692","无菌体外引流导管装置","Fr10","II型选配100ml引流球",null,null,"HCS08828","拜赛维（济南）生物科技","拜赛维（济南）生物科技"]
["003892709304480","00389270","C14171503500000229430000107","鲁械注准20242140692","无菌体外引流导管装置","Fr14","II型选配200ml引流球",null,null,"HCS08828","拜赛维（济南）生物科技","拜赛维（济南）生物科技"]
["003892709304481","00389270","C14171503500000229430000228","鲁械注准20242140692","无菌体外引流导管装置","Fr28","II型选配400ml引流球",null,null,"HCS08828","拜赛维（济南）生物科技","拜赛维（济南）生物科技"]
["003892709304483","00389270","C14171503500000229430000137","鲁械注准20242140692","无菌体外引流导管装置","Fr14","III型选配200ml引流球",null,null,"HCS08828","拜赛维（济南）生物科技","拜赛维（济南）生物科技"]
["003892709304485","00389270","C14171503500000229430000580","鲁械注准20242140692","无菌体外引流导管装置","Fr28","III型",null,null,"HCS08828","拜赛维（济南）生物科技","拜赛维（济南）生物科技"]
["003892709304486","00389270","C14171503500000229430000313","鲁械注准20242140692","无菌体外引流导管装置","Fr32","III型选配700ml引流袋",null,null,"HCS08828","拜赛维（济南）生物科技","拜赛维（济南）生物科技"]
["003892709304490","00389270","C14171503500000229430000428","鲁械注准20242140692","无菌体外引流导管装置","Fr12","II型选配2000ml引流袋",null,null,"HCS08828","拜赛维（济南）生物科技","拜赛维（济南）生物科技"]
["003892709304494","00389270","C14171503500000229430000498","鲁械注准20242140692","无菌体外引流导管装置","Fr34","III型选配2000ml引流袋",null,null,"HCS08828","拜赛维（济南）生物科技","拜赛维（济南）生物科技"]
["003892709304496","00389270","C14171503500000229430000475","鲁械注准20242140692","无菌体外引流导管装置","Fr24","II型选配2000ml引流袋",null,null,"HCS08828","拜赛维（济南）生物科技","拜赛维（济南）生物科技"]
["003892709304497","00389270","C14171503500000229430000402","鲁械注准20242140692","无菌体外引流导管装置","Fr32","III型选配1000ml引流袋",null,null,"HCS08828","拜赛维（济南）生物科技","拜赛维（济南）生物科技"]
["003892709304504","00389270","C14171503500000229430000169","鲁械注准20242140692","无菌体外引流导管装置","Fr18","III型选配400ml引流球",null,null,"HCS08828","拜赛维（济南）生物科技","拜赛维（济南）生物科技"]
["003892709304505","00389270","C14171503500000229430000146","鲁械注准20242140692","无菌体外引流导管装置","Fr10","III型选配200ml引流球",null,null,"HCS08828","拜赛维（济南）生物科技","拜赛维（济南）生物科技"]
["003892709304506","00389270","C14171503500000229430000525","鲁械注准20242140692","无菌体外引流导管装置","Fr10","III型",null,null,"HCS08828","拜赛维（济南）生物科技","拜赛维（济南）生物科技"]
["003892709304509","00389270","C14171503500000229430000085","鲁械注准20242140692","无菌体外引流导管装置","Fr36","III型选配200ml引流球",null,null,"HCS08828","拜赛维（济南）生物科技","拜赛维（济南）生物科技"]
["003892709304510","00389270","C14171503500000229430000414","鲁械注准20242140692","无菌体外引流导管装置","Fr22","II型选配1000ml引流袋",null,null,"HCS08828","拜赛维（济南）生物科技","拜赛维（济南）生物科技"]
["003892709304511","00389270","C14171503500000229430000305","鲁械注准20242140692","无菌体外引流导管装置","Fr30","III型选配700ml引流袋",null,null,"HCS08828","拜赛维（济南）生物科技","拜赛维（济南）生物科技"]
["003892709304513","00389270","C14171503500000229430000167","鲁械注准20242140692","无菌体外引流导管装置","Fr20","II型选配200ml引流球",null,null,"HCS08828","拜赛维（济南）生物科技","拜赛维（济南）生物科技"]
["003892709304518","00389270","C14171503500000229430000370","鲁械注准20242140692","无菌体外引流导管装置","Fr36","III型选配1000ml引流袋",null,null,"HCS08828","拜赛维（济南）生物科技","拜赛维（济南）生物科技"]
["003892709304526","00389270","C14171503500000229430000303","鲁械注准20242140692","无菌体外引流导管装置","Fr36","III型选配700ml引流袋",null,null,"HCS08828","拜赛维（济南）生物科技","拜赛维（济南）生物科技"]
["003892709304528","00389270","C14171503500000229430000515","鲁械注准20242140692","无菌体外引流导管装置","Fr32","II型",null,null,"HCS08828","拜赛维（济南）生物科技","拜赛维（济南）生物科技"]
["003892709304531","00389270","C14171503500000229430000432","鲁械注准20242140692","无菌体外引流导管装置","Fr32","III型选配2000ml引流袋",null,null,"HCS08828","拜赛维（济南）生物科技","拜赛维（济南）生物科技"]
["003892709304537","00389270","C14171503500000229430000518","鲁械注准20242140692","无菌体外引流导管装置","Fr34","III型",null,null,"HCS08828","拜赛维（济南）生物科技","拜赛维（济南）生物科技"]
["003892709304539","00389270","C14171503500000229430000583","鲁械注准20242140692","无菌体外引流导管装置","Fr30","III型",null,null,"HCS08828","拜赛维（济南）生物科技","拜赛维（济南）生物科技"]
["003892709304544","00389270","C14171503500000229430000410","鲁械注准20242140692","无菌体外引流导管装置","Fr34","II型选配1000ml引流袋",null,null,"HCS08828","拜赛维（济南）生物科技","拜赛维（济南）生物科技"]
["003892709304545","00389270","C14171503500000229430000527","鲁械注准20242140692","无菌体外引流导管装置","Fr26","II型",null,null,"HCS08828","拜赛维（济南）生物科技","拜赛维（济南）生物科技"]
["003892709304548","00389270","C14171503500000229430000062","鲁械注准20242140692","无菌体外引流导管装置","Fr34","II型选配100ml引流球",null,null,"HCS08828","拜赛维（济南）生物科技","拜赛维（济南）生物科技"]
["003892709304550","00389270","C14171503500000229430000372","鲁械注准20242140692","无菌体外引流导管装置","Fr24","III型选配1000ml引流袋",null,null,"HCS08828","拜赛维（济南）生物科技","拜赛维（济南）生物科技"]
["003892709304553","00389270","C14171503500000229430000540","鲁械注准20242140692","无菌体外引流导管装置","Fr24","II型",null,null,"HCS08828","拜赛维（济南）生物科技","拜赛维（济南）生物科技"]
["003892709304556","00389270","C14171503500000229430000464","鲁械注准20242140692","无菌体外引流导管装置","Fr10","II型选配2000ml引流袋",null,null,"HCS08828","拜赛维（济南）生物科技","拜赛维（济南）生物科技"]
["003892709304571","00389270","C14171503500000229430000296","鲁械注准20242140692","无菌体外引流导管装置","Fr26","II型选配700ml引流袋",null,null,"HCS08828","拜赛维（济南）生物科技","拜赛维（济南）生物科技"]
["003892709304815","00389270","C14171503500000229430000587","鲁械注准20242140692","无菌体外引流导管装置","Fr32","IV型",null,null,"HCS08828","拜赛维（济南）生物科技","拜赛维（济南）生物科技"]
["003892709304818","00389270","C14171503500000229430000521","鲁械注准20242140692","无菌体外引流导管装置","Fr28","II型",null,null,"HCS08828","拜赛维（济南）生物科技","拜赛维（济南）生物科技"]
["003892709304820","00389270","C14171503500000229430000067","鲁械注准20242140692","无菌体外引流导管装置","Fr24","IV型选配100ml引流球",null,null,"HCS08828","拜赛维（济南）生物科技","拜赛维（济南）生物科技"]
["003892709304822","00389270","C14171503500000229430000557","鲁械注准20242140692","无菌体外引流导管装置","Fr16","III型",null,null,"HCS08828","拜赛维（济南）生物科技","拜赛维（济南）生物科技"]
["003892709304825","00389270","C14171503500000229430000251","鲁械注准20242140692","无菌体外引流导管装置","Fr24","III型选配400ml引流球",null,null,"HCS08828","拜赛维（济南）生物科技","拜赛维（济南）生物科技"]
["003892709304826","00389270","C14171503500000229430000474","鲁械注准20242140692","无菌体外引流导管装置","Fr36","IV型选配2000ml引流袋",null,null,"HCS08828","拜赛维（济南）生物科技","拜赛维（济南）生物科技"]
["003892709304829","00389270","C14171503500000229430000154","鲁械注准20242140692","无菌体外引流导管装置","Fr16","III型选配200ml引流球",null,null,"HCS08828","拜赛维（济南）生物科技","拜赛维（济南）生物科技"]
["003892709304833","00389270","C14171503500000229430000447","鲁械注准20242140692","无菌体外引流导管装置","Fr18","IV型选配2000ml引流袋",null,null,"HCS08828","拜赛维（济南）生物科技","拜赛维（济南）生物科技"]
["003892709304837","00389270","C14171503500000229430000274","鲁械注准20242140692","无菌体外引流导管装置","Fr14","IV型选配700ml引流袋",null,null,"HCS08828","拜赛维（济南）生物科技","拜赛维（济南）生物科技"]
["003892709304839","00389270","C14171503500000229430000373","鲁械注准20242140692","无菌体外引流导管装置","Fr30","III型选配1000ml引流袋",null,null,"HCS08828","拜赛维（济南）生物科技","拜赛维（济南）生物科技"]
["003892709304840","00389270","C14171503500000229430000160","鲁械注准20242140692","无菌体外引流导管装置","Fr32","III型选配200ml引流球",null,null,"HCS08828","拜赛维（济南）生物科技","拜赛维（济南）生物科技"]
["003892709304841","00389270","C14171503500000229430000123","鲁械注准20242140692","无菌体外引流导管装置","Fr12","III型选配200ml引流球",null,null,"HCS08828","拜赛维（济南）生物科技","拜赛维（济南）生物科技"]
["003892709304842","00389270","C14171503500000229430000572","鲁械注准20242140692","无菌体外引流导管装置","Fr12","IV型",null,null,"HCS08828","拜赛维（济南）生物科技","拜赛维（济南）生物科技"]
["003892709304844","00389270","C14171503500000229430000073","鲁械注准20242140692","无菌体外引流导管装置","Fr28","II型选配100ml引流球",null,null,"HCS08828","拜赛维（济南）生物科技","拜赛维（济南）生物科技"]
["003892709304845","00389270","C14171503500000229430000211","鲁械注准20242140692","无菌体外引流导管装置","Fr12","IV型选配400ml引流球",null,null,"HCS08828","拜赛维（济南）生物科技","拜赛维（济南）生物科技"]
["003892709304846","00389270","C14171503500000229430000226","鲁械注准20242140692","无菌体外引流导管装置","Fr26","II型选配400ml引流球",null,null,"HCS08828","拜赛维（济南）生物科技","拜赛维（济南）生物科技"]
["003892709304849","00389270","C14171503500000229430000188","鲁械注准20242140692","无菌体外引流导管装置","Fr14","IV型选配400ml引流球",null,null,"HCS08828","拜赛维（济南）生物科技","拜赛维（济南）生物科技"]
["003892709304853","00389270","C14171503500000229430000233","鲁械注准20242140692","无菌体外引流导管装置","Fr26","III型选配400ml引流球",null,null,"HCS08828","拜赛维（济南）生物科技","拜赛维（济南）生物科技"]
["003892709304854","00389270","C14171503500000229430000336","鲁械注准20242140692","无菌体外引流导管装置","Fr18","IV型选配700ml引流袋",null,null,"HCS08828","拜赛维（济南）生物科技","拜赛维（济南）生物科技"]
["003892709304856","00389270","C14171503500000229430000170","鲁械注准20242140692","无菌体外引流导管装置","Fr30","IV型选配400ml引流球",null,null,"HCS08828","拜赛维（济南）生物科技","拜赛维（济南）生物科技"]
["003892709304857","00389270","C14171503500000229430000080","鲁械注准20242140692","无菌体外引流导管装置","Fr34","IV型选配100ml引流球",null,null,"HCS08828","拜赛维（济南）生物科技","拜赛维（济南）生物科技"]
["003892709304859","00389270","C14171503500000229430000133","鲁械注准20242140692","无菌体外引流导管装置","Fr30","III型选配200ml引流球",null,null,"HCS08828","拜赛维（济南）生物科技","拜赛维（济南）生物科技"]
["003892709304860","00389270","C14171503500000229430000153","鲁械注准20242140692","无菌体外引流导管装置","Fr22","III型选配200ml引流球",null,null,"HCS08828","拜赛维（济南）生物科技","拜赛维（济南）生物科技"]
["003892709304862","00389270","C14171503500000229430000381","鲁械注准20242140692","无菌体外引流导管装置","Fr16","II型选配1000ml引流袋",null,null,"HCS08828","拜赛维（济南）生物科技","拜赛维（济南）生物科技"]
["003892709304863","00389270","C14171503500000229430000532","鲁械注准20242140692","无菌体外引流导管装置","Fr14","IV型",null,null,"HCS08828","拜赛维（济南）生物科技","拜赛维（济南）生物科技"]
["003892709304865","00389270","C14171503500000229430000489","鲁械注准20242140692","无菌体外引流导管装置","Fr28","III型选配2000ml引流袋",null,null,"HCS08828","拜赛维（济南）生物科技","拜赛维（济南）生物科技"]
["003892709304866","00389270","C14171503500000229430000231","鲁械注准20242140692","无菌体外引流导管装置","Fr20","II型选配400ml引流球",null,null,"HCS08828","拜赛维（济南）生物科技","拜赛维（济南）生物科技"]
["003892709304868","00389270","C14171503500000229430000437","鲁械注准20242140692","无菌体外引流导管装置","Fr22","IV型选配2000ml引流袋",null,null,"HCS08828","拜赛维（济南）生物科技","拜赛维（济南）生物科技"]
["003892709304870","00389270","C14171503500000229430000102","鲁械注准20242140692","无菌体外引流导管装置","Fr28","II型选配200ml引流球",null,null,"HCS08828","拜赛维（济南）生物科技","拜赛维（济南）生物科技"]
["003892709304872","00389270","C14171503500000229430000165","鲁械注准20242140692","无菌体外引流导管装置","Fr36","II型选配200ml引流球",null,null,"HCS08828","拜赛维（济南）生物科技","拜赛维（济南）生物科技"]
["003892709304873","00389270","C14171503500000229430000077","鲁械注准20242140692","无菌体外引流导管装置","Fr16","II型选配100ml引流球",null,null,"HCS08828","拜赛维（济南）生物科技","拜赛维（济南）生物科技"]
["003892709304876","00389270","C14171503500000229430000531","鲁械注准20242140692","无菌体外引流导管装置","Fr10","II型",null,null,"HCS08828","拜赛维（济南）生物科技","拜赛维（济南）生物科技"]
["003892709304879","00389270","C14171503500000229430000101","鲁械注准20242140692","无菌体外引流导管装置","Fr26","III型选配200ml引流球",null,null,"HCS08828","拜赛维（济南）生物科技","拜赛维（济南）生物科技"]
["003892709304881","00389270","C14171503500000229430000563","鲁械注准20242140692","无菌体外引流导管装置","Fr26","IV型",null,null,"HCS08828","拜赛维（济南）生物科技","拜赛维（济南）生物科技"]
["003892709304882","00389270","C14171503500000229430000112","鲁械注准20242140692","无菌体外引流导管装置","Fr14","IV型选配200ml引流球",null,null,"HCS08828","拜赛维（济南）生物科技","拜赛维（济南）生物科技"]
["003892709304884","00389270","C14171503500000229430000180","鲁械注准20242140692","无菌体外引流导管装置","Fr36","III型选配400ml引流球",null,null,"HCS08828","拜赛维（济南）生物科技","拜赛维（济南）生物科技"]
["003892709304885","00389270","C14171503500000229430000544","鲁械注准20242140692","无菌体外引流导管装置","Fr12","III型",null,null,"HCS08828","拜赛维（济南）生物科技","拜赛维（济南）生物科技"]
["003892709304886","00389270","C14171503500000229430000416","鲁械注准20242140692","无菌体外引流导管装置","Fr14","II型选配1000ml引流袋",null,null,"HCS08828","拜赛维（济南）生物科技","拜赛维（济南）生物科技"]
["003892709304888","00389270","C14171503500000229430000234","鲁械注准20242140692","无菌体外引流导管装置","Fr10","II型选配400ml引流球",null,null,"HCS08828","拜赛维（济南）生物科技","拜赛维（济南）生物科技"]
["003892709304890","00389270","C14171503500000229430000118","鲁械注准20242140692","无菌体外引流导管装置","Fr26","IV型选配200ml引流球",null,null,"HCS08828","拜赛维（济南）生物科技","拜赛维（济南）生物科技"]
["003892709304895","00389270","C14171503500000229430000034","鲁械注准20242140692","无菌体外引流导管装置","Fr36","II型选配100ml引流球",null,null,"HCS08828","拜赛维（济南）生物科技","拜赛维（济南）生物科技"]
["003892709304896","00389270","C14171503500000229430000585","鲁械注准20242140692","无菌体外引流导管装置","Fr32","III型",null,null,"HCS08828","拜赛维（济南）生物科技","拜赛维（济南）生物科技"]
["003892709304897","00389270","C14171503500000229430000409","鲁械注准20242140692","无菌体外引流导管装置","Fr20","IV型选配1000ml引流袋",null,null,"HCS08828","拜赛维（济南）生物科技","拜赛维（济南）生物科技"]
["003892709304898","00389270","C14171503500000229430000186","鲁械注准20242140692","无菌体外引流导管装置","Fr32","II型选配400ml引流球",null,null,"HCS08828","拜赛维（济南）生物科技","拜赛维（济南）生物科技"]
["003892709304899","00389270","C14171503500000229430000364","鲁械注准20242140692","无菌体外引流导管装置","Fr28","IV型选配1000ml引流袋",null,null,"HCS08828","拜赛维（济南）生物科技","拜赛维（济南）生物科技"]
["003892709304900","00389270","C14171503500000229430000383","鲁械注准20242140692","无菌体外引流导管装置","Fr12","IV型选配1000ml引流袋",null,null,"HCS08828","拜赛维（济南）生物科技","拜赛维（济南）生物科技"]
["003892709304906","00389270","C14171503500000229430000025","鲁械注准20242140692","无菌体外引流导管装置","Fr28","IV型选配100ml引流球",null,null,"HCS08828","拜赛维（济南）生物科技","拜赛维（济南）生物科技"]
["003892709304910","00389270","C14171503500000229430000269","鲁械注准20242140692","无菌体外引流导管装置","Fr28","IV型选配700ml引流袋",null,null,"HCS08828","拜赛维（济南）生物科技","拜赛维（济南）生物科技"]
["003892709304911","00389270","C14171503500000229430000033","鲁械注准20242140692","无菌体外引流导管装置","Fr26","II型选配100ml引流球",null,null,"HCS08828","拜赛维（济南）生物科技","拜赛维（济南）生物科技"]
["003892709304916","00389270","C14171503500000229430000058","鲁械注准20242140692","无菌体外引流导管装置","Fr20","II型选配100ml引流球",null,null,"HCS08828","拜赛维（济南）生物科技","拜赛维（济南）生物科技"]
["003892709304917","00389270","C14171503500000229430000206","鲁械注准20242140692","无菌体外引流导管装置","Fr30","II型选配400ml引流球",null,null,"HCS08828","拜赛维（济南）生物科技","拜赛维（济南）生物科技"]
["003892709304918","00389270","C14171503500000229430000132","鲁械注准20242140692","无菌体外引流导管装置","Fr34","IV型选配200ml引流球",null,null,"HCS08828","拜赛维（济南）生物科技","拜赛维（济南）生物科技"]
["003892709304920","00389270","C14171503500000229430000061","鲁械注准20242140692","无菌体外引流导管装置","Fr30","III型选配100ml引流球",null,null,"HCS08828","拜赛维（济南）生物科技","拜赛维（济南）生物科技"]
["003892709304925","00389270","C14171503500000229430000035","鲁械注准20242140692","无菌体外引流导管装置","Fr36","IV型选配100ml引流球",null,null,"HCS08828","拜赛维（济南）生物科技","拜赛维（济南）生物科技"]
["003892709304926","00389270","C14171503500000229430000382","鲁械注准20242140692","无菌体外引流导管装置","Fr14","IV型选配1000ml引流袋",null,null,"HCS08828","拜赛维（济南）生物科技","拜赛维（济南）生物科技"]
["003892709304929","00389270","C14171503500000229430000500","鲁械注准20242140692","无菌体外引流导管装置","Fr20","II型选配2000ml引流袋",null,null,"HCS08828","拜赛维（济南）生物科技","拜赛维（济南）生物科技"]
["003892709304930","00389270","C14171503500000229430000119","鲁械注准20242140692","无菌体外引流导管装置","Fr20","III型选配200ml引流球",null,null,"HCS08828","拜赛维（济南）生物科技","拜赛维（济南）生物科技"]
["003892709304932","00389270","C14171503500000229430000192","鲁械注准20242140692","无菌体外引流导管装置","Fr36","II型选配400ml引流球",null,null,"HCS08828","拜赛维（济南）生物科技","拜赛维（济南）生物科技"]
["003892709304934","00389270","C14171503500000229430000473","鲁械注准20242140692","无菌体外引流导管装置","Fr26","III型选配2000ml引流袋",null,null,"HCS08828","拜赛维（济南）生物科技","拜赛维（济南）生物科技"]
["003892709304938","00389270","C14171503500000229430000249","鲁械注准20242140692","无菌体外引流导管装置","Fr20","IV型选配400ml引流球",null,null,"HCS08828","拜赛维（济南）生物科技","拜赛维（济南）生物科技"]
["003892709304939","00389270","C14171503500000229430000399","鲁械注准20242140692","无菌体外引流导管装置","Fr36","II型选配1000ml引流袋",null,null,"HCS08828","拜赛维（济南）生物科技","拜赛维（济南）生物科技"]
["003892709304941","00389270","C14171503500000229430000031","鲁械注准20242140692","无菌体外引流导管装置","Fr32","III型选配100ml引流球",null,null,"HCS08828","拜赛维（济南）生物科技","拜赛维（济南）生物科技"]
["003892709304942","00389270","C14171503500000229430000141","鲁械注准20242140692","无菌体外引流导管装置","Fr24","II型选配200ml引流球",null,null,"HCS08828","拜赛维（济南）生物科技","拜赛维（济南）生物科技"]
["003892709304943","00389270","C14171503500000229430000174","鲁械注准20242140692","无菌体外引流导管装置","Fr34","III型选配400ml引流球",null,null,"HCS08828","拜赛维（济南）生物科技","拜赛维（济南）生物科技"]
["003892709304946","00389270","C14171503500000229430000443","鲁械注准20242140692","无菌体外引流导管装置","Fr14","III型选配2000ml引流袋",null,null,"HCS08828","拜赛维（济南）生物科技","拜赛维（济南）生物科技"]
["003892709304948","00389270","C14171503500000229430000254","鲁械注准20242140692","无菌体外引流导管装置","Fr30","II型选配700ml引流袋",null,null,"HCS08828","拜赛维（济南）生物科技","拜赛维（济南）生物科技"]
["003892709304949","00389270","C14171503500000229430000547","鲁械注准20242140692","无菌体外引流导管装置","Fr16","II型",null,null,"HCS08828","拜赛维（济南）生物科技","拜赛维（济南）生物科技"]
["003892709304363","00389270","C14171503500000229430000051","鲁械注准20242140692","无菌体外引流导管装置","Fr20","III型选配100ml引流球",null,null,"HCS08828","拜赛维（济南）生物科技","拜赛维（济南）生物科技"]
["003892709304365","00389270","C14171503500000229430000487","鲁械注准20242140692","无菌体外引流导管装置","Fr24","IV型选配2000ml引流袋",null,null,"HCS08828","拜赛维（济南）生物科技","拜赛维（济南）生物科技"]
["003892709304367","00389270","C14171503500000229430000478","鲁械注准20242140692","无菌体外引流导管装置","Fr20","IV型选配2000ml引流袋",null,null,"HCS08828","拜赛维（济南）生物科技","拜赛维（济南）生物科技"]
["003892709304368","00389270","C14171503500000229430000182","鲁械注准20242140692","无菌体外引流导管装置","Fr26","IV型选配400ml引流球",null,null,"HCS08828","拜赛维（济南）生物科技","拜赛维（济南）生物科技"]
["003892709304371","00389270","C14171503500000229430000400","鲁械注准20242140692","无菌体外引流导管装置","Fr28","II型选配1000ml引流袋",null,null,"HCS08828","拜赛维（济南）生物科技","拜赛维（济南）生物科技"]
["003892709304373","00389270","C14171503500000229430000505","鲁械注准20242140692","无菌体外引流导管装置","Fr16","IV型",null,null,"HCS08828","拜赛维（济南）生物科技","拜赛维（济南）生物科技"]
["003892709304374","00389270","C14171503500000229430000567","鲁械注准20242140692","无菌体外引流导管装置","Fr20","III型",null,null,"HCS08828","拜赛维（济南）生物科技","拜赛维（济南）生物科技"]
["003892709304376","00389270","C14171503500000229430000294","鲁械注准20242140692","无菌体外引流导管装置","Fr22","II型选配700ml引流袋",null,null,"HCS08828","拜赛维（济南）生物科技","拜赛维（济南）生物科技"]
["003892709304379","00389270","C14171503500000229430000442","鲁械注准20242140692","无菌体外引流导管装置","Fr18","III型选配2000ml引流袋",null,null,"HCS08828","拜赛维（济南）生物科技","拜赛维（济南）生物科技"]
["003892709304381","00389270","C14171503500000229430000408","鲁械注准20242140692","无菌体外引流导管装置","Fr26","III型选配1000ml引流袋",null,null,"HCS08828","拜赛维（济南）生物科技","拜赛维（济南）生物科技"]
["003892709304383","00389270","C14171503500000229430000287","鲁械注准20242140692","无菌体外引流导管装置","Fr32","II型选配700ml引流袋",null,null,"HCS08828","拜赛维（济南）生物科技","拜赛维（济南）生物科技"]
["003892709304385","00389270","C14171503500000229430000528","鲁械注准20242140692","无菌体外引流导管装置","Fr34","II型",null,null,"HCS08828","拜赛维（济南）生物科技","拜赛维（济南）生物科技"]
["003892709304387","00389270","C14171503500000229430000390","鲁械注准20242140692","无菌体外引流导管装置","Fr12","III型选配1000ml引流袋",null,null,"HCS08828","拜赛维（济南）生物科技","拜赛维（济南）生物科技"]
["003892709304389","00389270","C14171503500000229430000542","鲁械注准20242140692","无菌体外引流导管装置","Fr20","II型",null,null,"HCS08828","拜赛维（济南）生物科技","拜赛维（济南）生物科技"]
["003892709304391","00389270","C14171503500000229430000103","鲁械注准20242140692","无菌体外引流导管装置","Fr34","III型选配200ml引流球",null,null,"HCS08828","拜赛维（济南）生物科技","拜赛维（济南）生物科技"]
["003892709304393","00389270","C14171503500000229430000511","鲁械注准20242140692","无菌体外引流导管装置","Fr18","III型",null,null,"HCS08828","拜赛维（济南）生物科技","拜赛维（济南）生物科技"]
["003892709304394","00389270","C14171503500000229430000076","鲁械注准20242140692","无菌体外引流导管装置","Fr14","III型选配100ml引流球",null,null,"HCS08828","拜赛维（济南）生物科技","拜赛维（济南）生物科技"]
["003892709304572","00389270","C14171503500000229430000136","鲁械注准20242140692","无菌体外引流导管装置","Fr24","III型选配200ml引流球",null,null,"HCS08828","拜赛维（济南）生物科技","拜赛维（济南）生物科技"]
["003892709304574","00389270","C14171503500000229430000078","鲁械注准20242140692","无菌体外引流导管装置","Fr14","IV型选配100ml引流球",null,null,"HCS08828","拜赛维（济南）生物科技","拜赛维（济南）生物科技"]
["003892709304575","00389270","C14171503500000229430000293","鲁械注准20242140692","无菌体外引流导管装置","Fr16","IV型选配700ml引流袋",null,null,"HCS08828","拜赛维（济南）生物科技","拜赛维（济南）生物科技"]
["003892709304576","00389270","C14171503500000229430000268","鲁械注准20242140692","无菌体外引流导管装置","Fr18","III型选配700ml引流袋",null,null,"HCS08828","拜赛维（济南）生物科技","拜赛维（济南）生物科技"]
["003892709304577","00389270","C14171503500000229430000302","鲁械注准20242140692","无菌体外引流导管装置","Fr22","IV型选配700ml引流袋",null,null,"HCS08828","拜赛维（济南）生物科技","拜赛维（济南）生物科技"]
["003892709304579","00389270","C14171503500000229430000108","鲁械注准20242140692","无菌体外引流导管装置","Fr22","II型选配200ml引流球",null,null,"HCS08828","拜赛维（济南）生物科技","拜赛维（济南）生物科技"]
["003892709304580","00389270","C14171503500000229430000063","鲁械注准20242140692","无菌体外引流导管装置","Fr30","II型选配100ml引流球",null,null,"HCS08828","拜赛维（济南）生物科技","拜赛维（济南）生物科技"]
["003892709304586","00389270","C14171503500000229430000178","鲁械注准20242140692","无菌体外引流导管装置","Fr24","II型选配400ml引流球",null,null,"HCS08828","拜赛维（济南）生物科技","拜赛维（济南）生物科技"]
["003892709304587","00389270","C14171503500000229430000055","鲁械注准20242140692","无菌体外引流导管装置","Fr18","III型选配100ml引流球",null,null,"HCS08828","拜赛维（济南）生物科技","拜赛维（济南）生物科技"]
["003892709304589","00389270","C14171503500000229430000445","鲁械注准20242140692","无菌体外引流导管装置","Fr28","II型选配2000ml引流袋",null,null,"HCS08828","拜赛维（济南）生物科技","拜赛维（济南）生物科技"]
["003892709304591","00389270","C14171503500000229430000371","鲁械注准20242140692","无菌体外引流导管装置","Fr30","II型选配1000ml引流袋",null,null,"HCS08828","拜赛维（济南）生物科技","拜赛维（济南）生物科技"]
["003892709304592","00389270","C14171503500000229430000523","鲁械注准20242140692","无菌体外引流导管装置","Fr24","III型",null,null,"HCS08828","拜赛维（济南）生物科技","拜赛维（济南）生物科技"]
["003892709304594","00389270","C14171503500000229430000389","鲁械注准20242140692","无菌体外引流导管装置","Fr22","IV型选配1000ml引流袋",null,null,"HCS08828","拜赛维（济南）生物科技","拜赛维（济南）生物科技"]
["003892709304596","00389270","C14171503500000229430000484","鲁械注准20242140692","无菌体外引流导管装置","Fr32","IV型选配2000ml引流袋",null,null,"HCS08828","拜赛维（济南）生物科技","拜赛维（济南）生物科技"]
["003892709304601","00389270","C14171503500000229430000497","鲁械注准20242140692","无菌体外引流导管装置","Fr34","II型选配2000ml引流袋",null,null,"HCS08828","拜赛维（济南）生物科技","拜赛维（济南）生物科技"]
["003892709304603","00389270","C14171503500000229430000576","鲁械注准20242140692","无菌体外引流导管装置","Fr28","IV型",null,null,"HCS08828","拜赛维（济南）生物科技","拜赛维（济南）生物科技"]
["003892709304604","00389270","C14171503500000229430000166","鲁械注准20242140692","无菌体外引流导管装置","Fr28","III型选配200ml引流球",null,null,"HCS08828","拜赛维（济南）生物科技","拜赛维（济南）生物科技"]
["003892709304605","00389270","C14171503500000229430000378","鲁械注准20242140692","无菌体外引流导管装置","Fr10","II型选配1000ml引流袋",null,null,"HCS08828","拜赛维（济南）生物科技","拜赛维（济南）生物科技"]
["003892709304609","00389270","C14171503500000229430000496","鲁械注准20242140692","无菌体外引流导管装置","Fr30","III型选配2000ml引流袋",null,null,"HCS08828","拜赛维（济南）生物科技","拜赛维（济南）生物科技"]
["003892709304610","00389270","C14171503500000229430000023","鲁械注准20242140692","无菌体外引流导管装置","Fr22","IV型选配100ml引流球",null,null,"HCS08828","拜赛维（济南）生物科技","拜赛维（济南）生物科技"]
["003892709304611","00389270","C14171503500000229430000353","鲁械注准20242140692","无菌体外引流导管装置","Fr34","III型选配1000ml引流袋",null,null,"HCS08828","拜赛维（济南）生物科技","拜赛维（济南）生物科技"]
["003892709304612","00389270","C14171503500000229430000054","鲁械注准20242140692","无菌体外引流导管装置","Fr10","III型选配100ml引流球",null,null,"HCS08828","拜赛维（济南）生物科技","拜赛维（济南）生物科技"]
["003892709304615","00389270","C14171503500000229430000550","鲁械注准20242140692","无菌体外引流导管装置","Fr30","II型",null,null,"HCS08828","拜赛维（济南）生物科技","拜赛维（济南）生物科技"]
["003892709304396","00389270","C14171503500000229430000075","鲁械注准20242140692","无菌体外引流导管装置","Fr34","III型选配100ml引流球",null,null,"HCS08828","拜赛维（济南）生物科技","拜赛维（济南）生物科技"]
["003892709304398","00389270","C14171503500000229430000280","鲁械注准20242140692","无菌体外引流导管装置","Fr20","IV型选配700ml引流袋",null,null,"HCS08828","拜赛维（济南）生物科技","拜赛维（济南）生物科技"]
["003892709304399","00389270","C14171503500000229430000116","鲁械注准20242140692","无菌体外引流导管装置","Fr24","IV型选配200ml引流球",null,null,"HCS08828","拜赛维（济南）生物科技","拜赛维（济南）生物科技"]
["003892709304401","00389270","C14171503500000229430000564","鲁械注准20242140692","无菌体外引流导管装置","Fr36","II型",null,null,"HCS08828","拜赛维（济南）生物科技","拜赛维（济南）生物科技"]
["003892709304404","00389270","C14171503500000229430000504","鲁械注准20242140692","无菌体外引流导管装置","Fr26","IV型选配2000ml引流袋",null,null,"HCS08828","拜赛维（济南）生物科技","拜赛维（济南）生物科技"]
["003892709304405","00389270","C14171503500000229430000335","鲁械注准20242140692","无菌体外引流导管装置","Fr34","II型选配700ml引流袋",null,null,"HCS08828","拜赛维（济南）生物科技","拜赛维（济南）生物科技"]
["003892709304407","00389270","C14171503500000229430000032","鲁械注准20242140692","无菌体外引流导管装置","Fr30","IV型选配100ml引流球",null,null,"HCS08828","拜赛维（济南）生物科技","拜赛维（济南）生物科技"]
["003892709304410","00389270","C14171503500000229430000346","鲁械注准20242140692","无菌体外引流导管装置","Fr28","III型选配1000ml引流袋",null,null,"HCS08828","拜赛维（济南）生物科技","拜赛维（济南）生物科技"]
["003892709304411","00389270","C14171503500000229430000235","鲁械注准20242140692","无菌体外引流导管装置","Fr12","II型选配400ml引流球",null,null,"HCS08828","拜赛维（济南）生物科技","拜赛维（济南）生物科技"]
["003892709304412","00389270","C14171503500000229430000307","鲁械注准20242140692","无菌体外引流导管装置","Fr24","III型选配700ml引流袋",null,null,"HCS08828","拜赛维（济南）生物科技","拜赛维（济南）生物科技"]
["003892709304414","00389270","C14171503500000229430000465","鲁械注准20242140692","无菌体外引流导管装置","Fr18","II型选配2000ml引流袋",null,null,"HCS08828","拜赛维（济南）生物科技","拜赛维（济南）生物科技"]
["003892709304415","00389270","C14171503500000229430000252","鲁械注准20242140692","无菌体外引流导管装置","Fr36","IV型选配400ml引流球",null,null,"HCS08828","拜赛维（济南）生物科技","拜赛维（济南）生物科技"]
["003892709304417","00389270","C14171503500000229430000179","鲁械注准20242140692","无菌体外引流导管装置","Fr32","III型选配400ml引流球",null,null,"HCS08828","拜赛维（济南）生物科技","拜赛维（济南）生物科技"]
["003892709304418","00389270","C14171503500000229430000433","鲁械注准20242140692","无菌体外引流导管装置","Fr22","II型选配2000ml引流袋",null,null,"HCS08828","拜赛维（济南）生物科技","拜赛维（济南）生物科技"]
["003892709304420","00389270","C14171503500000229430000309","鲁械注准20242140692","无菌体外引流导管装置","Fr34","IV型选配700ml引流袋",null,null,"HCS08828","拜赛维（济南）生物科技","拜赛维（济南）生物科技"]
["003892709304423","00389270","C14171503500000229430000020","鲁械注准20242140692","无菌体外引流导管装置","Fr22","II型选配100ml引流球",null,null,"HCS08828","拜赛维（济南）生物科技","拜赛维（济南）生物科技"]
["003892709304425","00389270","C14171503500000229430000337","鲁械注准20242140692","无菌体外引流导管装置","Fr26","II型选配1000ml引流袋",null,null,"HCS08828","拜赛维（济南）生物科技","拜赛维（济南）生物科技"]
["003892709304426","00389270","C14171503500000229430000514","鲁械注准20242140692","无菌体外引流导管装置","Fr18","IV型",null,null,"HCS08828","拜赛维（济南）生物科技","拜赛维（济南）生物科技"]
["003892709304427","00389270","C14171503500000229430000016","鲁械注准20242140692","无菌体外引流导管装置","Fr18","II型选配100ml引流球",null,null,"HCS08828","拜赛维（济南）生物科技","拜赛维（济南）生物科技"]
["003892709304429","00389270","C14171503500000229430000204","鲁械注准20242140692","无菌体外引流导管装置","Fr12","III型选配400ml引流球",null,null,"HCS08828","拜赛维（济南）生物科技","拜赛维（济南）生物科技"]
["003892709304431","00389270","C14171503500000229430000079","鲁械注准20242140692","无菌体外引流导管装置","Fr16","III型选配100ml引流球",null,null,"HCS08828","拜赛维（济南）生物科技","拜赛维（济南）生物科技"]
["003892709304434","00389270","C14171503500000229430000199","鲁械注准20242140692","无菌体外引流导管装置","Fr16","IV型选配400ml引流球",null,null,"HCS08828","拜赛维（济南）生物科技","拜赛维（济南）生物科技"]
["003892709304437","00389270","C14171503500000229430000224","鲁械注准20242140692","无菌体外引流导管装置","Fr10","III型选配400ml引流球",null,null,"HCS08828","拜赛维（济南）生物科技","拜赛维（济南）生物科技"]
["003892709304438","00389270","C14171503500000229430000276","鲁械注准20242140692","无菌体外引流导管装置","Fr20","III型选配700ml引流袋",null,null,"HCS08828","拜赛维（济南）生物科技","拜赛维（济南）生物科技"]
["003843959822049","00384395","C14020200000000161430000012","国械备20210317号","口腔科手术器械-正畸钳","正畸钳","20-261",null,null,"J10213","德联科贸（北京）有限公司","基石公司CORNERSTONECORPORATION"]
["003907879796988","00390787","C14020226600013212150000008","湘械注准20232081058","一次性使用呼气末二氧化碳采集鼻氧管","L","双吸双采型",null,null,"HCS08584","湖南英菁华供应链服务有限公司","湖南英菁华供应链服务有限公司"]
["003907879796989","00390787","C14020226600013212150000007","湘械注准20232081058","一次性使用呼气末二氧化碳采集鼻氧管","S","双吸双采型",null,null,"HCS08584","湖南英菁华供应链服务有限公司","湖南英菁华供应链服务有限公司"]
["004034969794592","00403496","C14171503500000018220000024","苏常械备20250013","医用体外引流器","MC-00L","MC-00L",null,null,"HCS09751","常州市达华医疗器材有限公司","常州市达华医疗器材有限公司"]
["004034969794569","00403496","C14171503500000018220000009","苏常械备20250013","医用体外引流器","MD-00S","MD-00S",null,null,"HCS09751","常州市达华医疗器材有限公司","常州市达华医疗器材有限公司"]
["004034969794570","00403496","C14171503500000018220000010","苏常械备20250013","医用体外引流器","MC-02L","MC-02L",null,null,"HCS09751","常州市达华医疗器材有限公司","常州市达华医疗器材有限公司"]
["004034969794573","00403496","C14171503500000018220000011","苏常械备20250013","医用体外引流器","MD-11L","MD-11L",null,null,"HCS09751","常州市达华医疗器材有限公司","常州市达华医疗器材有限公司"]
["004034969794574","00403496","C14171503500000018220000012","苏常械备20250013","医用体外引流器","MD-01S","MD-01S",null,null,"HCS09751","常州市达华医疗器材有限公司","常州市达华医疗器材有限公司"]
["004034969794582","00403496","C14171503500000018220000017","苏常械备20250013","医用体外引流器","MC-02S","MC-02S",null,null,"HCS09751","常州市达华医疗器材有限公司","常州市达华医疗器材有限公司"]
["004034969794583","00403496","C14171503500000018220000018","苏常械备20250013","医用体外引流器","MD-22L","MD-22L",null,null,"HCS09751","常州市达华医疗器材有限公司","常州市达华医疗器材有限公司"]
["004034969794588","00403496","C14171503500000018220000020","苏常械备20250013","医用体外引流器","MD-22S","MD-22S",null,null,"HCS09751","常州市达华医疗器材有限公司","常州市达华医疗器材有限公司"]
["004034969794590","00403496","C14171503500000018220000022","苏常械备20250013","医用体外引流器","MC-01L","MC-01L",null,null,"HCS09751","常州市达华医疗器材有限公司","常州市达华医疗器材有限公司"]
["004034969794591","00403496","C14171503500000018220000023","苏常械备20250013","医用体外引流器","MD-00L","MD-00L",null,null,"HCS09751","常州市达华医疗器材有限公司","常州市达华医疗器材有限公司"]
["004034969794587","00403496","C14171503500000018220000019","苏常械备20250013","医用体外引流器","MC-00S","MC-00S",null,null,"HCS09751","常州市达华医疗器材有限公司","常州市达华医疗器材有限公司"]
["004034969794567","00403496","C14171503500000018220000008","苏常械备20250013","医用体外引流器","MD-02S","MD-02S",null,null,"HCS09751","常州市达华医疗器材有限公司","常州市达华医疗器材有限公司"]
["004034969794575","00403496","C14171503500000018220000013","苏常械备20250013","医用体外引流器","MD-02L","MD-02L",null,null,"HCS09751","常州市达华医疗器材有限公司","常州市达华医疗器材有限公司"]
["004034969794576","00403496","C14171503500000018220000014","苏常械备20250013","医用体外引流器","MD-01L","MD-01L",null,null,"HCS09751","常州市达华医疗器材有限公司","常州市达华医疗器材有限公司"]
["004034969794589","00403496","C14171503500000018220000021","苏常械备20250013","医用体外引流器","MD-12L","MD-12L",null,null,"HCS09751","常州市达华医疗器材有限公司","常州市达华医疗器材有限公司"]
["004034969794593","00403496","C14171503500000018220000025","苏常械备20250013","医用体外引流器","MD-11S","MD-11S",null,null,"HCS09751","常州市达华医疗器材有限公司","常州市达华医疗器材有限公司"]
["004034969794580","00403496","C14171503500000018220000015","苏常械备20250013","医用体外引流器","MC-01S","MC-01S",null,null,"HCS09751","常州市达华医疗器材有限公司","常州市达华医疗器材有限公司"]
["004034969794581","00403496","C14171503500000018220000016","苏常械备20250013","医用体外引流器","MD-12S","MD-12S",null,null,"HCS09751","常州市达华医疗器材有限公司","常州市达华医疗器材有限公司"]
["003615729782499","00361572","C03160108903005143100000006","冀械注准20212040622","无菌骨牵引针","φ0.8×250","GZDT",null,null,"HCS07732","石家庄致巨生物科技有限公司","石家庄致巨生物科技有限公司"]
["003615729782500","00361572","C03160108903005143100000011","冀械注准20212040622","无菌骨牵引针","φ4.0×250","GZDT",null,null,"HCS07732","石家庄致巨生物科技有限公司","石家庄致巨生物科技有限公司"]
["003615729782501","00361572","C03160108903005143100000010","冀械注准20212040622","无菌骨牵引针","φ3.5×250","GZDT",null,null,"HCS07732","石家庄致巨生物科技有限公司","石家庄致巨生物科技有限公司"]
["003615729782502","00361572","C03160108903005143100000009","冀械注准20212040622","无菌骨牵引针","φ3.2×250","GZDT",null,null,"HCS07732","石家庄致巨生物科技有限公司","石家庄致巨生物科技有限公司"]
["003615729782503","00361572","C03160108903005143100000007","冀械注准20212040622","无菌骨牵引针","φ1.6×250","GZDT",null,null,"HCS07732","石家庄致巨生物科技有限公司","石家庄致巨生物科技有限公司"]
["003615729782504","00361572","C03160108903005143100000008","冀械注准20212040622","无菌骨牵引针","φ3.0×250","GZDT",null,null,"HCS07732","石家庄致巨生物科技有限公司","石家庄致巨生物科技有限公司"]
["003615729782505","00361572","C03160108903005143100000013","冀械注准20212040622","无菌骨牵引针","φ5.0×250","GZDT",null,null,"HCS07732","石家庄致巨生物科技有限公司","石家庄致巨生物科技有限公司"]
["003615729782506","00361572","C03160108903005143100000014","冀械注准20212040622","无菌骨牵引针","φ5.5×250","GZDT",null,null,"HCS07732","石家庄致巨生物科技有限公司","石家庄致巨生物科技有限公司"]
["003615729782507","00361572","C03160108903005143100000015","冀械注准20212040622","无菌骨牵引针","φ6.0×250","GZDT",null,null,"HCS07732","石家庄致巨生物科技有限公司","石家庄致巨生物科技有限公司"]
["003615729782508","00361572","C03160108903005143100000012","冀械注准20212040622","无菌骨牵引针","φ4.5×250","GZDT",null,null,"HCS07732","石家庄致巨生物科技有限公司","石家庄致巨生物科技有限公司"]
["003535829812776","00353582",null,"粤穗械备20190432号","CD45抗体试剂（免疫组织化学）","6ml","无",null,null,"HCS07938","广州安特生物技术开发有限公司","广州安特生物技术开发有限公司"]
["004072879813992","00407287","C01050602100001204310000045","鲁械注准20252010124","一次性使用射频消融电极","121510","HYDL-A",null,null,"HCS09800","威海洪源医疗科技有限公司","威海洪源医疗科技有限公司"]
["004072879814006","00407287","C01050602100001204310000068","鲁械注准20252010124","一次性使用射频消融电极","131530","HYDL-B",null,null,"HCS09800","威海洪源医疗科技有限公司","威海洪源医疗科技有限公司"]
["004072879814007","00407287","C01050602100001204310000052","鲁械注准20252010124","一次性使用射频消融电极","121008","HYDL-A",null,null,"HCS09800","威海洪源医疗科技有限公司","威海洪源医疗科技有限公司"]
["003903529732855","00390352",null,"鄂汉械备20240410","沙保弱（罗）琼脂培养基","10ml/支","200610",null,null,"HCS09232","武汉德辰生物技术有限公司","武汉德辰生物技术有限公司"]
["003903529732843","00390352",null,"鄂汉械备20240410","沙保弱（罗）琼脂培养基","3ml/支","200603",null,null,"HCS09232","武汉德辰生物技术有限公司","武汉德辰生物技术有限公司"]
["003903529732852","00390352",null,"鄂汉械备20240410","沙保弱（罗）琼脂培养基","8ml/支","200608",null,null,"HCS09232","武汉德辰生物技术有限公司","武汉德辰生物技术有限公司"]
["003903529732854","00390352",null,"鄂汉械备20240410","沙保弱（罗）琼脂培养基","9ml/支","200609",null,null,"HCS09232","武汉德辰生物技术有限公司","武汉德辰生物技术有限公司"]
["003903529732848","00390352",null,"鄂汉械备20240410","沙保弱（罗）琼脂培养基","4ml/支","200604",null,null,"HCS09232","武汉德辰生物技术有限公司","武汉德辰生物技术有限公司"]
["003903529732849","00390352",null,"鄂汉械备20240410","沙保弱（罗）琼脂培养基","5ml/支","200605",null,null,"HCS09232","武汉德辰生物技术有限公司","武汉德辰生物技术有限公司"]
["003903529732850","00390352",null,"鄂汉械备20240410","沙保弱（罗）琼脂培养基","6ml/支","200606",null,null,"HCS09232","武汉德辰生物技术有限公司","武汉德辰生物技术有限公司"]
["003903529732851","00390352",null,"鄂汉械备20240410","沙保弱（罗）琼脂培养基","7ml/支","200607",null,null,"HCS09232","武汉德辰生物技术有限公司","武汉德辰生物技术有限公司"]
["004050059792721","00405005","C04050402100000098100000082","国械注进20183070249","刺激记录电极","STR-S00021-00","Sterile Cannula",null,null,"J12729","广州阿尔法医疗科技有限公司","阿尔法欧米伽医疗科技公司AlphaOmegaEngineeringLtd."]
["004050059792722","00405005","C04050402100000098100000088","国械注进20183070249","刺激记录电极","STR -S07721-00","Sterile Cannula",null,null,"J12729","广州阿尔法医疗科技有限公司","阿尔法欧米伽医疗科技公司AlphaOmegaEngineeringLtd."]
["004050059792723","00405005","C04050402100000098100000081","国械注进20183070249","刺激记录电极","STR-S08221-00","Sterile Cannula",null,null,"J12729","广州阿尔法医疗科技有限公司","阿尔法欧米伽医疗科技公司AlphaOmegaEngineeringLtd."]
["003525999691950","00352599","C07100214700003216080000002","京械注准20232170547","口腔用氟化钠保护剂","0.4ml/支","2.26%",null,null,"HCS08076","哲米芬医疗科技（北京）有限公司","哲米芬医疗科技（北京）有限公司"]
["004138769813203","00413876","C13040125300003149530000297","桂南械备20230109","穴位压力刺激贴","(本品由球状体(高分子PP材料制成)和医用胶布(背材上涂有自粘特性胶粘剂的胶布)和离型纸(涂有防粘物质的纸)组成。贴于人体穴位处,通过外力仅起压力刺激作用。非无菌产品。所含成分不发挥红外辐射治疗、磁疗等作用。不含有发挥药理学、免疫学或者代谢作用的成分)2.0cm×7.0cm、2.5cm×7cm、3.0cm×3.0cm、3cm×7cm 、3cm×8cm、3cm×8.5cm、3.5cm×3.5cm、4cm×8cm、4cm×9cm、4.5cm×8cm、5cm×5cm、5cm×6cm、5cm×7cm、5.5cm×12.2cm、6cm×8cm、6cm×10cm、7cm×7cm、7cm×9cm、7cm× 10cm、8cm×8cm、8cm×10cm、8cm×11cm、8cm× 12cm、9cm×12cm、 9cm×13cm、10cm×12cm、10cm×12.5cm、10cm×13cm、12cm×15cm、13cm×16cm、φ2.5cm、φ3.0cm、φ3.5cm、φ4.0cm、φ5.0cm、φ6.0cm、φ7.0cm、φ8.0cm、φ9.0cm、φ10.0cm、φ12.0cm、φ14.0cm","FT型",null,null,"HCS10037","广西英和药业有限公司","广西英和药业有限公司"]
["004138769813204","00413876","C13040125300003149530000276","桂南械备20230109","穴位压力刺激贴","(本品由球状体(高分子PP材料制成)和医用胶布(背材上涂有自粘特性胶粘剂的胶布)和离型纸(涂有防粘物质的纸)组成。贴于人体穴位处,通过外力仅起压力刺激作用。非无菌产品。所含成分不发挥红外辐射治疗、磁疗等作用。不含有发挥药理学、免疫学或者代谢作用的成分)2.0cm×7.0cm、2.5cm×7cm、3.0cm×3.0cm、3cm×7cm 、3cm×8cm、3cm×8.5cm、3.5cm×3.5cm、4cm×8cm、4cm×9cm、4.5cm×8cm、5cm×5cm、5cm×6cm、5cm×7cm、5.5cm×12.2cm、6cm×8cm、6cm×10cm、7cm×7cm、7cm×9cm、7cm× 10cm、8cm×8cm、8cm×10cm、8cm×11cm、8cm× 12cm、9cm×12cm、 9cm×13cm、10cm×12cm、10cm×12.5cm、10cm×13cm、12cm×15cm、13cm×16cm、φ2.5cm、φ3.0cm、φ3.5cm、φ4.0cm、φ5.0cm、φ6.0cm、φ7.0cm、φ8.0cm、φ9.0cm、φ10.0cm、φ12.0cm、φ14.0cm","卡通型",null,null,"HCS10037","广西英和药业有限公司","广西英和药业有限公司"]
["004138769813205","00413876","C13040125300003149530000310","桂南械备20230109","穴位压力刺激贴","(本品由球状体(高分子PP材料制成)和医用胶布(背材上涂有自粘特性胶粘剂的胶布)和离型纸(涂有防粘物质的纸)组成。贴于人体穴位处,通过外力仅起压力刺激作用。非无菌产品。所含成分不发挥红外辐射治疗、磁疗等作用。不含有发挥药理学、免疫学或者代谢作用的成分)2.0cm×7.0cm、2.5cm×7cm、3.0cm×3.0cm、3cm×7cm 、3cm×8cm、3cm×8.5cm、3.5cm×3.5cm、4cm×8cm、4cm×9cm、4.5cm×8cm、5cm×5cm、5cm×6cm、5cm×7cm、5.5cm×12.2cm、6cm×8cm、6cm×10cm、7cm×7cm、7cm×9cm、7cm× 10cm、8cm×8cm、8cm×10cm、8cm×11cm、8cm× 12cm、9cm×12cm、 9cm×13cm、10cm×12cm、10cm×12.5cm、10cm×13cm、12cm×15cm、13cm×16cm、φ2.5cm、φ3.0cm、φ3.5cm、φ4.0cm、φ5.0cm、φ6.0cm、φ7.0cm、φ8.0cm、φ9.0cm、φ10.0cm、φ12.0cm、φ14.0cm","QS型",null,null,"HCS10037","广西英和药业有限公司","广西英和药业有限公司"]
["004138769813206","00413876","C13040125300003149530000281","桂南械备20230109","穴位压力刺激贴","(本品由球状体(高分子PP材料制成)和医用胶布(背材上涂有自粘特性胶粘剂的胶布)和离型纸(涂有防粘物质的纸)组成。贴于人体穴位处,通过外力仅起压力刺激作用。非无菌产品。所含成分不发挥红外辐射治疗、磁疗等作用。不含有发挥药理学、免疫学或者代谢作用的成分)2.0cm×7.0cm、2.5cm×7cm、3.0cm×3.0cm、3cm×7cm 、3cm×8cm、3cm×8.5cm、3.5cm×3.5cm、4cm×8cm、4cm×9cm、4.5cm×8cm、5cm×5cm、5cm×6cm、5cm×7cm、5.5cm×12.2cm、6cm×8cm、6cm×10cm、7cm×7cm、7cm×9cm、7cm× 10cm、8cm×8cm、8cm×10cm、8cm×11cm、8cm× 12cm、9cm×12cm、 9cm×13cm、10cm×12cm、10cm×12.5cm、10cm×13cm、12cm×15cm、13cm×16cm、φ2.5cm、φ3.0cm、φ3.5cm、φ4.0cm、φ5.0cm、φ6.0cm、φ7.0cm、φ8.0cm、φ9.0cm、φ10.0cm、φ12.0cm、φ14.0cm","TB型",null,null,"HCS10037","广西英和药业有限公司","广西英和药业有限公司"]
["004138769813207","00413876","C13040125300003149530000313","桂南械备20230109","穴位压力刺激贴","(本品由球状体(高分子PP材料制成)和医用胶布(背材上涂有自粘特性胶粘剂的胶布)和离型纸(涂有防粘物质的纸)组成。贴于人体穴位处,通过外力仅起压力刺激作用。非无菌产品。所含成分不发挥红外辐射治疗、磁疗等作用。不含有发挥药理学、免疫学或者代谢作用的成分)2.0cm×7.0cm、2.5cm×7cm、3.0cm×3.0cm、3cm×7cm 、3cm×8cm、3cm×8.5cm、3.5cm×3.5cm、4cm×8cm、4cm×9cm、4.5cm×8cm、5cm×5cm、5cm×6cm、5cm×7cm、5.5cm×12.2cm、6cm×8cm、6cm×10cm、7cm×7cm、7cm×9cm、7cm× 10cm、8cm×8cm、8cm×10cm、8cm×11cm、8cm× 12cm、9cm×12cm、 9cm×13cm、10cm×12cm、10cm×12.5cm、10cm×13cm、12cm×15cm、13cm×16cm、φ2.5cm、φ3.0cm、φ3.5cm、φ4.0cm、φ5.0cm、φ6.0cm、φ7.0cm、φ8.0cm、φ9.0cm、φ10.0cm、φ12.0cm、φ14.0cm","Ⅹ型",null,null,"HCS10037","广西英和药业有限公司","广西英和药业有限公司"]
["004138769813208","00413876","C13040125300003149530000267","桂南械备20230109","穴位压力刺激贴","(本品由球状体(高分子PP材料制成)和医用胶布(背材上涂有自粘特性胶粘剂的胶布)和离型纸(涂有防粘物质的纸)组成。贴于人体穴位处,通过外力仅起压力刺激作用。非无菌产品。所含成分不发挥红外辐射治疗、磁疗等作用。不含有发挥药理学、免疫学或者代谢作用的成分)2.0cm×7.0cm、2.5cm×7cm、3.0cm×3.0cm、3cm×7cm 、3cm×8cm、3cm×8.5cm、3.5cm×3.5cm、4cm×8cm、4cm×9cm、4.5cm×8cm、5cm×5cm、5cm×6cm、5cm×7cm、5.5cm×12.2cm、6cm×8cm、6cm×10cm、7cm×7cm、7cm×9cm、7cm× 10cm、8cm×8cm、8cm×10cm、8cm×11cm、8cm× 12cm、9cm×12cm、 9cm×13cm、10cm×12cm、10cm×12.5cm、10cm×13cm、12cm×15cm、13cm×16cm、φ2.5cm、φ3.0cm、φ3.5cm、φ4.0cm、φ5.0cm、φ6.0cm、φ7.0cm、φ8.0cm、φ9.0cm、φ10.0cm、φ12.0cm、φ14.0cm","XS型",null,null,"HCS10037","广西英和药业有限公司","广西英和药业有限公司"]
["004138769813209","00413876","C13040125300003149530000305","桂南械备20230109","穴位压力刺激贴","(本品由球状体(高分子PP材料制成)和医用胶布(背材上涂有自粘特性胶粘剂的胶布)和离型纸(涂有防粘物质的纸)组成。贴于人体穴位处,通过外力仅起压力刺激作用。非无菌产品。所含成分不发挥红外辐射治疗、磁疗等作用。不含有发挥药理学、免疫学或者代谢作用的成分)2.0cm×7.0cm、2.5cm×7cm、3.0cm×3.0cm、3cm×7cm 、3cm×8cm、3cm×8.5cm、3.5cm×3.5cm、4cm×8cm、4cm×9cm、4.5cm×8cm、5cm×5cm、5cm×6cm、5cm×7cm、5.5cm×12.2cm、6cm×8cm、6cm×10cm、7cm×7cm、7cm×9cm、7cm× 10cm、8cm×8cm、8cm×10cm、8cm×11cm、8cm× 12cm、9cm×12cm、 9cm×13cm、10cm×12cm、10cm×12.5cm、10cm×13cm、12cm×15cm、13cm×16cm、φ2.5cm、φ3.0cm、φ3.5cm、φ4.0cm、φ5.0cm、φ6.0cm、φ7.0cm、φ8.0cm、φ9.0cm、φ10.0cm、φ12.0cm、φ14.0cm","BT型",null,null,"HCS10037","广西英和药业有限公司","广西英和药业有限公司"]
["004138769813215","00413876","C13040125300003149530000264","桂南械备20230109","穴位压力刺激贴","(本品由球状体(高分子PP材料制成)和医用胶布(背材上涂有自粘特性胶粘剂的胶布)和离型纸(涂有防粘物质的纸)组成。贴于人体穴位处,通过外力仅起压力刺激作用。非无菌产品。所含成分不发挥红外辐射治疗、磁疗等作用。不含有发挥药理学、免疫学或者代谢作用的成分)2.0cm×7.0cm、2.5cm×7cm、3.0cm×3.0cm、3cm×7cm 、3cm×8cm、3cm×8.5cm、3.5cm×3.5cm、4cm×8cm、4cm×9cm、4.5cm×8cm、5cm×5cm、5cm×6cm、5cm×7cm、5.5cm×12.2cm、6cm×8cm、6cm×10cm、7cm×7cm、7cm×9cm、7cm× 10cm、8cm×8cm、8cm×10cm、8cm×11cm、8cm× 12cm、9cm×12cm、 9cm×13cm、10cm×12cm、10cm×12.5cm、10cm×13cm、12cm×15cm、13cm×16cm、φ2.5cm、φ3.0cm、φ3.5cm、φ4.0cm、φ5.0cm、φ6.0cm、φ7.0cm、φ8.0cm、φ9.0cm、φ10.0cm、φ12.0cm、φ14.0cm","GJ型",null,null,"HCS10037","广西英和药业有限公司","广西英和药业有限公司"]
["004138769813216","00413876","C13040125300003149530000306","桂南械备20230109","穴位压力刺激贴","(本品由球状体(高分子PP材料制成)和医用胶布(背材上涂有自粘特性胶粘剂的胶布)和离型纸(涂有防粘物质的纸)组成。贴于人体穴位处,通过外力仅起压力刺激作用。非无菌产品。所含成分不发挥红外辐射治疗、磁疗等作用。不含有发挥药理学、免疫学或者代谢作用的成分)2.0cm×7.0cm、2.5cm×7cm、3.0cm×3.0cm、3cm×7cm 、3cm×8cm、3cm×8.5cm、3.5cm×3.5cm、4cm×8cm、4cm×9cm、4.5cm×8cm、5cm×5cm、5cm×6cm、5cm×7cm、5.5cm×12.2cm、6cm×8cm、6cm×10cm、7cm×7cm、7cm×9cm、7cm× 10cm、8cm×8cm、8cm×10cm、8cm×11cm、8cm× 12cm、9cm×12cm、 9cm×13cm、10cm×12cm、10cm×12.5cm、10cm×13cm、12cm×15cm、13cm×16cm、φ2.5cm、φ3.0cm、φ3.5cm、φ4.0cm、φ5.0cm、φ6.0cm、φ7.0cm、φ8.0cm、φ9.0cm、φ10.0cm、φ12.0cm、φ14.0cm","EB型",null,null,"HCS10037","广西英和药业有限公司","广西英和药业有限公司"]
["004138769813217","00413876","C13040125300003149530000284","桂南械备20230109","穴位压力刺激贴","(本品由球状体(高分子PP材料制成)和医用胶布(背材上涂有自粘特性胶粘剂的胶布)和离型纸(涂有防粘物质的纸)组成。贴于人体穴位处,通过外力仅起压力刺激作用。非无菌产品。所含成分不发挥红外辐射治疗、磁疗等作用。不含有发挥药理学、免疫学或者代谢作用的成分)2.0cm×7.0cm、2.5cm×7cm、3.0cm×3.0cm、3cm×7cm 、3cm×8cm、3cm×8.5cm、3.5cm×3.5cm、4cm×8cm、4cm×9cm、4.5cm×8cm、5cm×5cm、5cm×6cm、5cm×7cm、5.5cm×12.2cm、6cm×8cm、6cm×10cm、7cm×7cm、7cm×9cm、7cm× 10cm、8cm×8cm、8cm×10cm、8cm×11cm、8cm× 12cm、9cm×12cm、 9cm×13cm、10cm×12cm、10cm×12.5cm、10cm×13cm、12cm×15cm、13cm×16cm、φ2.5cm、φ3.0cm、φ3.5cm、φ4.0cm、φ5.0cm、φ6.0cm、φ7.0cm、φ8.0cm、φ9.0cm、φ10.0cm、φ12.0cm、φ14.0cm","TR型",null,null,"HCS10037","广西英和药业有限公司","广西英和药业有限公司"]
["004138769813218","00413876","C13040125300003149530000303","桂南械备20230109","穴位压力刺激贴","(本品由球状体(高分子PP材料制成)和医用胶布(背材上涂有自粘特性胶粘剂的胶布)和离型纸(涂有防粘物质的纸)组成。贴于人体穴位处,通过外力仅起压力刺激作用。非无菌产品。所含成分不发挥红外辐射治疗、磁疗等作用。不含有发挥药理学、免疫学或者代谢作用的成分)2.0cm×7.0cm、2.5cm×7cm、3.0cm×3.0cm、3cm×7cm 、3cm×8cm、3cm×8.5cm、3.5cm×3.5cm、4cm×8cm、4cm×9cm、4.5cm×8cm、5cm×5cm、5cm×6cm、5cm×7cm、5.5cm×12.2cm、6cm×8cm、6cm×10cm、7cm×7cm、7cm×9cm、7cm× 10cm、8cm×8cm、8cm×10cm、8cm×11cm、8cm× 12cm、9cm×12cm、 9cm×13cm、10cm×12cm、10cm×12.5cm、10cm×13cm、12cm×15cm、13cm×16cm、φ2.5cm、φ3.0cm、φ3.5cm、φ4.0cm、φ5.0cm、φ6.0cm、φ7.0cm、φ8.0cm、φ9.0cm、φ10.0cm、φ12.0cm、φ14.0cm","菱型",null,null,"HCS10037","广西英和药业有限公司","广西英和药业有限公司"]
["004138769813219","00413876","C13040125300003149530000378","桂南械备20230109","穴位压力刺激贴","(本品由球状体(高分子PP材料制成)和医用胶布(背材上涂有自粘特性胶粘剂的胶布)和离型纸(涂有防粘物质的纸)组成。贴于人体穴位处,通过外力仅起压力刺激作用。非无菌产品。所含成分不发挥红外辐射治疗、磁疗等作用。不含有发挥药理学、免疫学或者代谢作用的成分)5.5cm×10cm、6cm×6cm","ZQG型",null,null,"HCS10037","广西英和药业有限公司","广西英和药业有限公司"]
["004138769813210","00413876","C13040125300003149530000317","桂南械备20230109","穴位压力刺激贴","(本品由球状体(高分子PP材料制成)和医用胶布(背材上涂有自粘特性胶粘剂的胶布)和离型纸(涂有防粘物质的纸)组成。贴于人体穴位处,通过外力仅起压力刺激作用。非无菌产品。所含成分不发挥红外辐射治疗、磁疗等作用。不含有发挥药理学、免疫学或者代谢作用的成分)2.0cm×7.0cm、2.5cm×7cm、3.0cm×3.0cm、3cm×7cm 、3cm×8cm、3cm×8.5cm、3.5cm×3.5cm、4cm×8cm、4cm×9cm、4.5cm×8cm、5cm×5cm、5cm×6cm、5cm×7cm、5.5cm×12.2cm、6cm×8cm、6cm×10cm、7cm×7cm、7cm×9cm、7cm× 10cm、8cm×8cm、8cm×10cm、8cm×11cm、8cm× 12cm、9cm×12cm、 9cm×13cm、10cm×12cm、10cm×12.5cm、10cm×13cm、12cm×15cm、13cm×16cm、φ2.5cm、φ3.0cm、φ3.5cm、φ4.0cm、φ5.0cm、φ6.0cm、φ7.0cm、φ8.0cm、φ9.0cm、φ10.0cm、φ12.0cm、φ14.0cm","圆型",null,null,"HCS10037","广西英和药业有限公司","广西英和药业有限公司"]
["004138769813211","00413876","C13040125300003149530000275","桂南械备20230109","穴位压力刺激贴","(本品由球状体(高分子PP材料制成)和医用胶布(背材上涂有自粘特性胶粘剂的胶布)和离型纸(涂有防粘物质的纸)组成。贴于人体穴位处,通过外力仅起压力刺激作用。非无菌产品。所含成分不发挥红外辐射治疗、磁疗等作用。不含有发挥药理学、免疫学或者代谢作用的成分)2.0cm×7.0cm、2.5cm×7cm、3.0cm×3.0cm、3cm×7cm 、3cm×8cm、3cm×8.5cm、3.5cm×3.5cm、4cm×8cm、4cm×9cm、4.5cm×8cm、5cm×5cm、5cm×6cm、5cm×7cm、5.5cm×12.2cm、6cm×8cm、6cm×10cm、7cm×7cm、7cm×9cm、7cm× 10cm、8cm×8cm、8cm×10cm、8cm×11cm、8cm× 12cm、9cm×12cm、 9cm×13cm、10cm×12cm、10cm×12.5cm、10cm×13cm、12cm×15cm、13cm×16cm、φ2.5cm、φ3.0cm、φ3.5cm、φ4.0cm、φ5.0cm、φ6.0cm、φ7.0cm、φ8.0cm、φ9.0cm、φ10.0cm、φ12.0cm、φ14.0cm","Ⅴ型",null,null,"HCS10037","广西英和药业有限公司","广西英和药业有限公司"]
["004138769813212","00413876","C13040125300003149530000270","桂南械备20230109","穴位压力刺激贴","(本品由球状体(高分子PP材料制成)和医用胶布(背材上涂有自粘特性胶粘剂的胶布)和离型纸(涂有防粘物质的纸)组成。贴于人体穴位处,通过外力仅起压力刺激作用。非无菌产品。所含成分不发挥红外辐射治疗、磁疗等作用。不含有发挥药理学、免疫学或者代谢作用的成分)2.0cm×7.0cm、2.5cm×7cm、3.0cm×3.0cm、3cm×7cm 、3cm×8cm、3cm×8.5cm、3.5cm×3.5cm、4cm×8cm、4cm×9cm、4.5cm×8cm、5cm×5cm、5cm×6cm、5cm×7cm、5.5cm×12.2cm、6cm×8cm、6cm×10cm、7cm×7cm、7cm×9cm、7cm× 10cm、8cm×8cm、8cm×10cm、8cm×11cm、8cm× 12cm、9cm×12cm、 9cm×13cm、10cm×12cm、10cm×12.5cm、10cm×13cm、12cm×15cm、13cm×16cm、φ2.5cm、φ3.0cm、φ3.5cm、φ4.0cm、φ5.0cm、φ6.0cm、φ7.0cm、φ8.0cm、φ9.0cm、φ10.0cm、φ12.0cm、φ14.0cm","ZQG型",null,null,"HCS10037","广西英和药业有限公司","广西英和药业有限公司"]
["004138769813213","00413876","C13040125300003149530000359","桂南械备20230109","穴位压力刺激贴","(本品由球状体(高分子PP材料制成)和医用胶布(背材上涂有自粘特性胶粘剂的胶布)和离型纸(涂有防粘物质的纸)组成。贴于人体穴位处,通过外力仅起压力刺激作用。非无菌产品。所含成分不发挥红外辐射治疗、磁疗等作用。不含有发挥药理学、免疫学或者代谢作用的成分)5.5cm×10cm、6cm×6cm","NG型",null,null,"HCS10037","广西英和药业有限公司","广西英和药业有限公司"]
["004138769813214","00413876","C13040125300003149530000399","桂南械备20230109","穴位压力刺激贴","(本品由球状体(高分子PP材料制成)和医用胶布(背材上涂有自粘特性胶粘剂的胶布)和离型纸(涂有防粘物质的纸)组成。贴于人体穴位处,通过外力仅起压力刺激作用。非无菌产品。所含成分不发挥红外辐射治疗、磁疗等作用。不含有发挥药理学、免疫学或者代谢作用的成分)5.5cm×10cm、6cm×6cm","YC型",null,null,"HCS10037","广西英和药业有限公司","广西英和药业有限公司"]
["004138769813220","00413876","C13040125300003149530000369","桂南械备20230109","穴位压力刺激贴","(本品由球状体(高分子PP材料制成)和医用胶布(背材上涂有自粘特性胶粘剂的胶布)和离型纸(涂有防粘物质的纸)组成。贴于人体穴位处,通过外力仅起压力刺激作用。非无菌产品。所含成分不发挥红外辐射治疗、磁疗等作用。不含有发挥药理学、免疫学或者代谢作用的成分)5.5cm×10cm、6cm×6cm","QS型",null,null,"HCS10037","广西英和药业有限公司","广西英和药业有限公司"]
["004138769813221","00413876","C13040125300003149530000389","桂南械备20230109","穴位压力刺激贴","(本品由球状体(高分子PP材料制成)和医用胶布(背材上涂有自粘特性胶粘剂的胶布)和离型纸(涂有防粘物质的纸)组成。贴于人体穴位处,通过外力仅起压力刺激作用。非无菌产品。所含成分不发挥红外辐射治疗、磁疗等作用。不含有发挥药理学、免疫学或者代谢作用的成分)5.5cm×10cm、6cm×6cm","BT型",null,null,"HCS10037","广西英和药业有限公司","广西英和药业有限公司"]
["004138769813222","00413876","C13040125300003149530000381","桂南械备20230109","穴位压力刺激贴","(本品由球状体(高分子PP材料制成)和医用胶布(背材上涂有自粘特性胶粘剂的胶布)和离型纸(涂有防粘物质的纸)组成。贴于人体穴位处,通过外力仅起压力刺激作用。非无菌产品。所含成分不发挥红外辐射治疗、磁疗等作用。不含有发挥药理学、免疫学或者代谢作用的成分)5.5cm×10cm、6cm×6cm","SFT型",null,null,"HCS10037","广西英和药业有限公司","广西英和药业有限公司"]
["004138769813223","00413876","C13040125300003149530000401","桂南械备20230109","穴位压力刺激贴","(本品由球状体(高分子PP材料制成)和医用胶布(背材上涂有自粘特性胶粘剂的胶布)和离型纸(涂有防粘物质的纸)组成。贴于人体穴位处,通过外力仅起压力刺激作用。非无菌产品。所含成分不发挥红外辐射治疗、磁疗等作用。不含有发挥药理学、免疫学或者代谢作用的成分)5.5cm×10cm、6cm×6cm","XS型",null,null,"HCS10037","广西英和药业有限公司","广西英和药业有限公司"]
["004138769813224","00413876","C13040125300003149530000351","桂南械备20230109","穴位压力刺激贴","(本品由球状体(高分子PP材料制成)和医用胶布(背材上涂有自粘特性胶粘剂的胶布)和离型纸(涂有防粘物质的纸)组成。贴于人体穴位处,通过外力仅起压力刺激作用。非无菌产品。所含成分不发挥红外辐射治疗、磁疗等作用。不含有发挥药理学、免疫学或者代谢作用的成分)5.5cm×10cm、6cm×6cm","Ⅳ型",null,null,"HCS10037","广西英和药业有限公司","广西英和药业有限公司"]
["003375659738058","00337565","C14020215800015174470000004","粤中械备20200198号","医用隔离眼罩","D型","D型",null,null,"HCS07601","普远医疗科技（中山）有限公司"]
["004090689808069","00409068","C08030108101000230520000030","国械注准20243161140","湿态生物羊膜","BA-0505","BA-0505",null,null,"HCS09076","健诺维（成都）生物科技有限公司","健诺维（成都）生物科技有限公司"]
["004090689808099","00409068","C08030108101000230520000017","国械注准20243161140","湿态生物羊膜","BA-2025","BA-2025",null,null,"HCS09076","健诺维（成都）生物科技有限公司","健诺维（成都）生物科技有限公司"]
["004090689808100","00409068","C08030108101000230520000022","国械注准20243161140","湿态生物羊膜","BA-1515","BA-1515",null,null,"HCS09076","健诺维（成都）生物科技有限公司","健诺维（成都）生物科技有限公司"]
["004090689808101","00409068","C08030108101000230520000018","国械注准20243161140","湿态生物羊膜","BA-1520","BA-1520",null,null,"HCS09076","健诺维（成都）生物科技有限公司","健诺维（成都）生物科技有限公司"]
["004090689808102","00409068","C08030108101000230520000008","国械注准20243161140","湿态生物羊膜","BA-2525","BA-2525",null,null,"HCS09076","健诺维（成都）生物科技有限公司","健诺维（成都）生物科技有限公司"]
["004090689808103","00409068","C08030108101000230520000028","国械注准20243161140","湿态生物羊膜","BA-2020","BA-2020",null,null,"HCS09076","健诺维（成都）生物科技有限公司","健诺维（成都）生物科技有限公司"]
["004090689808104","00409068","C08030108101000230520000005","国械注准20243161140","湿态生物羊膜","BA-1010","BA-1010",null,null,"HCS09076","健诺维（成都）生物科技有限公司","健诺维（成都）生物科技有限公司"]
["004090689808105","00409068","C08030108101000230520000020","国械注准20243161140","湿态生物羊膜","BA-1015","BA-1015",null,null,"HCS09076","健诺维（成都）生物科技有限公司","健诺维（成都）生物科技有限公司"]
["003528089751364","00352808","C14070118300000056780000037","粤珠械备20150042号","理疗电极片","导电线2.5mm","KM-Y8Ⅱ型",null,null,"HCS08041","珠海市康迈医疗器械有限公司","珠海市康迈医疗器械有限公司"]
["003528089751430","00352808","C14070118300000056780000071","粤珠械备20150042号","理疗电极片","导电线2.0mm","KM-Y18Ⅰ型",null,null,"HCS08041","珠海市康迈医疗器械有限公司","珠海市康迈医疗器械有限公司"]
["003528089751432","00352808","C14070118300000056780000052","粤珠械备20150042号","理疗电极片","导电线2.5mm","KM-Y21Ⅱ型",null,null,"HCS08041","珠海市康迈医疗器械有限公司","珠海市康迈医疗器械有限公司"]
["003528089751433","00352808","C14070118300000056780000064","粤珠械备20150042号","理疗电极片","无纺布离型纸尺寸90×90,中心开口直径36,防渗透圈内经40,铝箔片直径46","KM-Y4型",null,null,"HCS08041","珠海市康迈医疗器械有限公司","珠海市康迈医疗器械有限公司"]
["003528089751487","00352808","C14070118300000056780000044","粤珠械备20150042号","理疗电极片","导电线2.0mm","KM-Y21Ⅰ型",null,null,"HCS08041","珠海市康迈医疗器械有限公司","珠海市康迈医疗器械有限公司"]
["003528089751489","00352808","C14070118300000056780000033","粤珠械备20150042号","理疗电极片","自粘型","KM-Y3B型",null,null,"HCS08041","珠海市康迈医疗器械有限公司","珠海市康迈医疗器械有限公司"]
["003528089751507","00352808","C14070118300000056780000063","粤珠械备20150042号","理疗电极片","无纺布离型纸尺寸80×80,中心开口直径36,防渗透圈内经40,铝箔片直径46","KM-Y1型",null,null,"HCS08041","珠海市康迈医疗器械有限公司","珠海市康迈医疗器械有限公司"]
["003528089751508","00352808","C14070118300000056780000075","粤珠械备20150042号","理疗电极片","自粘型","KM-Y5B型",null,null,"HCS08041","珠海市康迈医疗器械有限公司","珠海市康迈医疗器械有限公司"]
["003528089751510","00352808","C14070118300000056780000070","粤珠械备20150042号","理疗电极片","无纺布离型纸尺寸90×90,中心开口直径36,防渗透圈内经30,铝箔片直径46","KM-Y6型",null,null,"HCS08041","珠海市康迈医疗器械有限公司","珠海市康迈医疗器械有限公司"]
["003528089751511","00352808","C14070118300000056780000025","粤珠械备20150042号","理疗电极片","自粘型","KM-Y2B型",null,null,"HCS08041","珠海市康迈医疗器械有限公司","珠海市康迈医疗器械有限公司"]
["003528089751523","00352808","C14070118300000056780000067","粤珠械备20150042号","理疗电极片","导电纽扣3.9mm","KM-Y01Ⅲ型",null,null,"HCS08041","珠海市康迈医疗器械有限公司","珠海市康迈医疗器械有限公司"]
["003528089751524","00352808","C14070118300000056780000053","粤珠械备20150042号","理疗电极片","自粘型","KM-Y1B型",null,null,"HCS08041","珠海市康迈医疗器械有限公司","珠海市康迈医疗器械有限公司"]
["003528089751444","00352808","C14070118300000056780000004","粤珠械备20150042号","理疗电极片","导电线2.0mm","KM-Y20Ⅰ型",null,null,"HCS08041","珠海市康迈医疗器械有限公司","珠海市康迈医疗器械有限公司"]
["003528089751445","00352808","C14070118300000056780000162","粤珠械备20150042号","理疗电极片","导电纽扣3.9mm（50.0片/袋）","KM-Y04Ⅲ型",null,null,"HCS08041","珠海市康迈医疗器械有限公司","珠海市康迈医疗器械有限公司"]
["003528089751194","00352808","C14070118300000056780000048","粤珠械备20150042号","理疗电极片","导电纽扣3.9mm","KM-Y8Ⅲ型",null,null,"HCS08041","珠海市康迈医疗器械有限公司","珠海市康迈医疗器械有限公司"]
["003528089751203","00352808","C14070118300000056780000034","粤珠械备20150042号","理疗电极片","导电线2.0mm","KM-Y15Ⅰ型",null,null,"HCS08041","珠海市康迈医疗器械有限公司","珠海市康迈医疗器械有限公司"]
["003528089751398","00352808","C14070118300000056780000180","粤珠械备20150042号","理疗电极片","导电线2.5mm(4.0片/袋)","KM-Y23Ⅱ型",null,null,"HCS08041","珠海市康迈医疗器械有限公司","珠海市康迈医疗器械有限公司"]
["003528089751412","00352808","C14070118300000056780000032","粤珠械备20150042号","理疗电极片","无纺布离型纸尺寸90×90,中心开口直径36,防渗透圈内经35,铝箔片直径46","KM-Y5型",null,null,"HCS08041","珠海市康迈医疗器械有限公司","珠海市康迈医疗器械有限公司"]
["003528089751216","00352808","C14070118300000056780000019","粤珠械备20150042号","理疗电极片","无纺布离型纸尺寸80×80,中心开口直径36,防渗透圈内经30,铝箔片直径46","KM-Y3型",null,null,"HCS08041","珠海市康迈医疗器械有限公司","珠海市康迈医疗器械有限公司"]
["003528089751217","00352808","C14070118300000056780000020","粤珠械备20150042号","理疗电极片","导电线2.0mm","KM-Y13Ⅰ型",null,null,"HCS08041","珠海市康迈医疗器械有限公司","珠海市康迈医疗器械有限公司"]
["003528089751454","00352808","C14070118300000056780000054","粤珠械备20150042号","理疗电极片","导电线2.0mm","KM-Y11Ⅰ型",null,null,"HCS08041","珠海市康迈医疗器械有限公司","珠海市康迈医疗器械有限公司"]
["003528089751455","00352808","C14070118300000056780000061","粤珠械备20150042号","理疗电极片","导电线2.0mm","KM-Y7Ⅰ型",null,null,"HCS08041","珠海市康迈医疗器械有限公司","珠海市康迈医疗器械有限公司"]
["003528089751456","00352808","C14070118300000056780000164","粤珠械备20150042号","理疗电极片","导电线2.0mm（10.0片/袋）","KM-Y22Ⅰ型",null,null,"HCS08041","珠海市康迈医疗器械有限公司","珠海市康迈医疗器械有限公司"]
["003528089751466","00352808","C14070118300000056780000073","粤珠械备20150042号","理疗电极片","导电纽扣3.9mm","KM-Y21Ⅲ型",null,null,"HCS08041","珠海市康迈医疗器械有限公司","珠海市康迈医疗器械有限公司"]
["003528089751468","00352808","C14070118300000056780000030","粤珠械备20150042号","理疗电极片","导电纽扣3.9mm","KM-Y04Ⅲ型",null,null,"HCS08041","珠海市康迈医疗器械有限公司","珠海市康迈医疗器械有限公司"]
["003528089751469","00352808","C14070118300000056780000049","粤珠械备20150042号","理疗电极片","无纺布离型纸尺寸80×80,中心开口直径36,防渗透圈内经35,铝箔片直径46","KM-Y2型",null,null,"HCS08041","珠海市康迈医疗器械有限公司","珠海市康迈医疗器械有限公司"]
["003528089751289","00352808","C14070118300000056780000046","粤珠械备20150042号","理疗电极片","自粘型","KM-Y4B型",null,null,"HCS08041","珠海市康迈医疗器械有限公司","珠海市康迈医疗器械有限公司"]
["003528089751424","00352808","C14070118300000056780000009","粤珠械备20150042号","理疗电极片","导电纽扣3.9mm","KM-Y12Ⅲ型",null,null,"HCS08041","珠海市康迈医疗器械有限公司","珠海市康迈医疗器械有限公司"]
["003528089751529","00352808","C14070118300000056780000058","粤珠械备20150042号","理疗电极片","导电线2.0mm","KM-Y03Ⅰ型",null,null,"HCS08041","珠海市康迈医疗器械有限公司","珠海市康迈医疗器械有限公司"]
["003528089751531","00352808","C14070118300000056780000062","粤珠械备20150042号","理疗电极片","导电线2.5mm","KM-Y12Ⅱ型",null,null,"HCS08041","珠海市康迈医疗器械有限公司","珠海市康迈医疗器械有限公司"]
["003528089751362","00352808","C14070118300000056780000047","粤珠械备20150042号","理疗电极片","导电线2.0mm","KM-Y10Ⅰ型",null,null,"HCS08041","珠海市康迈医疗器械有限公司","珠海市康迈医疗器械有限公司"]
["003935229821641","00393522","C01022502601001212850000001","京械注准20242020488","一次性使用超声吸引活检针","AN-G22-J-L","AN-G22-J-L",null,null,"HCS08053","金傅（北京）医疗科技有限公司","金傅（北京）医疗科技有限公司"]
["003935229821642","00393522","C01022502601001212850000007","京械注准20242020488","一次性使用超声吸引活检针","AN-G19-JC-T","AN-G19-JC-T",null,null,"HCS08053","金傅（北京）医疗科技有限公司","金傅（北京）医疗科技有限公司"]
["003935229821643","00393522","C01022502601001212850000011","京械注准20242020488","一次性使用超声吸引活检针","AN-G25-J-L","AN-G25-J-L",null,null,"HCS08053","金傅（北京）医疗科技有限公司","金傅（北京）医疗科技有限公司"]
["003935229821644","00393522","C01022502601001212850000006","京械注准20242020488","一次性使用超声吸引活检针","AN-G21-J-T","AN-G21-J-T",null,null,"HCS08053","金傅（北京）医疗科技有限公司","金傅（北京）医疗科技有限公司"]
["003935229821645","00393522","C01022502601001212850000002","京械注准20242020488","一次性使用超声吸引活检针","AN-G21-JC-T","AN-G21-JC-T",null,null,"HCS08053","金傅（北京）医疗科技有限公司","金傅（北京）医疗科技有限公司"]
["003935229821646","00393522","C01022502601001212850000017","京械注准20242020488","一次性使用超声吸引活检针","AN-G19-J-L","AN-G19-J-L",null,null,"HCS08053","金傅（北京）医疗科技有限公司","金傅（北京）医疗科技有限公司"]
["003935229821647","00393522","C01022502601001212850000024","京械注准20242020488","一次性使用超声吸引活检针","AN-G25-J-T","AN-G25-J-T",null,null,"HCS08053","金傅（北京）医疗科技有限公司","金傅（北京）医疗科技有限公司"]
["003935229821648","00393522","C01022502601001212850000020","京械注准20242020488","一次性使用超声吸引活检针","AN-G19-JC-L","AN-G19-JC-L",null,null,"HCS08053","金傅（北京）医疗科技有限公司","金傅（北京）医疗科技有限公司"]
["003935229821649","00393522","C01022502601001212850000012","京械注准20242020488","一次性使用超声吸引活检针","AN-G22-J-T","AN-G22-J-T",null,null,"HCS08053","金傅（北京）医疗科技有限公司","金傅（北京）医疗科技有限公司"]
["003935229821650","00393522","C01022502601001212850000016","京械注准20242020488","一次性使用超声吸引活检针","AN-G20-JC-T","AN-G20-JC-T",null,null,"HCS08053","金傅（北京）医疗科技有限公司","金傅（北京）医疗科技有限公司"]
["003935229821651","00393522","C01022502601001212850000010","京械注准20242020488","一次性使用超声吸引活检针","AN-G21-JC-L","AN-G21-JC-L",null,null,"HCS08053","金傅（北京）医疗科技有限公司","金傅（北京）医疗科技有限公司"]
["003935229821652","00393522","C01022502601001212850000013","京械注准20242020488","一次性使用超声吸引活检针","AN-G20-J-L","AN-G20-J-L",null,null,"HCS08053","金傅（北京）医疗科技有限公司","金傅（北京）医疗科技有限公司"]
["003935229821653","00393522","C01022502601001212850000021","京械注准20242020488","一次性使用超声吸引活检针","AN-G19-J-T","AN-G19-J-T",null,null,"HCS08053","金傅（北京）医疗科技有限公司","金傅（北京）医疗科技有限公司"]
["003935229821654","00393522","C01022502601001212850000009","京械注准20242020488","一次性使用超声吸引活检针","AN-G20-JC-L","AN-G20-JC-L",null,null,"HCS08053","金傅（北京）医疗科技有限公司","金傅（北京）医疗科技有限公司"]
["003935229821655","00393522","C01022502601001212850000003","京械注准20242020488","一次性使用超声吸引活检针","AN-G21-J-L","AN-G21-J-L",null,null,"HCS08053","金傅（北京）医疗科技有限公司","金傅（北京）医疗科技有限公司"]
["003935229821656","00393522","C01022502601001212850000004","京械注准20242020488","一次性使用超声吸引活检针","AN-G20-J-T","AN-G20-J-T",null,null,"HCS08053","金傅（北京）医疗科技有限公司","金傅（北京）医疗科技有限公司"]

{"sheet":"牙冠","index":3,"n_rows":4,"n_cols":19,"rows_kept":4}
["牙冠新增产品"]
["组件编码","注册证编码","组件名称","产品材质","是否为植入或介入类","是否为一次性耗材","是否灭菌","产品转换比","包装单位","产地","医保编码20位","申报企业ID","申报企业名称","一级分类","二级分类","三级分类","四级分类","五级分类","六级分类"]
["00305587","鄂械注准20192172588","定制式活动义齿","基托、人工牙",{"$nulls":3},"1","1个/个","国产","C0706011440500100000","J9025","武汉泽康医疗器械有限公司","口腔材料","修复体制作材料","修复体制作材料"]
["00402339","粤械注准20192170587","定制式固定义齿",null,"0","02","否","1","1个/盒","国产","C0706011440500105720","HCS02437","深圳市美鸣齿科技术有限公司","口腔材料","修复体制作材料","修复体制作材料","义齿材料","氧化锆","牙冠"]