{"text_format":"3","workbook":"xlsx","n_sheets":3,"sheets":["通用介入类","血液透析类","神经外科类"],"not_rendered":{"defined_names":3},"read":"whole","date_system":"1900"}

{"sheet":"通用介入类","index":0,"n_rows":11652,"n_cols":19,"rows_kept":4500,"cut":true,"bounds":{"rows_first":2000,"rows_last":500,"rows_between":2000,"halvings":0}}
["产品代码","耗材类别","代表品包号","供应产品包号","一级目录","二级目录","三级目录","特征","医保编码是否维护","注册证号","注册证产品名称","产品名称","材质","生产企业名称","申报企业名称","医保耗材代码27位","规格","型号","规格型号备注"]
["15395","通用介入","6-1","6-2","输液港","静脉型","/","耐高压型","已维护","国械注准20233140550","臂型植入式给药装置及其附件","臂型植入式给药装置及其附件","环氧树脂，聚氨酯","贝朗医疗（苏州）有限公司","贝朗医疗(苏州)有限公司","C02070407200005066390000004","CELSITE EPOXY 环氧树脂前臂型药盒，5F聚氨酯导管，带附件","BrachialECG-G"]
["15398","通用介入","6-1","6-2","输液港","静脉型","/","耐高压型","已维护","国械注准20223141481","胸壁型植入式给药装置及其附件","胸壁型植入式给药装置及其附件","聚砜、钛、PUR","贝朗医疗（ 苏州） 有限公司","贝朗医疗(苏州)有限公司","C02070407200005066390000001","6.5F PUR导管，聚砜钛腔小港，带标准套件","ST 305P",""]
["16023","通用介入","8","8","输液港","腹腔型","/","/","已维护","国械注准20183141712","ZS2系列植入式给药装置","ZS2系列植入式给药装置","聚氨酯、聚砜、硅橡胶","北京悦通医疗器械有限责任公司","北京悦通医疗器械有限责任公司","C02070407200003083850000009","ZS2-I-Q-2.8/1.7-500","ZS2-I-Q-2.8/1.7-500",""]
["14976","通用介入","13-1","13-1","造影导丝","亲水型","/","长度≤180CM","已维护","浙械注准20252031300","造影导丝","造影导丝","","宁波迪泽生物科技有限公司","宁波迪泽生物科技有限公司","C02070600300000238200000001","0.035in 150cm J型 偏硬","AGW3515JHA09",""]
["14976","通用介入","13-1","13-1","造影导丝","亲水型","/","长度≤180CM","已维护","浙械注准20252031300","造影导丝","造影导丝","","宁波迪泽生物科技有限公司","宁波迪泽生物科技有限公司","C02070600300000238200000003","0.035in 180cm J型 标准","AGW3518JNA09",""]
["14976","通用介入","13-1","13-1","造影导丝","亲水型","/","长度≤180CM","已维护","浙械注准20252031300","造影导丝","造影导丝","","宁波迪泽生物科技有限公司","宁波迪泽生物科技有限公司","C02070600300000238200000005","0.038in 180cm J型 标准","AGW3818JNA09",""]
["14976","通用介入","13-1","13-1","造影导丝","亲水型","/","长度≤180CM","已维护","浙械注准20252031300","造影导丝","造影导丝","","宁波迪泽生物科技有限公司","宁波迪泽生物科技有限公司","C02070600300000238200000006","0.035in 120cm 直型 标准","AGW3512SNA09",""]
["14976","通用介入","13-1","13-1","造影导丝","亲水型","/","长度≤180CM","已维护","浙械注准20252031300","造影导丝","造影导丝","","宁波迪泽生物科技有限公司","宁波迪泽生物科技有限公司","C02070600300000238200000007","0.035in 180cm J型 偏硬","AGW3518JHA09",""]
["14976","通用介入","13-1","13-1","造影导丝","亲水型","/","长度≤180CM","已维护","浙械注准20252031300","造影导丝","造影导丝","","宁波迪泽生物科技有限公司","宁波迪泽生物科技有限公司","C02070600300000238200000008","0.038in 120cm 直型 标准","AGW3812SNA09",""]
["14976","通用介入","13-1","13-1","造影导丝","亲水型","/","长度≤180CM","已维护","浙械注准20252031300","造影导丝","造影导丝","","宁波迪泽生物科技有限公司","宁波迪泽生物科技有限公司","C02070600300000238200000009","0.038in 120cm J型 标准","AGW3812JNA09",""]
["14976","通用介入","13-1","13-1","造影导丝","亲水型","/","长度≤180CM","已维护","浙械注准20252031300","造影导丝","造影导丝","","宁波迪泽生物科技有限公司","宁波迪泽生物科技有限公司","C02070600300000238200000011","0.035in 150cm 直型 标准","AGW3515SNA09",""]
["14976","通用介入","13-1","13-1","造影导丝","亲水型","/","长度≤180CM","已维护","浙械注准20252031300","造影导丝","造影导丝","","宁波迪泽生物科技有限公司","宁波迪泽生物科技有限公司","C02070600300000238200000012","0.035in 150cm J型 标准","AGW3515JNA09",""]
["14976","通用介入","13-1","13-1","造影导丝","亲水型","/","长度≤180CM","已维护","浙械注准20252031300","造影导丝","造影导丝","","宁波迪泽生物科技有限公司","宁波迪泽生物科技有限公司","C02070600300000238200000013","0.035in 120cm J型 偏硬","AGW3512JHA09",""]
["14976","通用介入","13-1","13-1","造影导丝","亲水型","/","长度≤180CM","已维护","浙械注准20252031300","造影导丝","造影导丝","","宁波迪泽生物科技有限公司","宁波迪泽生物科技有限公司","C02070600300000238200000014","0.035in 120cm J型 标准","AGW3512JNA09",""]
["14976","通用介入","13-1","13-1","造影导丝","亲水型","/","长度≤180CM","已维护","浙械注准20252031300","造影导丝","造影导丝","","宁波迪泽生物科技有限公司","宁波迪泽生物科技有限公司","C02070600300000238200000015","0.038in 180cm 直型 标准","AGW3818SNA09",""]
["14976","通用介入","13-1","13-1","造影导丝","亲水型","/","长度≤180CM","已维护","浙械注准20252031300","造影导丝","造影导丝","","宁波迪泽生物科技有限公司","宁波迪泽生物科技有限公司","C02070600300000238200000016","0.038in 150cm 直型 标准","AGW3815SNA09",""]
["14976","通用介入","13-1","13-1","造影导丝","亲水型","/","长度≤180CM","已维护","浙械注准20252031300","造影导丝","造影导丝","","宁波迪泽生物科技有限公司","宁波迪泽生物科技有限公司","C02070600300000238200000018","0.035in 180cm 直型 偏硬","AGW3518SHA09",""]
["14976","通用介入","13-1","13-1","造影导丝","亲水型","/","长度≤180CM","已维护","浙械注准20252031300","造影导丝","造影导丝","","宁波迪泽生物科技有限公司","宁波迪泽生物科技有限公司","C02070600300000238200000019","0.035in 180cm 直型 标准","AGW3518SNA09",""]
["14976","通用介入","13-1","13-1","造影导丝","亲水型","/","长度≤180CM","已维护","浙械注准20252031300","造影导丝","造影导丝","","宁波迪泽生物科技有限公司","宁波迪泽生物科技有限公司","C02070600300000238200000021","0.035in 120cm 直型 偏硬","AGW3512SHA09",""]
["14976","通用介入","13-1","13-1","造影导丝","亲水型","/","长度≤180CM","已维护","浙械注准20252031300","造影导丝","造影导丝","","宁波迪泽生物科技有限公司","宁波迪泽生物科技有限公司","C02070600300000238200000022","0.035in 150cm 直型 偏硬","AGW3515SHA09",""]
["14976","通用介入","13-1","13-1","造影导丝","亲水型","/","长度≤180CM","已维护","浙械注准20252031300","造影导丝","造影导丝","","宁波迪泽生物科技有限公司","宁波迪泽生物科技有限公司","C02070600300000238200000024","0.038in 150cm J型 标准","AGW3815JNA09",""]
["14977","通用介入","13-1","13-2","造影导丝","亲水型","/","长度＞180CM","已维护","浙械注准20252031300","造影导丝","造影导丝","","宁波迪泽生物科技有限公司","宁波迪泽生物科技有限公司","C02070600300000238200000002","0.035in 260cm 直型 标准","AGW3526SNA09",""]
["14977","通用介入","13-1","13-2","造影导丝","亲水型","/","长度＞180CM","已维护","浙械注准20252031300","造影导丝","造影导丝","","宁波迪泽生物科技有限公司","宁波迪泽生物科技有限公司","C02070600300000238200000004","0.038in 260cm J型 标准","AGW3826JNA09",""]
["14977","通用介入","13-1","13-2","造影导丝","亲水型","/","长度＞180CM","已维护","浙械注准20252031300","造影导丝","造影导丝","","宁波迪泽生物科技有限公司","宁波迪泽生物科技有限公司","C02070600300000238200000010","0.035in 260cm J型 标准","AGW3526JNA09",""]
["14977","通用介入","13-1","13-2","造影导丝","亲水型","/","长度＞180CM","已维护","浙械注准20252031300","造影导丝","造影导丝","","宁波迪泽生物科技有限公司","宁波迪泽生物科技有限公司","C02070600300000238200000017","0.035in 260cm J型 偏硬","AGW3526JHA09",""]
["14977","通用介入","13-1","13-2","造影导丝","亲水型","/","长度＞180CM","已维护","浙械注准20252031300","造影导丝","造影导丝","","宁波迪泽生物科技有限公司","宁波迪泽生物科技有限公司","C02070600300000238200000020","0.038in 260cm 直型 标准","AGW3826SNA09",""]
["14977","通用介入","13-1","13-2","造影导丝","亲水型","/","长度＞180CM","已维护","浙械注准20252031300","造影导丝","造影导丝","","宁波迪泽生物科技有限公司","宁波迪泽生物科技有限公司","C02070600300000238200000023","0.035in 260cm 直型 偏硬","AGW3526SHA09",""]
["14978","通用介入","12-1","12-1","造影导丝","普通型","/","长度≤180CM","已维护","沪械注准20242030093","血管造影导丝","血管造影导丝","不区分","上海玄宇医疗器械有限公司","上海玄宇医疗器械有限公司","C02022200300001209250000008","GWJ3518","GWJ3518",""]
["14980","通用介入","12-1","12-1","造影导丝","普通型","/","长度≤180CM","已维护","沪械注准20242030093","血管造影导丝","血管造影导丝","不区分","上海玄宇医疗器械有限公司","上海玄宇医疗器械有限公司","C02022200300001209250000007","GWZ3515","GWZ3515",""]
["14981","通用介入","12-1","12-1","造影导丝","普通型","/","长度≤180CM","已维护","沪械注准20242030093","血管造影导丝","血管造影导丝","不区分","上海玄宇医疗器械有限公司","上海玄宇医疗器械有限公司","C02022200300001209250000006","GWJ3515","GWJ3515",""]
["14982","通用介入","12-1","12-1","造影导丝","普通型","/","长度≤180CM","已维护","沪械注准20242030093","血管造影导丝","血管造影导丝","不区分","上海玄宇医疗器械有限公司","上海玄宇医疗器械有限公司","C02022200300001209250000005","GWZ3218","GWZ3218",""]
["14983","通用介入","21","21","Y接头","Y接头","/","/","已维护","津械注准20242030265","一次性使用Y型阀组件","一次性使用Y型阀组件","多种","安吉特（天津）科技有限公司","安吉特(天津)科技有限公司","C02071805400000117580000001","AGTYF-1","AGTYF-1",""]
["14983","通用介入","21","21","Y接头","Y接头","/","/","已维护","津械注准20242030265","一次性使用Y型阀组件","一次性使用Y型阀组件","多种","安吉特（天津）科技有限公司","安吉特(天津)科技有限公司","C02071805400000117580000002","AGTYF-2","AGTYF-2",""]
["14985","通用介入","12-1","12-1","造影导丝","普通型","/","长度≤180CM","已维护","沪械注准20242030093","血管造影导丝","血管造影导丝","不区分","上海玄宇医疗器械有限公司","上海玄宇医疗器械有限公司","C02022200300001209250000004","GWJ3218","GWJ3218",""]
["14987","通用介入","12-1","12-1","造影导丝","普通型","/","长度≤180CM","已维护","沪械注准20242030093","血管造影导丝","血管造影导丝","不区分","上海玄宇医疗器械有限公司","上海玄宇医疗器械有限公司","C02022200300001209250000003","GWZ3215","GWZ3215",""]
[14988,"通用介入","20","20","环形注射器","环形注射器","/","/","已维护","国械注准20213030631","一次性使用介入配件","一次性使用介入配件(环柄注射器)","聚碳酸酯、硅胶、ABS树脂、聚氨酯、聚氯乙烯","安吉特(天津)科技有限公司","安吉特(天津)科技有限公司","C02071705400000117580000001","H12","H12",""]
["14989","通用介入","17","17","血管止血装置","非侵入式","/","/","已维护","粤械注准20232141868","无源止血器","无源止血器","主要原材料由弹力无纺布、PE泡棉、PE压力板组成","珠海德瑞医疗器械有限公司","珠海德瑞医疗器械有限公司","C02071207300003208000000001","TQ-02","TQ-02","弹性粘胶带长度：230±11.5"]
["14989","通用介入","17","17","血管止血装置","非侵入式","/","/","已维护","粤械注准20232141868","无源止血器","无源止血器","主要原材料由弹力无纺布、PE泡棉、PE压力板组成","珠海德瑞医疗器械有限公司","珠海德瑞医疗器械有限公司","C02071207300003208000000002","TQ-01","TQ-01","弹性粘胶带长度：130±6.5"]
["14990","通用介入","12-1","12-1","造影导丝","普通型","/","长度≤180CM","已维护","沪械注准20242030093","血管造影导丝","血管造影导丝","不区分","上海玄宇医疗器械有限公司","上海玄宇医疗器械有限公司","C02022200300001209250000002","GWJ3215","GWJ3215",""]
["14991","通用介入","12-1","12-1","造影导丝","普通型","/","长度≤180CM","已维护","沪械注准20242030093","血管造影导丝","血管造影导丝","不区分","上海玄宇医疗器械有限公司","上海玄宇医疗器械有限公司","C02022200300001209250000001","GWZ3518","GWZ3518",""]
["14992","通用介入","9","9","造影导管","普通型","/","/","已维护","国械注准20203030315","一次性使用造影导管","一次性使用造影导管","导管主体由三层材料构成：内层、外层为含有硫酸钡的尼龙，中间层为304不锈钢网；导管头端、远端为含有硫酸钡的尼龙材料；导管座材料为聚碳酸酯；导管护管材料为聚氨酯","安吉特(天津)科技有限公司","安吉特(天津)科技有限公司","C02021800400000117580000181","AGT-PIG5F1106","AGT-PIG5F1106",""]
["14992","通用介入","9","9","造影导管","普通型","/","/","已维护","国械注准20203030315","一次性使用造影导管","一次性使用造影导管","导管主体由三层材料构成：内层、外层为含有硫酸钡的尼龙，中间层为304不锈钢网；导管头端、远端为含有硫酸钡的尼龙材料；导管座材料为聚碳酸酯；导管护管材料为聚氨酯","安吉特(天津)科技有限公司","安吉特(天津)科技有限公司","C02021800400000117580000182","AGT-PIG5F1156","AGT-PIG5F1156",""]
["14993","通用介入","6-1","6-1","输液港","静脉型","/","非耐高压型","未维护","国械注准20253142050","植入式给药装置及套件","植入式给药装置及套件","","巴迪脉通医疗科技（苏州）有限公司","巴迪脉通医疗科技（苏州）有限公司","","202121660\n","202121660\n",""]
["14994","通用介入","12-1","12-2","造影导丝","普通型","/","长度＞180CM","已维护","沪械注准20242030093","血管造影导丝","血管造影导丝","不区分","上海玄宇医疗器械有限公司","上海玄宇医疗器械有限公司","C02022200300002209250000004","GWZ3526","GWZ3526",""]
["14995","通用介入","6-1","6-1","输液港","静脉型","/","非耐高压型","未维护","国械注准20253142050","植入式给药装置及套件","植入式给药装置及套件","","巴迪脉通医疗科技（苏州）有限公司","巴迪脉通医疗科技（苏州）有限公司","","202221560\n","202221560\n",""]
["14996","通用介入","14","14","血管鞘","普通型","/","/","已维护","津械注准20242030266","一次性使用动脉血管鞘组","一次性使用动脉血管鞘组","多种","安吉特（天津）科技有限公司","安吉特(天津)科技有限公司","C02071001500000117580000038","AGTRS0511（导丝：0.025“，20G）","AGTRS0511（导丝：0.025“，20G）",""]
["14996","通用介入","14","14","血管鞘","普通型","/","/","已维护","津械注准20242030266","一次性使用动脉血管鞘组","一次性使用动脉血管鞘组","多种","安吉特（天津）科技有限公司","安吉特(天津)科技有限公司","C02071001500000117580000039","AGTFS0511（导丝：0.035“）","AGTFS0511（导丝：0.035“）",""]
["14996","通用介入","14","14","血管鞘","普通型","/","/","已维护","津械注准20242030266","一次性使用动脉血管鞘组","一次性使用动脉血管鞘组","多种","安吉特（天津）科技有限公司","安吉特(天津)科技有限公司","C02071001500000117580000040","AGTFS0511（导丝：0.035“，18G）","AGTFS0511（导丝：0.035“，18G）",""]
["14996","通用介入","14","14","血管鞘","普通型","/","/","已维护","津械注准20242030266","一次性使用动脉血管鞘组","一次性使用动脉血管鞘组","多种","安吉特（天津）科技有限公司","安吉特(天津)科技有限公司","C02071001500000117580000041","AGTRS0516（导丝：0.025“，20G）","AGTRS0516（导丝：0.025“，20G）",""]
["14996","通用介入","14","14","血管鞘","普通型","/","/","已维护","津械注准20242030266","一次性使用动脉血管鞘组","一次性使用动脉血管鞘组","多种","安吉特（天津）科技有限公司","安吉特(天津)科技有限公司","C02071001500000117580000042","AGTRS0611（导丝：0.025“，20G）","AGTRS0611（导丝：0.025“，20G）",""]
["14996","通用介入","14","14","血管鞘","普通型","/","/","已维护","津械注准20242030266","一次性使用动脉血管鞘组","一次性使用动脉血管鞘组","多种","安吉特（天津）科技有限公司","安吉特(天津)科技有限公司","C02071001500000117580000043","AGTFS0611（导丝：0.035“，18G）","AGTFS0611（导丝：0.035“，18G）",""]
["14996","通用介入","14","14","血管鞘","普通型","/","/","已维护","津械注准20242030266","一次性使用动脉血管鞘组","一次性使用动脉血管鞘组","多种","安吉特（天津）科技有限公司","安吉特(天津)科技有限公司","C02071001500000117580000044","AGTRS0616（导丝：0.025“，20G）","AGTRS0616（导丝：0.025“，20G）",""]
["14996","通用介入","14","14","血管鞘","普通型","/","/","已维护","津械注准20242030266","一次性使用动脉血管鞘组","一次性使用动脉血管鞘组","多种","安吉特（天津）科技有限公司","安吉特(天津)科技有限公司","C02071001500000117580000045","AGTRS6.511（导丝：0.025“）","AGTRS6.511（导丝：0.025“）",""]
["14996","通用介入","14","14","血管鞘","普通型","/","/","已维护","津械注准20242030266","一次性使用动脉血管鞘组","一次性使用动脉血管鞘组","多种","安吉特（天津）科技有限公司","安吉特(天津)科技有限公司","C02071001500000117580000046","AGTRS6.511（导丝：0.025“，20G）","AGTRS6.511（导丝：0.025“，20G）",""]
["14996","通用介入","14","14","血管鞘","普通型","/","/","已维护","津械注准20242030266","一次性使用动脉血管鞘组","一次性使用动脉血管鞘组","多种","安吉特（天津）科技有限公司","安吉特(天津)科技有限公司","C02071001500000117580000047","AGTRS6.516（导丝：0.025“）","AGTRS6.516（导丝：0.025“）",""]
["14996","通用介入","14","14","血管鞘","普通型","/","/","已维护","津械注准20242030266","一次性使用动脉血管鞘组","一次性使用动脉血管鞘组","多种","安吉特（天津）科技有限公司","安吉特(天津)科技有限公司","C02071001500000117580000048","AGTRS6.516（导丝：0.025“，20G）","AGTRS6.516（导丝：0.025“，20G）",""]
["14996","通用介入","14","14","血管鞘","普通型","/","/","已维护","津械注准20242030266","一次性使用动脉血管鞘组","一次性使用动脉血管鞘组","多种","安吉特（天津）科技有限公司","安吉特(天津)科技有限公司","C02071001500000117580000049","AGTFS0711（导丝：0.035“，18G）","AGTFS0711（导丝：0.035“，18G）",""]
["14996","通用介入","14","14","血管鞘","普通型","/","/","已维护","津械注准20242030266","一次性使用动脉血管鞘组","一次性使用动脉血管鞘组","多种","安吉特（天津）科技有限公司","安吉特(天津)科技有限公司","C02071001500000117580000050","AGTRS0716（导丝：0.025“，20G）","AGTRS0716（导丝：0.025“，20G）",""]
["14996","通用介入","14","14","血管鞘","普通型","/","/","已维护","津械注准20242030266","一次性使用动脉血管鞘组","一次性使用动脉血管鞘组","多种","安吉特（天津）科技有限公司","安吉特(天津)科技有限公司","C02071001500000117580000051","AGTFS0811（导丝：0.035“，18G）","AGTFS0811（导丝：0.035“，18G）",""]
["14997","通用介入","6-1","6-1","输液港","静脉型","/","非耐高压型","未维护","国械注准20253142050","植入式给药装置及套件","植入式给药装置及套件","","巴迪脉通医疗科技（苏州）有限公司","巴迪脉通医疗科技（苏州）有限公司","","202122860\n","202122860\n",""]
["14998","通用介入","12-1","12-2","造影导丝","普通型","/","长度＞180CM","已维护","沪械注准20242030093","血管造影导丝","血管造影导丝","不区分","上海玄宇医疗器械有限公司","上海玄宇医疗器械有限公司","C02022200300002209250000003","GWJ3526","GWJ3526",""]
["14999","通用介入","12-1","12-2","造影导丝","普通型","/","长度＞180CM","已维护","沪械注准20242030093","血管造影导丝","血管造影导丝","不区分","上海玄宇医疗器械有限公司","上海玄宇医疗器械有限公司","C02022200300002209250000002","GWZ3226","GWZ3226",""]
["15000","通用介入","6-1","6-1","输液港","静脉型","/","非耐高压型","未维护","国械注准20253142050","植入式给药装置及套件","植入式给药装置及套件","","巴迪脉通医疗科技（苏州）有限公司","巴迪脉通医疗科技（苏州）有限公司","","202122760\n","202122760\n",""]
["15001","通用介入","12-1","12-2","造影导丝","普通型","/","长度＞180CM","已维护","沪械注准20242030093","血管造影导丝","血管造影导丝","不区分","上海玄宇医疗器械有限公司","上海玄宇医疗器械有限公司","C02022200300002209250000001","GWJ3226","GWJ3226",""]
["15002","通用介入","6-1","6-1","输液港","静脉型","/","非耐高压型","未维护","国械注准20253142050","植入式给药装置及套件","植入式给药装置及套件","","巴迪脉通医疗科技（苏州）有限公司","巴迪脉通医疗科技（苏州）有限公司","","202111560\n","202111560\n",""]
["15003","通用介入","6-1","6-1","输液港","静脉型","/","非耐高压型","未维护","国械注准20253142050","植入式给药装置及套件","植入式给药装置及套件","","巴迪脉通医疗科技（苏州）有限公司","巴迪脉通医疗科技（苏州）有限公司","","202122660\n","202122660\n",""]
["15005","通用介入","6-1","6-1","输液港","静脉型","/","非耐高压型","未维护","国械注准20253142050","植入式给药装置及套件","植入式给药装置及套件","","巴迪脉通医疗科技（苏州）有限公司","巴迪脉通医疗科技（苏州）有限公司","","202222560\n","202222560\n",""]
["15006","通用介入","6-1","6-1","输液港","静脉型","/","非耐高压型","未维护","国械注准20253142064","臂型植入式给药装置","","","苏州碧迪医疗器械有限公司","苏州碧迪医疗器械有限公司","","704018","704018",""]
["15008","通用介入","6-1","6-1","输液港","静脉型","/","非耐高压型","未维护","国械注准20253142050","植入式给药装置及套件","植入式给药装置及套件","","巴迪脉通医疗科技（苏州）有限公司","巴迪脉通医疗科技（苏州）有限公司","","202121860\n","202121860\n",""]
["15012","通用介入","9","9","造影导管","普通型","/","/","已维护","国械注准20223030662","血管内造影导管","血管内造影导管","","泰尔茂医疗产品(杭州)有限公司","泰尔茂医疗产品(杭州)有限公司","C02070100400000063510000311","RC=0AG16010","RC=0AG16010",""]
["15012","通用介入","9","9","造影导管","普通型","/","/","已维护","国械注准20223030662","血管内造影导管","血管内造影导管","","泰尔茂医疗产品(杭州)有限公司","泰尔茂医疗产品(杭州)有限公司","C02070100400000063510000312","RC=0AG14010","RC=0AG14010",""]
["15012","通用介入","9","9","造影导管","普通型","/","/","已维护","国械注准20223030662","血管内造影导管","血管内造影导管","","泰尔茂医疗产品(杭州)有限公司","泰尔茂医疗产品(杭州)有限公司","C02070100400000063510000313","RC=0VTC5010","RC=0VTC5010",""]
["15012","通用介入","9","9","造影导管","普通型","/","/","已维护","国械注准20223030662","血管内造影导管","血管内造影导管","","泰尔茂医疗产品(杭州)有限公司","泰尔茂医疗产品(杭州)有限公司","C02070100400000063510000314","RC=0BA26010","RC=0BA26010",""]
["15012","通用介入","9","9","造影导管","普通型","/","/","已维护","国械注准20223030662","血管内造影导管","血管内造影导管","","泰尔茂医疗产品(杭州)有限公司","泰尔茂医疗产品(杭州)有限公司","C02070100400000063510000315","RC=0BA25010","RC=0BA25010",""]
["15012","通用介入","9","9","造影导管","普通型","/","/","已维护","国械注准20223030662","血管内造影导管","血管内造影导管","","泰尔茂医疗产品(杭州)有限公司","泰尔茂医疗产品(杭州)有限公司","C02070100400000063510000316","RC=ST004608","RC=ST004608",""]
["15012","通用介入","9","9","造影导管","普通型","/","/","已维护","国械注准20223030662","血管内造影导管","血管内造影导管","","泰尔茂医疗产品(杭州)有限公司","泰尔茂医疗产品(杭州)有限公司","C02070100400000063510000317","RC=ST006610","RC=ST006610",""]
["15012","通用介入","9","9","造影导管","普通型","/","/","已维护","国械注准20223030662","血管内造影导管","血管内造影导管","","泰尔茂医疗产品(杭州)有限公司","泰尔茂医疗产品(杭州)有限公司","C02070100400000063510000318","RC=0AA15210","RC=0AA15210",""]
["15012","通用介入","9","9","造影导管","普通型","/","/","已维护","国械注准20223030662","血管内造影导管","血管内造影导管","","泰尔茂医疗产品(杭州)有限公司","泰尔茂医疗产品(杭州)有限公司","C02070100400000063510000319","RC=ST006611","RC=ST006611",""]
["15012","通用介入","9","9","造影导管","普通型","/","/","已维护","国械注准20223030662","血管内造影导管","血管内造影导管","","泰尔茂医疗产品(杭州)有限公司","泰尔茂医疗产品(杭州)有限公司","C02070100400000063510000320","RC=0BA2601C","RC=0BA2601C",""]
["15012","通用介入","9","9","造影导管","普通型","/","/","已维护","国械注准20223030662","血管内造影导管","血管内造影导管","","泰尔茂医疗产品(杭州)有限公司","泰尔茂医疗产品(杭州)有限公司","C02070100400000063510000321","RC=0AG14008","RC=0AG14008",""]
["15012","通用介入","9","9","造影导管","普通型","/","/","已维护","国械注准20223030662","血管内造影导管","血管内造影导管","","泰尔茂医疗产品(杭州)有限公司","泰尔茂医疗产品(杭州)有限公司","C02070100400000063510000322","RC=0AA15010","RC=0AA15010",""]
["15012","通用介入","9","9","造影导管","普通型","/","/","已维护","国械注准20223030662","血管内造影导管","血管内造影导管","","泰尔茂医疗产品(杭州)有限公司","泰尔茂医疗产品(杭州)有限公司","C02070100400000063510000323","RC=0BA15008","RC=0BA15008",""]
["15012","通用介入","9","9","造影导管","普通型","/","/","已维护","国械注准20223030662","血管内造影导管","血管内造影导管","","泰尔茂医疗产品(杭州)有限公司","泰尔茂医疗产品(杭州)有限公司","C02070100400000063510000324","RC=0BC15010","RC=0BC15010",""]
["15012","通用介入","9","9","造影导管","普通型","/","/","已维护","国械注准20223030662","血管内造影导管","血管内造影导管","","泰尔茂医疗产品(杭州)有限公司","泰尔茂医疗产品(杭州)有限公司","C02070100400000063510000325","RC=0BA1600G","RC=0BA1600G",""]
["15012","通用介入","9","9","造影导管","普通型","/","/","已维护","国械注准20223030662","血管内造影导管","血管内造影导管","","泰尔茂医疗产品(杭州)有限公司","泰尔茂医疗产品(杭州)有限公司","C02070100400000063510000326","RC=0AG4600G","RC=0AG4600G",""]
["15012","通用介入","9","9","造影导管","普通型","/","/","已维护","国械注准20223030662","血管内造影导管","血管内造影导管","","泰尔茂医疗产品(杭州)有限公司","泰尔茂医疗产品(杭州)有限公司","C02070100400000063510000327","RC=ST006608","RC=ST006608",""]
["15012","通用介入","9","9","造影导管","普通型","/","/","已维护","国械注准20223030662","血管内造影导管","血管内造影导管","","泰尔茂医疗产品(杭州)有限公司","泰尔茂医疗产品(杭州)有限公司","C02070100400000063510000328","RC=ST00460G","RC=ST00460G",""]
["15012","通用介入","9","9","造影导管","普通型","/","/","已维护","国械注准20223030662","血管内造影导管","血管内造影导管","","泰尔茂医疗产品(杭州)有限公司","泰尔茂医疗产品(杭州)有限公司","C02070100400000063510000329","RC=0BA2600G","RC=0BA2600G",""]
["15012","通用介入","9","9","造影导管","普通型","/","/","已维护","国械注准20223030662","血管内造影导管","血管内造影导管","","泰尔茂医疗产品(杭州)有限公司","泰尔茂医疗产品(杭州)有限公司","C02070100400000063510000330","RC=0AA14008","RC=0AA14008",""]
["15012","通用介入","9","9","造影导管","普通型","/","/","已维护","国械注准20223030662","血管内造影导管","血管内造影导管","","泰尔茂医疗产品(杭州)有限公司","泰尔茂医疗产品(杭州)有限公司","C02070100400000063510000331","RC=0AUB6010","RC=0AUB6010",""]
["15012","通用介入","9","9","造影导管","普通型","/","/","已维护","国械注准20223030662","血管内造影导管","血管内造影导管","","泰尔茂医疗产品(杭州)有限公司","泰尔茂医疗产品(杭州)有限公司","C02070100400000063510000332","RC=0BA14008","RC=0BA14008",""]
["15012","通用介入","9","9","造影导管","普通型","/","/","已维护","国械注准20223030662","血管内造影导管","血管内造影导管","","泰尔茂医疗产品(杭州)有限公司","泰尔茂医疗产品(杭州)有限公司","C02070100400000063510000333","RC=0BC25010","RC=0BC25010",""]
["15012","通用介入","9","9","造影导管","普通型","/","/","已维护","国械注准20223030662","血管内造影导管","血管内造影导管","","泰尔茂医疗产品(杭州)有限公司","泰尔茂医疗产品(杭州)有限公司","C02070100400000063510000334","RC=0AG46008","RC=0AG46008",""]
["15012","通用介入","9","9","造影导管","普通型","/","/","已维护","国械注准20223030662","血管内造影导管","血管内造影导管","","泰尔茂医疗产品(杭州)有限公司","泰尔茂医疗产品(杭州)有限公司","C02070100400000063510000335","RC=0BA1401C","RC=0BA1401C",""]
["15012","通用介入","9","9","造影导管","普通型","/","/","已维护","国械注准20223030662","血管内造影导管","血管内造影导管","","泰尔茂医疗产品(杭州)有限公司","泰尔茂医疗产品(杭州)有限公司","C02070100400000063510000336","RC=0VTC4010","RC=0VTC4010",""]
["15012","通用介入","9","9","造影导管","普通型","/","/","已维护","国械注准20223030662","血管内造影导管","血管内造影导管","","泰尔茂医疗产品(杭州)有限公司","泰尔茂医疗产品(杭州)有限公司","C02070100400000063510000337","RC=0AA15208","RC=0AA15208",""]
["15012","通用介入","9","9","造影导管","普通型","/","/","已维护","国械注准20223030662","血管内造影导管","血管内造影导管","","泰尔茂医疗产品(杭州)有限公司","泰尔茂医疗产品(杭州)有限公司","C02070100400000063510000338","RC=0AA15008","RC=0AA15008",""]
["15012","通用介入","9","9","造影导管","普通型","/","/","已维护","国械注准20223030662","血管内造影导管","血管内造影导管","","泰尔茂医疗产品(杭州)有限公司","泰尔茂医疗产品(杭州)有限公司","C02070100400000063510000339","RC=0AG1500G","RC=0AG1500G",""]
["15012","通用介入","9","9","造影导管","普通型","/","/","已维护","国械注准20223030662","血管内造影导管","血管内造影导管","","泰尔茂医疗产品(杭州)有限公司","泰尔茂医疗产品(杭州)有限公司","C02070100400000063510000340","RC=0BC5600G","RC=0BC5600G",""]
["15012","通用介入","9","9","造影导管","普通型","/","/","已维护","国械注准20223030662","血管内造影导管","血管内造影导管","","泰尔茂医疗产品(杭州)有限公司","泰尔茂医疗产品(杭州)有限公司","C02070100400000063510000341","RC=0BA1500G","RC=0BA1500G",""]
["15012","通用介入","9","9","造影导管","普通型","/","/","已维护","国械注准20223030662","血管内造影导管","血管内造影导管","","泰尔茂医疗产品(杭州)有限公司","泰尔茂医疗产品(杭州)有限公司","C02070100400000063510000342","RC=0AL14010","RC=0AL14010",""]
["15012","通用介入","9","9","造影导管","普通型","/","/","已维护","国械注准20223030662","血管内造影导管","血管内造影导管","","泰尔茂医疗产品(杭州)有限公司","泰尔茂医疗产品(杭州)有限公司","C02070100400000063510000343","RC=0BA2501C","RC=0BA2501C",""]
["15012","通用介入","9","9","造影导管","普通型","/","/","已维护","国械注准20223030662","血管内造影导管","血管内造影导管","","泰尔茂医疗产品(杭州)有限公司","泰尔茂医疗产品(杭州)有限公司","C02070100400000063510000344","RC=0BA2400G","RC=0BA2400G",""]
["15012","通用介入","9","9","造影导管","普通型","/","/","已维护","国械注准20223030662","血管内造影导管","血管内造影导管","","泰尔茂医疗产品(杭州)有限公司","泰尔茂医疗产品(杭州)有限公司","C02070100400000063510000345","RC=0AG1600G","RC=0AG1600G",""]
["15012","通用介入","9","9","造影导管","普通型","/","/","已维护","国械注准20223030662","血管内造影导管","血管内造影导管","","泰尔茂医疗产品(杭州)有限公司","泰尔茂医疗产品(杭州)有限公司","C02070100400000063510000346","RC=0BC55008","RC=0BC55008",""]
["15012","通用介入","9","9","造影导管","普通型","/","/","已维护","国械注准20223030662","血管内造影导管","血管内造影导管","","泰尔茂医疗产品(杭州)有限公司","泰尔茂医疗产品(杭州)有限公司","C02070100400000063510000347","RC=0DF26008","RC=0DF26008",""]
["15012","通用介入","9","9","造影导管","普通型","/","/","已维护","国械注准20223030662","血管内造影导管","血管内造影导管","","泰尔茂医疗产品(杭州)有限公司","泰尔茂医疗产品(杭州)有限公司","C02070100400000063510000348","RC=0EG15010","RC=0EG15010",""]
["15012","通用介入","9","9","造影导管","普通型","/","/","已维护","国械注准20223030662","血管内造影导管","血管内造影导管","","泰尔茂医疗产品(杭州)有限公司","泰尔茂医疗产品(杭州)有限公司","C02070100400000063510000349","RC=0AUB4008","RC=0AUB4008",""]
["15012","通用介入","9","9","造影导管","普通型","/","/","已维护","国械注准20223030662","血管内造影导管","血管内造影导管","","泰尔茂医疗产品(杭州)有限公司","泰尔茂医疗产品(杭州)有限公司","C02070100400000063510000350","RC=0AL15010","RC=0AL15010",""]
["15012","通用介入","9","9","造影导管","普通型","/","/","已维护","国械注准20223030662","血管内造影导管","血管内造影导管","","泰尔茂医疗产品(杭州)有限公司","泰尔茂医疗产品(杭州)有限公司","C02070100400000063510000351","RC=0BA16008","RC=0BA16008",""]
["15012","通用介入","9","9","造影导管","普通型","/","/","已维护","国械注准20223030662","血管内造影导管","血管内造影导管","","泰尔茂医疗产品(杭州)有限公司","泰尔茂医疗产品(杭州)有限公司","C02070100400000063510000352","RC=ST005608","RC=ST005608",""]
["15012","通用介入","9","9","造影导管","普通型","/","/","已维护","国械注准20223030662","血管内造影导管","血管内造影导管","","泰尔茂医疗产品(杭州)有限公司","泰尔茂医疗产品(杭州)有限公司","C02070100400000063510000353","RC=0BC5500G","RC=0BC5500G",""]
["15012","通用介入","9","9","造影导管","普通型","/","/","已维护","国械注准20223030662","血管内造影导管","血管内造影导管","","泰尔茂医疗产品(杭州)有限公司","泰尔茂医疗产品(杭州)有限公司","C02070100400000063510000354","RC=0BA1501C","RC=0BA1501C",""]
["15012","通用介入","9","9","造影导管","普通型","/","/","已维护","国械注准20223030662","血管内造影导管","血管内造影导管","","泰尔茂医疗产品(杭州)有限公司","泰尔茂医疗产品(杭州)有限公司","C02070100400000063510000355","RC=0AG4400G","RC=0AG4400G",""]
["15012","通用介入","9","9","造影导管","普通型","/","/","已维护","国械注准20223030662","血管内造影导管","血管内造影导管","","泰尔茂医疗产品(杭州)有限公司","泰尔茂医疗产品(杭州)有限公司","C02070100400000063510000356","RC=0AL14011","RC=0AL14011",""]
["15012","通用介入","9","9","造影导管","普通型","/","/","已维护","国械注准20223030662","血管内造影导管","血管内造影导管","","泰尔茂医疗产品(杭州)有限公司","泰尔茂医疗产品(杭州)有限公司","C02070100400000063510000357","RC=0BC5400G","RC=0BC5400G",""]
["15012","通用介入","9","9","造影导管","普通型","/","/","已维护","国械注准20223030662","血管内造影导管","血管内造影导管","","泰尔茂医疗产品(杭州)有限公司","泰尔茂医疗产品(杭州)有限公司","C02070100400000063510000358","RC=0BA26008","RC=0BA26008",""]
["15012","通用介入","9","9","造影导管","普通型","/","/","已维护","国械注准20223030662","血管内造影导管","血管内造影导管","","泰尔茂医疗产品(杭州)有限公司","泰尔茂医疗产品(杭州)有限公司","C02070100400000063510000359","RC=0AUB5010","RC=0AUB5010",""]
["15012","通用介入","9","9","造影导管","普通型","/","/","已维护","国械注准20223030662","血管内造影导管","血管内造影导管","","泰尔茂医疗产品(杭州)有限公司","泰尔茂医疗产品(杭州)有限公司","C02070100400000063510000360","RC=0BC56008","RC=0BC56008",""]
["15012","通用介入","9","9","造影导管","普通型","/","/","已维护","国械注准20223030662","血管内造影导管","血管内造影导管","","泰尔茂医疗产品(杭州)有限公司","泰尔茂医疗产品(杭州)有限公司","C02070100400000063510000361","RC=0DF25008","RC=0DF25008",""]
["15012","通用介入","9","9","造影导管","普通型","/","/","已维护","国械注准20223030662","血管内造影导管","血管内造影导管","","泰尔茂医疗产品(杭州)有限公司","泰尔茂医疗产品(杭州)有限公司","C02070100400000063510000362","RC=0AA14208","RC=0AA14208",""]
["15012","通用介入","9","9","造影导管","普通型","/","/","已维护","国械注准20223030662","血管内造影导管","血管内造影导管","","泰尔茂医疗产品(杭州)有限公司","泰尔茂医疗产品(杭州)有限公司","C02070100400000063510000363","RC=0AG15008","RC=0AG15008",""]
["15012","通用介入","9","9","造影导管","普通型","/","/","已维护","国械注准20223030662","血管内造影导管","血管内造影导管","","泰尔茂医疗产品(杭州)有限公司","泰尔茂医疗产品(杭州)有限公司","C02070100400000063510000364","RC=0VTC6010","RC=0VTC6010",""]
["15012","通用介入","9","9","造影导管","普通型","/","/","已维护","国械注准20223030662","血管内造影导管","血管内造影导管","","泰尔茂医疗产品(杭州)有限公司","泰尔茂医疗产品(杭州)有限公司","C02070100400000063510000365","RC=0AL16011","RC=0AL16011",""]
["15012","通用介入","9","9","造影导管","普通型","/","/","已维护","国械注准20223030662","血管内造影导管","血管内造影导管","","泰尔茂医疗产品(杭州)有限公司","泰尔茂医疗产品(杭州)有限公司","C02070100400000063510000366","RC=0AG44008","RC=0AG44008",""]
["15012","通用介入","9","9","造影导管","普通型","/","/","已维护","国械注准20223030662","血管内造影导管","血管内造影导管","","泰尔茂医疗产品(杭州)有限公司","泰尔茂医疗产品(杭州)有限公司","C02070100400000063510000367","RC=0BC54008","RC=0BC54008",""]
["15012","通用介入","9","9","造影导管","普通型","/","/","已维护","国械注准20223030662","血管内造影导管","血管内造影导管","","泰尔茂医疗产品(杭州)有限公司","泰尔茂医疗产品(杭州)有限公司","C02070100400000063510000368","RC=0AL15011","RC=0AL15011",""]
["15012","通用介入","9","9","造影导管","普通型","/","/","已维护","国械注准20223030662","血管内造影导管","血管内造影导管","","泰尔茂医疗产品(杭州)有限公司","泰尔茂医疗产品(杭州)有限公司","C02070100400000063510000369","RC=0DF24008","RC=0DF24008",""]
["15012","通用介入","9","9","造影导管","普通型","/","/","已维护","国械注准20223030662","血管内造影导管","血管内造影导管","","泰尔茂医疗产品(杭州)有限公司","泰尔茂医疗产品(杭州)有限公司","C02070100400000063510000370","RC=0AUB4010","RC=0AUB4010",""]
["15012","通用介入","9","9","造影导管","普通型","/","/","已维护","国械注准20223030662","血管内造影导管","血管内造影导管","","泰尔茂医疗产品(杭州)有限公司","泰尔茂医疗产品(杭州)有限公司","C02070100400000063510000371","RC=0BA1601C","RC=0BA1601C",""]
["15012","通用介入","9","9","造影导管","普通型","/","/","已维护","国械注准20223030662","血管内造影导管","血管内造影导管","","泰尔茂医疗产品(杭州)有限公司","泰尔茂医疗产品(杭州)有限公司","C02070100400000063510000372","RC=ST004610","RC=ST004610",""]
["15012","通用介入","9","9","造影导管","普通型","/","/","已维护","国械注准20223030662","血管内造影导管","血管内造影导管","","泰尔茂医疗产品(杭州)有限公司","泰尔茂医疗产品(杭州)有限公司","C02070100400000063510000373","RC=0VTC501C","RC=0VTC501C",""]
["15012","通用介入","9","9","造影导管","普通型","/","/","已维护","国械注准20223030662","血管内造影导管","血管内造影导管","","泰尔茂医疗产品(杭州)有限公司","泰尔茂医疗产品(杭州)有限公司","C02070100400000063510000374","RC=0AG16008","RC=0AG16008",""]
["15012","通用介入","9","9","造影导管","普通型","/","/","已维护","国械注准20223030662","血管内造影导管","血管内造影导管","","泰尔茂医疗产品(杭州)有限公司","泰尔茂医疗产品(杭州)有限公司","C02070100400000063510000375","RC=0AG1400G","RC=0AG1400G",""]
["15012","通用介入","9","9","造影导管","普通型","/","/","已维护","国械注准20223030662","血管内造影导管","血管内造影导管","","泰尔茂医疗产品(杭州)有限公司","泰尔茂医疗产品(杭州)有限公司","C02070100400000063510000376","RC=0BA24008","RC=0BA24008",""]
["15012","通用介入","9","9","造影导管","普通型","/","/","已维护","国械注准20223030662","血管内造影导管","血管内造影导管","","泰尔茂医疗产品(杭州)有限公司","泰尔茂医疗产品(杭州)有限公司","C02070100400000063510000377","RC=0VTC601C","RC=0VTC601C",""]
["15012","通用介入","9","9","造影导管","普通型","/","/","已维护","国械注准20223030662","血管内造影导管","血管内造影导管","","泰尔茂医疗产品(杭州)有限公司","泰尔茂医疗产品(杭州)有限公司","C02070100400000063510000378","RC=ST00660G","RC=ST00660G",""]
["15012","通用介入","9","9","造影导管","普通型","/","/","已维护","国械注准20223030662","血管内造影导管","血管内造影导管","","泰尔茂医疗产品(杭州)有限公司","泰尔茂医疗产品(杭州)有限公司","C02070100400000063510000379","RC=0AUB5008","RC=0AUB5008",""]
["15012","通用介入","9","9","造影导管","普通型","/","/","已维护","国械注准20223030662","血管内造影导管","血管内造影导管","","泰尔茂医疗产品(杭州)有限公司","泰尔茂医疗产品(杭州)有限公司","C02070100400000063510000380","RC=ST004611","RC=ST004611",""]
["15012","通用介入","9","9","造影导管","普通型","/","/","已维护","国械注准20223030662","血管内造影导管","血管内造影导管","","泰尔茂医疗产品(杭州)有限公司","泰尔茂医疗产品(杭州)有限公司","C02070100400000063510000381","RC=0AL16010","RC=0AL16010",""]
["15012","通用介入","9","9","造影导管","普通型","/","/","已维护","国械注准20223030662","血管内造影导管","血管内造影导管","","泰尔茂医疗产品(杭州)有限公司","泰尔茂医疗产品(杭州)有限公司","C02070100400000063510000382","RC=ST00560G","RC=ST00560G",""]
["15012","通用介入","9","9","造影导管","普通型","/","/","已维护","国械注准20223030662","血管内造影导管","血管内造影导管","","泰尔茂医疗产品(杭州)有限公司","泰尔茂医疗产品(杭州)有限公司","C02070100400000063510000383","RC=ST005610","RC=ST005610",""]
["15012","通用介入","9","9","造影导管","普通型","/","/","已维护","国械注准20223030662","血管内造影导管","血管内造影导管","","泰尔茂医疗产品(杭州)有限公司","泰尔茂医疗产品(杭州)有限公司","C02070100400000063510000384","RC=0AG15010","RC=0AG15010",""]
["15012","通用介入","9","9","造影导管","普通型","/","/","已维护","国械注准20223030662","血管内造影导管","血管内造影导管","","泰尔茂医疗产品(杭州)有限公司","泰尔茂医疗产品(杭州)有限公司","C02070100400000063510000385","RC=0AUB6008","RC=0AUB6008",""]
["15012","通用介入","9","9","造影导管","普通型","/","/","已维护","国械注准20223030662","血管内造影导管","血管内造影导管","","泰尔茂医疗产品(杭州)有限公司","泰尔茂医疗产品(杭州)有限公司","C02070100400000063510000386","RC=0AG4500G","RC=0AG4500G",""]
["15012","通用介入","9","9","造影导管","普通型","/","/","已维护","国械注准20223030662","血管内造影导管","血管内造影导管","","泰尔茂医疗产品(杭州)有限公司","泰尔茂医疗产品(杭州)有限公司","C02070100400000063510000387","RC=0BA2401C","RC=0BA2401C",""]
["15012","通用介入","9","9","造影导管","普通型","/","/","已维护","国械注准20223030662","血管内造影导管","血管内造影导管","","泰尔茂医疗产品(杭州)有限公司","泰尔茂医疗产品(杭州)有限公司","C02070100400000063510000388","RC=ST005611","RC=ST005611",""]
["15012","通用介入","9","9","造影导管","普通型","/","/","已维护","国械注准20223030662","血管内造影导管","血管内造影导管","","泰尔茂医疗产品(杭州)有限公司","泰尔茂医疗产品(杭州)有限公司","C02070100400000063510000389","RC=0AG45008","RC=0AG45008",""]
["15012","通用介入","9","9","造影导管","普通型","/","/","已维护","国械注准20223030662","血管内造影导管","血管内造影导管","","泰尔茂医疗产品(杭州)有限公司","泰尔茂医疗产品(杭州)有限公司","C02070100400000063510000390","RC=0BA1400G","RC=0BA1400G",""]
["15012","通用介入","9","9","造影导管","普通型","/","/","已维护","国械注准20223030662","血管内造影导管","血管内造影导管","","泰尔茂医疗产品(杭州)有限公司","泰尔茂医疗产品(杭州)有限公司","C02070100400000063510000391","RC=0VTC401C","RC=0VTC401C",""]
["15013","通用介入","6-1","6-1","输液港","静脉型","/","非耐高压型","未维护","国械注准20253142050","植入式给药装置及套件","植入式给药装置及套件","","巴迪脉通医疗科技（苏州）有限公司","巴迪脉通医疗科技（苏州）有限公司","","202222660\n","202222660\n",""]
["15014","通用介入","6-1","6-1","输液港","静脉型","/","非耐高压型","未维护","国械注准20253142050","植入式给药装置及套件","植入式给药装置及套件","","巴迪脉通医疗科技（苏州）有限公司","巴迪脉通医疗科技（苏州）有限公司","","202112560\n","202112560\n",""]
["15015","通用介入","6-1","6-1","输液港","静脉型","/","非耐高压型","未维护","国械注准20253142050","植入式给药装置及套件","植入式给药装置及套件","","巴迪脉通医疗科技（苏州）有限公司","巴迪脉通医疗科技（苏州）有限公司","","202121760\n","202121760\n",""]
["15016","通用介入","6-1","6-1","输液港","静脉型","/","非耐高压型","未维护","国械注准20253142050","植入式给药装置及套件","植入式给药装置及套件","","巴迪脉通医疗科技（苏州）有限公司","巴迪脉通医疗科技（苏州）有限公司","","202222760\n","202222760\n",""]
["15017","通用介入","6-1","6-1","输液港","静脉型","/","非耐高压型","未维护","国械注准20253142050","植入式给药装置及套件","植入式给药装置及套件","","巴迪脉通医疗科技（苏州）有限公司","巴迪脉通医疗科技（苏州）有限公司","","202211560\n","202211560\n",""]
["15018","通用介入","6-1","6-1","输液港","静脉型","/","非耐高压型","未维护","国械注准20253142050","植入式给药装置及套件","植入式给药装置及套件","","巴迪脉通医疗科技（苏州）有限公司","巴迪脉通医疗科技（苏州）有限公司","","202221760\n","202221760\n",""]
["15021","通用介入","6-1","6-1","输液港","静脉型","/","非耐高压型","未维护","国械注准20253142050","植入式给药装置及套件","植入式给药装置及套件","","巴迪脉通医疗科技（苏州）有限公司","巴迪脉通医疗科技（苏州）有限公司","","202222860\n","202222860\n",""]
["15022","通用介入","22-1","22-1","压力延长管","压力延长管","/","300psi≤耐压值≤500psi","已维护","豫械注准20222030873","一次性使用压力延长管","一次性使用压力延长管","PVC","河南曙光汇知康生物科技股份有限公司","河南曙光汇知康生物科技股份有限公司","C14230900400000084960000395","2000","B型",""]
["15022","通用介入","22-1","22-1","压力延长管","压力延长管","/","300psi≤耐压值≤500psi","已维护","豫械注准20222030873","一次性使用压力延长管","一次性使用压力延长管","PVC","河南曙光汇知康生物科技股份有限公司","河南曙光汇知康生物科技股份有限公司","C14230900400000084960000390","1200","B型",""]
["15027","通用介入","6-1","6-1","输液港","静脉型","/","非耐高压型","未维护","国械注准20253142050","植入式给药装置及套件","植入式给药装置及套件","","巴迪脉通医疗科技（苏州）有限公司","巴迪脉通医疗科技（苏州）有限公司","","202121560\n","202121560\n",""]
["15028","通用介入","6-1","6-1","输液港","静脉型","/","非耐高压型","未维护","国械注准20253142050","植入式给药装置及套件","植入式给药装置及套件","","巴迪脉通医疗科技（苏州）有限公司","巴迪脉通医疗科技（苏州）有限公司","","202221860\n","202221860\n",""]
["15029","通用介入","18","18","抓捕器","抓捕器","/","/","已维护","国械注准20243031918","血管内异物抓捕器","血管内异物抓捕器","导丝前端由PP 制成，夹头由黄铜制成，把手由 ABS 制成;导引鞘由带有鲁尔接头的高密度聚乙烯(HDPE)导引管制成;抓捕导管由带有鲁尔接头的高密度聚乙烯(HDPE)导管构成，聚乙烯导管末端嵌有材质为钽的显影环。","柏为（武汉）医疗科技股份有限公司","柏为(武汉)医疗科技股份有限公司","C02071407400001026380000010","SG-15","SG-15",""]
["15029","通用介入","18","18","抓捕器","抓捕器","/","/","已维护","国械注准20243031918","血管内异物抓捕器","血管内异物抓捕器","导丝前端由PP 制成，夹头由黄铜制成，把手由 ABS 制成;导引鞘由带有鲁尔接头的高密度聚乙烯(HDPE)导引管制成;抓捕导管由带有鲁尔接头的高密度聚乙烯(HDPE)导管构成，聚乙烯导管末端嵌有材质为钽的显影环。","柏为（武汉）医疗科技股份有限公司","柏为(武汉)医疗科技股份有限公司","C02071407400001026380000009","SP-25","SP-25",""]
["15029","通用介入","18","18","抓捕器","抓捕器","/","/","已维护","国械注准20243031918","血管内异物抓捕器","血管内异物抓捕器","导丝前端由PP 制成，夹头由黄铜制成，把手由 ABS 制成;导引鞘由带有鲁尔接头的高密度聚乙烯(HDPE)导引管制成;抓捕导管由带有鲁尔接头的高密度聚乙烯(HDPE)导管构成，聚乙烯导管末端嵌有材质为钽的显影环。","柏为（武汉）医疗科技股份有限公司","柏为(武汉)医疗科技股份有限公司","C02071407400001026380000002","SG-25","SG-25",""]
["15029","通用介入","18","18","抓捕器","抓捕器","/","/","已维护","国械注准20243031918","血管内异物抓捕器","血管内异物抓捕器","导丝前端由PP 制成，夹头由黄铜制成，把手由 ABS 制成;导引鞘由带有鲁尔接头的高密度聚乙烯(HDPE)导引管制成;抓捕导管由带有鲁尔接头的高密度聚乙烯(HDPE)导管构成，聚乙烯导管末端嵌有材质为钽的显影环。","柏为（武汉）医疗科技股份有限公司","柏为(武汉)医疗科技股份有限公司","C02071407400001026380000001","SG-20","SG-20",""]
["15030","通用介入","6-1","6-1","输液港","静脉型","/","非耐高压型","未维护","国械注准20253142050","植入式给药装置及套件","植入式给药装置及套件","","巴迪脉通医疗科技（苏州）有限公司","巴迪脉通医疗科技（苏州）有限公司","","202212560\n","202212560\n",""]
["15031","通用介入","14","14","血管鞘","普通型","/","/","已维护","国械注准20163030179","一次性使用血管鞘组","一次性使用血管鞘组","全包包括血管鞘、配件涂层导丝/不锈钢导丝、套管针/穿刺针、手术刀和注射器；简包包括血管鞘、配件涂层导丝/不锈钢导丝、套管针/穿刺针。其中血管鞘包括导管鞘和扩张器，导管鞘和扩张器表面均涂覆亲水涂层，导管鞘连接有三通。","乐普（北京）医疗器械股份有限公司","乐普(北京)医疗器械股份有限公司","C02071001500000091240000205","RSA060725","RSA060725",""]
["15031","通用介入","14","14","血管鞘","普通型","/","/","已维护","国械注准20163030179","一次性使用血管鞘组","一次性使用血管鞘组","全包包括血管鞘、配件涂层导丝/不锈钢导丝、套管针/穿刺针、手术刀和注射器；简包包括血管鞘、配件涂层导丝/不锈钢导丝、套管针/穿刺针。其中血管鞘包括导管鞘和扩张器，导管鞘和扩张器表面均涂覆亲水涂层，导管鞘连接有三通。","乐普（北京）医疗器械股份有限公司","乐普(北京)医疗器械股份有限公司","C02071001500000091240000206","RS(J)051135","RS(J)051135",""]
["15031","通用介入","14","14","血管鞘","普通型","/","/","已维护","国械注准20163030179","一次性使用血管鞘组","一次性使用血管鞘组","全包包括血管鞘、配件涂层导丝/不锈钢导丝、套管针/穿刺针、手术刀和注射器；简包包括血管鞘、配件涂层导丝/不锈钢导丝、套管针/穿刺针。其中血管鞘包括导管鞘和扩张器，导管鞘和扩张器表面均涂覆亲水涂层，导管鞘连接有三通。","乐普（北京）医疗器械股份有限公司","乐普(北京)医疗器械股份有限公司","C02071001500000091240000207","RSA061621","RSA061621",""]
["15031","通用介入","14","14","血管鞘","普通型","/","/","已维护","国械注准20163030179","一次性使用血管鞘组","一次性使用血管鞘组","全包包括血管鞘、配件涂层导丝/不锈钢导丝、套管针/穿刺针、手术刀和注射器；简包包括血管鞘、配件涂层导丝/不锈钢导丝、套管针/穿刺针。其中血管鞘包括导管鞘和扩张器，导管鞘和扩张器表面均涂覆亲水涂层，导管鞘连接有三通。","乐普（北京）医疗器械股份有限公司","乐普(北京)医疗器械股份有限公司","C02071001500000091240000208","RSA(J)062435","RSA(J)062435",""]
["15031","通用介入","14","14","血管鞘","普通型","/","/","已维护","国械注准20163030179","一次性使用血管鞘组","一次性使用血管鞘组","全包包括血管鞘、配件涂层导丝/不锈钢导丝、套管针/穿刺针、手术刀和注射器；简包包括血管鞘、配件涂层导丝/不锈钢导丝、套管针/穿刺针。其中血管鞘包括导管鞘和扩张器，导管鞘和扩张器表面均涂覆亲水涂层，导管鞘连接有三通。","乐普（北京）医疗器械股份有限公司","乐普(北京)医疗器械股份有限公司","C02071001500000091240000209","RS072418","RS072418",""]
["15031","通用介入","14","14","血管鞘","普通型","/","/","已维护","国械注准20163030179","一次性使用血管鞘组","一次性使用血管鞘组","全包包括血管鞘、配件涂层导丝/不锈钢导丝、套管针/穿刺针、手术刀和注射器；简包包括血管鞘、配件涂层导丝/不锈钢导丝、套管针/穿刺针。其中血管鞘包括导管鞘和扩张器，导管鞘和扩张器表面均涂覆亲水涂层，导管鞘连接有三通。","乐普（北京）医疗器械股份有限公司","乐普(北京)医疗器械股份有限公司","C02071001500000091240000210","RSA(J)072438","RSA(J)072438",""]
["15031","通用介入","14","14","血管鞘","普通型","/","/","已维护","国械注准20163030179","一次性使用血管鞘组","一次性使用血管鞘组","全包包括血管鞘、配件涂层导丝/不锈钢导丝、套管针/穿刺针、手术刀和注射器；简包包括血管鞘、配件涂层导丝/不锈钢导丝、套管针/穿刺针。其中血管鞘包括导管鞘和扩张器，导管鞘和扩张器表面均涂覆亲水涂层，导管鞘连接有三通。","乐普（北京）医疗器械股份有限公司","乐普(北京)医疗器械股份有限公司","C02071001500000091240000211","RSA(J)652421","RSA(J)652421",""]
["15031","通用介入","14","14","血管鞘","普通型","/","/","已维护","国械注准20163030179","一次性使用血管鞘组","一次性使用血管鞘组","全包包括血管鞘、配件涂层导丝/不锈钢导丝、套管针/穿刺针、手术刀和注射器；简包包括血管鞘、配件涂层导丝/不锈钢导丝、套管针/穿刺针。其中血管鞘包括导管鞘和扩张器，导管鞘和扩张器表面均涂覆亲水涂层，导管鞘连接有三通。","乐普（北京）医疗器械股份有限公司","乐普(北京)医疗器械股份有限公司","C02071001500000091240000212","RSA041635","RSA041635",""]
["15031","通用介入","14","14","血管鞘","普通型","/","/","已维护","国械注准20163030179","一次性使用血管鞘组","一次性使用血管鞘组","全包包括血管鞘、配件涂层导丝/不锈钢导丝、套管针/穿刺针、手术刀和注射器；简包包括血管鞘、配件涂层导丝/不锈钢导丝、套管针/穿刺针。其中血管鞘包括导管鞘和扩张器，导管鞘和扩张器表面均涂覆亲水涂层，导管鞘连接有三通。","乐普（北京）医疗器械股份有限公司","乐普(北京)医疗器械股份有限公司","C02071001500000091240000213","RSA050725","RSA050725",""]
["15031","通用介入","14","14","血管鞘","普通型","/","/","已维护","国械注准20163030179","一次性使用血管鞘组","一次性使用血管鞘组","全包包括血管鞘、配件涂层导丝/不锈钢导丝、套管针/穿刺针、手术刀和注射器；简包包括血管鞘、配件涂层导丝/不锈钢导丝、套管针/穿刺针。其中血管鞘包括导管鞘和扩张器，导管鞘和扩张器表面均涂覆亲水涂层，导管鞘连接有三通。","乐普（北京）医疗器械股份有限公司","乐普(北京)医疗器械股份有限公司","C02071001500000091240000214","RS061118","RS061118",""]
["15031","通用介入","14","14","血管鞘","普通型","/","/","已维护","国械注准20163030179","一次性使用血管鞘组","一次性使用血管鞘组","全包包括血管鞘、配件涂层导丝/不锈钢导丝、套管针/穿刺针、手术刀和注射器；简包包括血管鞘、配件涂层导丝/不锈钢导丝、套管针/穿刺针。其中血管鞘包括导管鞘和扩张器，导管鞘和扩张器表面均涂覆亲水涂层，导管鞘连接有三通。","乐普（北京）医疗器械股份有限公司","乐普(北京)医疗器械股份有限公司","C02071001500000091240000215","RSA652435","RSA652435",""]
["15031","通用介入","14","14","血管鞘","普通型","/","/","已维护","国械注准20163030179","一次性使用血管鞘组","一次性使用血管鞘组","全包包括血管鞘、配件涂层导丝/不锈钢导丝、套管针/穿刺针、手术刀和注射器；简包包括血管鞘、配件涂层导丝/不锈钢导丝、套管针/穿刺针。其中血管鞘包括导管鞘和扩张器，导管鞘和扩张器表面均涂覆亲水涂层，导管鞘连接有三通。","乐普（北京）医疗器械股份有限公司","乐普(北京)医疗器械股份有限公司","C02071001500000091240000216","RSA051638","RSA051638",""]
["15031","通用介入","14","14","血管鞘","普通型","/","/","已维护","国械注准20163030179","一次性使用血管鞘组","一次性使用血管鞘组","全包包括血管鞘、配件涂层导丝/不锈钢导丝、套管针/穿刺针、手术刀和注射器；简包包括血管鞘、配件涂层导丝/不锈钢导丝、套管针/穿刺针。其中血管鞘包括导管鞘和扩张器，导管鞘和扩张器表面均涂覆亲水涂层，导管鞘连接有三通。","乐普（北京）医疗器械股份有限公司","乐普(北京)医疗器械股份有限公司","C02071001500000091240000217","RSA(J)060725","RSA(J)060725",""]
["15031","通用介入","14","14","血管鞘","普通型","/","/","已维护","国械注准20163030179","一次性使用血管鞘组","一次性使用血管鞘组","全包包括血管鞘、配件涂层导丝/不锈钢导丝、套管针/穿刺针、手术刀和注射器；简包包括血管鞘、配件涂层导丝/不锈钢导丝、套管针/穿刺针。其中血管鞘包括导管鞘和扩张器，导管鞘和扩张器表面均涂覆亲水涂层，导管鞘连接有三通。","乐普（北京）医疗器械股份有限公司","乐普(北京)医疗器械股份有限公司","C02071001500000091240000218","RSA(J)042418","RSA(J)042418",""]
["15031","通用介入","14","14","血管鞘","普通型","/","/","已维护","国械注准20163030179","一次性使用血管鞘组","一次性使用血管鞘组","全包包括血管鞘、配件涂层导丝/不锈钢导丝、套管针/穿刺针、手术刀和注射器；简包包括血管鞘、配件涂层导丝/不锈钢导丝、套管针/穿刺针。其中血管鞘包括导管鞘和扩张器，导管鞘和扩张器表面均涂覆亲水涂层，导管鞘连接有三通。","乐普（北京）医疗器械股份有限公司","乐普(北京)医疗器械股份有限公司","C02071001500000091240000219","RS062418","RS062418",""]
["15031","通用介入","14","14","血管鞘","普通型","/","/","已维护","国械注准20163030179","一次性使用血管鞘组","一次性使用血管鞘组","全包包括血管鞘、配件涂层导丝/不锈钢导丝、套管针/穿刺针、手术刀和注射器；简包包括血管鞘、配件涂层导丝/不锈钢导丝、套管针/穿刺针。其中血管鞘包括导管鞘和扩张器，导管鞘和扩张器表面均涂覆亲水涂层，导管鞘连接有三通。","乐普（北京）医疗器械股份有限公司","乐普(北京)医疗器械股份有限公司","C02071001500000091240000220","RSA(J)052438","RSA(J)052438",""]
["15031","通用介入","14","14","血管鞘","普通型","/","/","已维护","国械注准20163030179","一次性使用血管鞘组","一次性使用血管鞘组","全包包括血管鞘、配件涂层导丝/不锈钢导丝、套管针/穿刺针、手术刀和注射器；简包包括血管鞘、配件涂层导丝/不锈钢导丝、套管针/穿刺针。其中血管鞘包括导管鞘和扩张器，导管鞘和扩张器表面均涂覆亲水涂层，导管鞘连接有三通。","乐普（北京）医疗器械股份有限公司","乐普(北京)医疗器械股份有限公司","C02071001500000091240000221","RS(J)082435","RS(J)082435",""]
["15031","通用介入","14","14","血管鞘","普通型","/","/","已维护","国械注准20163030179","一次性使用血管鞘组","一次性使用血管鞘组","全包包括血管鞘、配件涂层导丝/不锈钢导丝、套管针/穿刺针、手术刀和注射器；简包包括血管鞘、配件涂层导丝/不锈钢导丝、套管针/穿刺针。其中血管鞘包括导管鞘和扩张器，导管鞘和扩张器表面均涂覆亲水涂层，导管鞘连接有三通。","乐普（北京）医疗器械股份有限公司","乐普(北京)医疗器械股份有限公司","C02071001500000091240000222","RSA(J)051138","RSA(J)051138",""]
["15031","通用介入","14","14","血管鞘","普通型","/","/","已维护","国械注准20163030179","一次性使用血管鞘组","一次性使用血管鞘组","全包包括血管鞘、配件涂层导丝/不锈钢导丝、套管针/穿刺针、手术刀和注射器；简包包括血管鞘、配件涂层导丝/不锈钢导丝、套管针/穿刺针。其中血管鞘包括导管鞘和扩张器，导管鞘和扩张器表面均涂覆亲水涂层，导管鞘连接有三通。","乐普（北京）医疗器械股份有限公司","乐普(北京)医疗器械股份有限公司","C02071001500000091240000223","RSA070718","RSA070718",""]
["15031","通用介入","14","14","血管鞘","普通型","/","/","已维护","国械注准20163030179","一次性使用血管鞘组","一次性使用血管鞘组","全包包括血管鞘、配件涂层导丝/不锈钢导丝、套管针/穿刺针、手术刀和注射器；简包包括血管鞘、配件涂层导丝/不锈钢导丝、套管针/穿刺针。其中血管鞘包括导管鞘和扩张器，导管鞘和扩张器表面均涂覆亲水涂层，导管鞘连接有三通。","乐普（北京）医疗器械股份有限公司","乐普(北京)医疗器械股份有限公司","C02071001500000091240000224","RSA(J)071618","RSA(J)071618",""]
["15031","通用介入","14","14","血管鞘","普通型","/","/","已维护","国械注准20163030179","一次性使用血管鞘组","一次性使用血管鞘组","全包包括血管鞘、配件涂层导丝/不锈钢导丝、套管针/穿刺针、手术刀和注射器；简包包括血管鞘、配件涂层导丝/不锈钢导丝、套管针/穿刺针。其中血管鞘包括导管鞘和扩张器，导管鞘和扩张器表面均涂覆亲水涂层，导管鞘连接有三通。","乐普（北京）医疗器械股份有限公司","乐普(北京)医疗器械股份有限公司","C02071001500000091240000225","RSA051621","RSA051621",""]
["15031","通用介入","14","14","血管鞘","普通型","/","/","已维护","国械注准20163030179","一次性使用血管鞘组","一次性使用血管鞘组","全包包括血管鞘、配件涂层导丝/不锈钢导丝、套管针/穿刺针、手术刀和注射器；简包包括血管鞘、配件涂层导丝/不锈钢导丝、套管针/穿刺针。其中血管鞘包括导管鞘和扩张器，导管鞘和扩张器表面均涂覆亲水涂层，导管鞘连接有三通。","乐普（北京）医疗器械股份有限公司","乐普(北京)医疗器械股份有限公司","C02071001500000091240000226","RS092435","RS092435",""]
["15031","通用介入","14","14","血管鞘","普通型","/","/","已维护","国械注准20163030179","一次性使用血管鞘组","一次性使用血管鞘组","全包包括血管鞘、配件涂层导丝/不锈钢导丝、套管针/穿刺针、手术刀和注射器；简包包括血管鞘、配件涂层导丝/不锈钢导丝、套管针/穿刺针。其中血管鞘包括导管鞘和扩张器，导管鞘和扩张器表面均涂覆亲水涂层，导管鞘连接有三通。","乐普（北京）医疗器械股份有限公司","乐普(北京)医疗器械股份有限公司","C02071001500000091240000227","RSA(J)651125","RSA(J)651125",""]
["15031","通用介入","14","14","血管鞘","普通型","/","/","已维护","国械注准20163030179","一次性使用血管鞘组","一次性使用血管鞘组","全包包括血管鞘、配件涂层导丝/不锈钢导丝、套管针/穿刺针、手术刀和注射器；简包包括血管鞘、配件涂层导丝/不锈钢导丝、套管针/穿刺针。其中血管鞘包括导管鞘和扩张器，导管鞘和扩张器表面均涂覆亲水涂层，导管鞘连接有三通。","乐普（北京）医疗器械股份有限公司","乐普(北京)医疗器械股份有限公司","C02071001500000091240000228","RSA041135","RSA041135",""]
["15031","通用介入","14","14","血管鞘","普通型","/","/","已维护","国械注准20163030179","一次性使用血管鞘组","一次性使用血管鞘组","全包包括血管鞘、配件涂层导丝/不锈钢导丝、套管针/穿刺针、手术刀和注射器；简包包括血管鞘、配件涂层导丝/不锈钢导丝、套管针/穿刺针。其中血管鞘包括导管鞘和扩张器，导管鞘和扩张器表面均涂覆亲水涂层，导管鞘连接有三通。","乐普（北京）医疗器械股份有限公司","乐普(北京)医疗器械股份有限公司","C02071001500000091240000229","RSA(J)071138","RSA(J)071138",""]
["15031","通用介入","14","14","血管鞘","普通型","/","/","已维护","国械注准20163030179","一次性使用血管鞘组","一次性使用血管鞘组","全包包括血管鞘、配件涂层导丝/不锈钢导丝、套管针/穿刺针、手术刀和注射器；简包包括血管鞘、配件涂层导丝/不锈钢导丝、套管针/穿刺针。其中血管鞘包括导管鞘和扩张器，导管鞘和扩张器表面均涂覆亲水涂层，导管鞘连接有三通。","乐普（北京）医疗器械股份有限公司","乐普(北京)医疗器械股份有限公司","C02071001500000091240000230","RS041135","RS041135",""]
["15031","通用介入","14","14","血管鞘","普通型","/","/","已维护","国械注准20163030179","一次性使用血管鞘组","一次性使用血管鞘组","全包包括血管鞘、配件涂层导丝/不锈钢导丝、套管针/穿刺针、手术刀和注射器；简包包括血管鞘、配件涂层导丝/不锈钢导丝、套管针/穿刺针。其中血管鞘包括导管鞘和扩张器，导管鞘和扩张器表面均涂覆亲水涂层，导管鞘连接有三通。","乐普（北京）医疗器械股份有限公司","乐普(北京)医疗器械股份有限公司","C02071001500000091240000231","RSA061138","RSA061138",""]
["15031","通用介入","14","14","血管鞘","普通型","/","/","已维护","国械注准20163030179","一次性使用血管鞘组","一次性使用血管鞘组","全包包括血管鞘、配件涂层导丝/不锈钢导丝、套管针/穿刺针、手术刀和注射器；简包包括血管鞘、配件涂层导丝/不锈钢导丝、套管针/穿刺针。其中血管鞘包括导管鞘和扩张器，导管鞘和扩张器表面均涂覆亲水涂层，导管鞘连接有三通。","乐普（北京）医疗器械股份有限公司","乐普(北京)医疗器械股份有限公司","C02071001500000091240000232","RSA(J)041121","RSA(J)041121",""]
["15031","通用介入","14","14","血管鞘","普通型","/","/","已维护","国械注准20163030179","一次性使用血管鞘组","一次性使用血管鞘组","全包包括血管鞘、配件涂层导丝/不锈钢导丝、套管针/穿刺针、手术刀和注射器；简包包括血管鞘、配件涂层导丝/不锈钢导丝、套管针/穿刺针。其中血管鞘包括导管鞘和扩张器，导管鞘和扩张器表面均涂覆亲水涂层，导管鞘连接有三通。","乐普（北京）医疗器械股份有限公司","乐普(北京)医疗器械股份有限公司","C02071001500000091240000233","RSA(J)071135","RSA(J)071135",""]
["15031","通用介入","14","14","血管鞘","普通型","/","/","已维护","国械注准20163030179","一次性使用血管鞘组","一次性使用血管鞘组","全包包括血管鞘、配件涂层导丝/不锈钢导丝、套管针/穿刺针、手术刀和注射器；简包包括血管鞘、配件涂层导丝/不锈钢导丝、套管针/穿刺针。其中血管鞘包括导管鞘和扩张器，导管鞘和扩张器表面均涂覆亲水涂层，导管鞘连接有三通。","乐普（北京）医疗器械股份有限公司","乐普(北京)医疗器械股份有限公司","C02071001500000091240000234","RSA(J)650725","RSA(J)650725",""]
["15031","通用介入","14","14","血管鞘","普通型","/","/","已维护","国械注准20163030179","一次性使用血管鞘组","一次性使用血管鞘组","全包包括血管鞘、配件涂层导丝/不锈钢导丝、套管针/穿刺针、手术刀和注射器；简包包括血管鞘、配件涂层导丝/不锈钢导丝、套管针/穿刺针。其中血管鞘包括导管鞘和扩张器，导管鞘和扩张器表面均涂覆亲水涂层，导管鞘连接有三通。","乐普（北京）医疗器械股份有限公司","乐普(北京)医疗器械股份有限公司","C02071001500000091240000235","RS082435","RS082435",""]
["15031","通用介入","14","14","血管鞘","普通型","/","/","已维护","国械注准20163030179","一次性使用血管鞘组","一次性使用血管鞘组","全包包括血管鞘、配件涂层导丝/不锈钢导丝、套管针/穿刺针、手术刀和注射器；简包包括血管鞘、配件涂层导丝/不锈钢导丝、套管针/穿刺针。其中血管鞘包括导管鞘和扩张器，导管鞘和扩张器表面均涂覆亲水涂层，导管鞘连接有三通。","乐普（北京）医疗器械股份有限公司","乐普(北京)医疗器械股份有限公司","C02071001500000091240000236","RSA(J)081635","RSA(J)081635",""]
["15031","通用介入","14","14","血管鞘","普通型","/","/","已维护","国械注准20163030179","一次性使用血管鞘组","一次性使用血管鞘组","全包包括血管鞘、配件涂层导丝/不锈钢导丝、套管针/穿刺针、手术刀和注射器；简包包括血管鞘、配件涂层导丝/不锈钢导丝、套管针/穿刺针。其中血管鞘包括导管鞘和扩张器，导管鞘和扩张器表面均涂覆亲水涂层，导管鞘连接有三通。","乐普（北京）医疗器械股份有限公司","乐普(北京)医疗器械股份有限公司","C02071001500000091240000237","RSA(J)650721","RSA(J)650721",""]
["15031","通用介入","14","14","血管鞘","普通型","/","/","已维护","国械注准20163030179","一次性使用血管鞘组","一次性使用血管鞘组","全包包括血管鞘、配件涂层导丝/不锈钢导丝、套管针/穿刺针、手术刀和注射器；简包包括血管鞘、配件涂层导丝/不锈钢导丝、套管针/穿刺针。其中血管鞘包括导管鞘和扩张器，导管鞘和扩张器表面均涂覆亲水涂层，导管鞘连接有三通。","乐普（北京）医疗器械股份有限公司","乐普(北京)医疗器械股份有限公司","C02071001500000091240000238","RSA071135","RSA071135",""]
["15031","通用介入","14","14","血管鞘","普通型","/","/","已维护","国械注准20163030179","一次性使用血管鞘组","一次性使用血管鞘组","全包包括血管鞘、配件涂层导丝/不锈钢导丝、套管针/穿刺针、手术刀和注射器；简包包括血管鞘、配件涂层导丝/不锈钢导丝、套管针/穿刺针。其中血管鞘包括导管鞘和扩张器，导管鞘和扩张器表面均涂覆亲水涂层，导管鞘连接有三通。","乐普（北京）医疗器械股份有限公司","乐普(北京)医疗器械股份有限公司","C02071001500000091240000239","RSA(J)651625","RSA(J)651625",""]
["15031","通用介入","14","14","血管鞘","普通型","/","/","已维护","国械注准20163030179","一次性使用血管鞘组","一次性使用血管鞘组","全包包括血管鞘、配件涂层导丝/不锈钢导丝、套管针/穿刺针、手术刀和注射器；简包包括血管鞘、配件涂层导丝/不锈钢导丝、套管针/穿刺针。其中血管鞘包括导管鞘和扩张器，导管鞘和扩张器表面均涂覆亲水涂层，导管鞘连接有三通。","乐普（北京）医疗器械股份有限公司","乐普(北京)医疗器械股份有限公司","C02071001500000091240000240","RSA(J)041625","RSA(J)041625",""]
["15031","通用介入","14","14","血管鞘","普通型","/","/","已维护","国械注准20163030179","一次性使用血管鞘组","一次性使用血管鞘组","全包包括血管鞘、配件涂层导丝/不锈钢导丝、套管针/穿刺针、手术刀和注射器；简包包括血管鞘、配件涂层导丝/不锈钢导丝、套管针/穿刺针。其中血管鞘包括导管鞘和扩张器，导管鞘和扩张器表面均涂覆亲水涂层，导管鞘连接有三通。","乐普（北京）医疗器械股份有限公司","乐普(北京)医疗器械股份有限公司","C02071001500000091240000241","RSA(J)051625","RSA(J)051625",""]
["15031","通用介入","14","14","血管鞘","普通型","/","/","已维护","国械注准20163030179","一次性使用血管鞘组","一次性使用血管鞘组","全包包括血管鞘、配件涂层导丝/不锈钢导丝、套管针/穿刺针、手术刀和注射器；简包包括血管鞘、配件涂层导丝/不锈钢导丝、套管针/穿刺针。其中血管鞘包括导管鞘和扩张器，导管鞘和扩张器表面均涂覆亲水涂层，导管鞘连接有三通。","乐普（北京）医疗器械股份有限公司","乐普(北京)医疗器械股份有限公司","C02071001500000091240000242","RSA651135","RSA651135",""]
["15031","通用介入","14","14","血管鞘","普通型","/","/","已维护","国械注准20163030179","一次性使用血管鞘组","一次性使用血管鞘组","全包包括血管鞘、配件涂层导丝/不锈钢导丝、套管针/穿刺针、手术刀和注射器；简包包括血管鞘、配件涂层导丝/不锈钢导丝、套管针/穿刺针。其中血管鞘包括导管鞘和扩张器，导管鞘和扩张器表面均涂覆亲水涂层，导管鞘连接有三通。","乐普（北京）医疗器械股份有限公司","乐普(北京)医疗器械股份有限公司","C02071001500000091240000243","RSA(J)652425","RSA(J)652425",""]
["15031","通用介入","14","14","血管鞘","普通型","/","/","已维护","国械注准20163030179","一次性使用血管鞘组","一次性使用血管鞘组","全包包括血管鞘、配件涂层导丝/不锈钢导丝、套管针/穿刺针、手术刀和注射器；简包包括血管鞘、配件涂层导丝/不锈钢导丝、套管针/穿刺针。其中血管鞘包括导管鞘和扩张器，导管鞘和扩张器表面均涂覆亲水涂层，导管鞘连接有三通。","乐普（北京）医疗器械股份有限公司","乐普(北京)医疗器械股份有限公司","C02071001500000091240000244","RSA061625","RSA061625",""]
["15031","通用介入","14","14","血管鞘","普通型","/","/","已维护","国械注准20163030179","一次性使用血管鞘组","一次性使用血管鞘组","全包包括血管鞘、配件涂层导丝/不锈钢导丝、套管针/穿刺针、手术刀和注射器；简包包括血管鞘、配件涂层导丝/不锈钢导丝、套管针/穿刺针。其中血管鞘包括导管鞘和扩张器，导管鞘和扩张器表面均涂覆亲水涂层，导管鞘连接有三通。","乐普（北京）医疗器械股份有限公司","乐普(北京)医疗器械股份有限公司","C02071001500000091240000245","RSA(J)070721","RSA(J)070721",""]
["15031","通用介入","14","14","血管鞘","普通型","/","/","已维护","国械注准20163030179","一次性使用血管鞘组","一次性使用血管鞘组","全包包括血管鞘、配件涂层导丝/不锈钢导丝、套管针/穿刺针、手术刀和注射器；简包包括血管鞘、配件涂层导丝/不锈钢导丝、套管针/穿刺针。其中血管鞘包括导管鞘和扩张器，导管鞘和扩张器表面均涂覆亲水涂层，导管鞘连接有三通。","乐普（北京）医疗器械股份有限公司","乐普(北京)医疗器械股份有限公司","C02071001500000091240000246","RS(J)041625","RS(J)041625",""]
["15031","通用介入","14","14","血管鞘","普通型","/","/","已维护","国械注准20163030179","一次性使用血管鞘组","一次性使用血管鞘组","全包包括血管鞘、配件涂层导丝/不锈钢导丝、套管针/穿刺针、手术刀和注射器；简包包括血管鞘、配件涂层导丝/不锈钢导丝、套管针/穿刺针。其中血管鞘包括导管鞘和扩张器，导管鞘和扩张器表面均涂覆亲水涂层，导管鞘连接有三通。","乐普（北京）医疗器械股份有限公司","乐普(北京)医疗器械股份有限公司","C02071001500000091240000247","RSA(J)062421","RSA(J)062421",""]
["15031","通用介入","14","14","血管鞘","普通型","/","/","已维护","国械注准20163030179","一次性使用血管鞘组","一次性使用血管鞘组","全包包括血管鞘、配件涂层导丝/不锈钢导丝、套管针/穿刺针、手术刀和注射器；简包包括血管鞘、配件涂层导丝/不锈钢导丝、套管针/穿刺针。其中血管鞘包括导管鞘和扩张器，导管鞘和扩张器表面均涂覆亲水涂层，导管鞘连接有三通。","乐普（北京）医疗器械股份有限公司","乐普(北京)医疗器械股份有限公司","C02071001500000091240000248","RS(J)070718","RS(J)070718",""]
["15031","通用介入","14","14","血管鞘","普通型","/","/","已维护","国械注准20163030179","一次性使用血管鞘组","一次性使用血管鞘组","全包包括血管鞘、配件涂层导丝/不锈钢导丝、套管针/穿刺针、手术刀和注射器；简包包括血管鞘、配件涂层导丝/不锈钢导丝、套管针/穿刺针。其中血管鞘包括导管鞘和扩张器，导管鞘和扩张器表面均涂覆亲水涂层，导管鞘连接有三通。","乐普（北京）医疗器械股份有限公司","乐普(北京)医疗器械股份有限公司","C02071001500000091240000249","RSA(J)651121","RSA(J)651121",""]
["15031","通用介入","14","14","血管鞘","普通型","/","/","已维护","国械注准20163030179","一次性使用血管鞘组","一次性使用血管鞘组","全包包括血管鞘、配件涂层导丝/不锈钢导丝、套管针/穿刺针、手术刀和注射器；简包包括血管鞘、配件涂层导丝/不锈钢导丝、套管针/穿刺针。其中血管鞘包括导管鞘和扩张器，导管鞘和扩张器表面均涂覆亲水涂层，导管鞘连接有三通。","乐普（北京）医疗器械股份有限公司","乐普(北京)医疗器械股份有限公司","C02071001500000091240000250","RSA051138","RSA051138",""]
["15031","通用介入","14","14","血管鞘","普通型","/","/","已维护","国械注准20163030179","一次性使用血管鞘组","一次性使用血管鞘组","全包包括血管鞘、配件涂层导丝/不锈钢导丝、套管针/穿刺针、手术刀和注射器；简包包括血管鞘、配件涂层导丝/不锈钢导丝、套管针/穿刺针。其中血管鞘包括导管鞘和扩张器，导管鞘和扩张器表面均涂覆亲水涂层，导管鞘连接有三通。","乐普（北京）医疗器械股份有限公司","乐普(北京)医疗器械股份有限公司","C02071001500000091240000251","RSA062438","RSA062438",""]
["15031","通用介入","14","14","血管鞘","普通型","/","/","已维护","国械注准20163030179","一次性使用血管鞘组","一次性使用血管鞘组","全包包括血管鞘、配件涂层导丝/不锈钢导丝、套管针/穿刺针、手术刀和注射器；简包包括血管鞘、配件涂层导丝/不锈钢导丝、套管针/穿刺针。其中血管鞘包括导管鞘和扩张器，导管鞘和扩张器表面均涂覆亲水涂层，导管鞘连接有三通。","乐普（北京）医疗器械股份有限公司","乐普(北京)医疗器械股份有限公司","C02071001500000091240000252","RS(J)072418","RS(J)072418",""]
["15031","通用介入","14","14","血管鞘","普通型","/","/","已维护","国械注准20163030179","一次性使用血管鞘组","一次性使用血管鞘组","全包包括血管鞘、配件涂层导丝/不锈钢导丝、套管针/穿刺针、手术刀和注射器；简包包括血管鞘、配件涂层导丝/不锈钢导丝、套管针/穿刺针。其中血管鞘包括导管鞘和扩张器，导管鞘和扩张器表面均涂覆亲水涂层，导管鞘连接有三通。","乐普（北京）医疗器械股份有限公司","乐普(北京)医疗器械股份有限公司","C02071001500000091240000253","RSA081138","RSA081138",""]
["15031","通用介入","14","14","血管鞘","普通型","/","/","已维护","国械注准20163030179","一次性使用血管鞘组","一次性使用血管鞘组","全包包括血管鞘、配件涂层导丝/不锈钢导丝、套管针/穿刺针、手术刀和注射器；简包包括血管鞘、配件涂层导丝/不锈钢导丝、套管针/穿刺针。其中血管鞘包括导管鞘和扩张器，导管鞘和扩张器表面均涂覆亲水涂层，导管鞘连接有三通。","乐普（北京）医疗器械股份有限公司","乐普(北京)医疗器械股份有限公司","C02071001500000091240000254","RSA051618","RSA051618",""]
["15031","通用介入","14","14","血管鞘","普通型","/","/","已维护","国械注准20163030179","一次性使用血管鞘组","一次性使用血管鞘组","全包包括血管鞘、配件涂层导丝/不锈钢导丝、套管针/穿刺针、手术刀和注射器；简包包括血管鞘、配件涂层导丝/不锈钢导丝、套管针/穿刺针。其中血管鞘包括导管鞘和扩张器，导管鞘和扩张器表面均涂覆亲水涂层，导管鞘连接有三通。","乐普（北京）医疗器械股份有限公司","乐普(北京)医疗器械股份有限公司","C02071001500000091240000255","RS061618","RS061618",""]
["15031","通用介入","14","14","血管鞘","普通型","/","/","已维护","国械注准20163030179","一次性使用血管鞘组","一次性使用血管鞘组","全包包括血管鞘、配件涂层导丝/不锈钢导丝、套管针/穿刺针、手术刀和注射器；简包包括血管鞘、配件涂层导丝/不锈钢导丝、套管针/穿刺针。其中血管鞘包括导管鞘和扩张器，导管鞘和扩张器表面均涂覆亲水涂层，导管鞘连接有三通。","乐普（北京）医疗器械股份有限公司","乐普(北京)医疗器械股份有限公司","C02071001500000091240000256","RSA(J)062418","RSA(J)062418",""]
["15031","通用介入","14","14","血管鞘","普通型","/","/","已维护","国械注准20163030179","一次性使用血管鞘组","一次性使用血管鞘组","全包包括血管鞘、配件涂层导丝/不锈钢导丝、套管针/穿刺针、手术刀和注射器；简包包括血管鞘、配件涂层导丝/不锈钢导丝、套管针/穿刺针。其中血管鞘包括导管鞘和扩张器，导管鞘和扩张器表面均涂覆亲水涂层，导管鞘连接有三通。","乐普（北京）医疗器械股份有限公司","乐普(北京)医疗器械股份有限公司","C02071001500000091240000257","RSA052438","RSA052438",""]
["15031","通用介入","14","14","血管鞘","普通型","/","/","已维护","国械注准20163030179","一次性使用血管鞘组","一次性使用血管鞘组","全包包括血管鞘、配件涂层导丝/不锈钢导丝、套管针/穿刺针、手术刀和注射器；简包包括血管鞘、配件涂层导丝/不锈钢导丝、套管针/穿刺针。其中血管鞘包括导管鞘和扩张器，导管鞘和扩张器表面均涂覆亲水涂层，导管鞘连接有三通。","乐普（北京）医疗器械股份有限公司","乐普(北京)医疗器械股份有限公司","C02071001500000091240000258","RSA(J)082438","RSA(J)082438",""]
["15031","通用介入","14","14","血管鞘","普通型","/","/","已维护","国械注准20163030179","一次性使用血管鞘组","一次性使用血管鞘组","全包包括血管鞘、配件涂层导丝/不锈钢导丝、套管针/穿刺针、手术刀和注射器；简包包括血管鞘、配件涂层导丝/不锈钢导丝、套管针/穿刺针。其中血管鞘包括导管鞘和扩张器，导管鞘和扩张器表面均涂覆亲水涂层，导管鞘连接有三通。","乐普（北京）医疗器械股份有限公司","乐普(北京)医疗器械股份有限公司","C02071001500000091240000259","RSA(J)051618","RSA(J)051618",""]
["15031","通用介入","14","14","血管鞘","普通型","/","/","已维护","国械注准20163030179","一次性使用血管鞘组","一次性使用血管鞘组","全包包括血管鞘、配件涂层导丝/不锈钢导丝、套管针/穿刺针、手术刀和注射器；简包包括血管鞘、配件涂层导丝/不锈钢导丝、套管针/穿刺针。其中血管鞘包括导管鞘和扩张器，导管鞘和扩张器表面均涂覆亲水涂层，导管鞘连接有三通。","乐普（北京）医疗器械股份有限公司","乐普(北京)医疗器械股份有限公司","C02071001500000091240000260","RS070718","RS070718",""]
["15031","通用介入","14","14","血管鞘","普通型","/","/","已维护","国械注准20163030179","一次性使用血管鞘组","一次性使用血管鞘组","全包包括血管鞘、配件涂层导丝/不锈钢导丝、套管针/穿刺针、手术刀和注射器；简包包括血管鞘、配件涂层导丝/不锈钢导丝、套管针/穿刺针。其中血管鞘包括导管鞘和扩张器，导管鞘和扩张器表面均涂覆亲水涂层，导管鞘连接有三通。","乐普（北京）医疗器械股份有限公司","乐普(北京)医疗器械股份有限公司","C02071001500000091240000261","RSA060721","RSA060721",""]
["15031","通用介入","14","14","血管鞘","普通型","/","/","已维护","国械注准20163030179","一次性使用血管鞘组","一次性使用血管鞘组","全包包括血管鞘、配件涂层导丝/不锈钢导丝、套管针/穿刺针、手术刀和注射器；简包包括血管鞘、配件涂层导丝/不锈钢导丝、套管针/穿刺针。其中血管鞘包括导管鞘和扩张器，导管鞘和扩张器表面均涂覆亲水涂层，导管鞘连接有三通。","乐普（北京）医疗器械股份有限公司","乐普(北京)医疗器械股份有限公司","C02071001500000091240000262","RSA(J)042435","RSA(J)042435",""]
["15031","通用介入","14","14","血管鞘","普通型","/","/","已维护","国械注准20163030179","一次性使用血管鞘组","一次性使用血管鞘组","全包包括血管鞘、配件涂层导丝/不锈钢导丝、套管针/穿刺针、手术刀和注射器；简包包括血管鞘、配件涂层导丝/不锈钢导丝、套管针/穿刺针。其中血管鞘包括导管鞘和扩张器，导管鞘和扩张器表面均涂覆亲水涂层，导管鞘连接有三通。","乐普（北京）医疗器械股份有限公司","乐普(北京)医疗器械股份有限公司","C02071001500000091240000263","RSA(J)062425","RSA(J)062425",""]
["15031","通用介入","14","14","血管鞘","普通型","/","/","已维护","国械注准20163030179","一次性使用血管鞘组","一次性使用血管鞘组","全包包括血管鞘、配件涂层导丝/不锈钢导丝、套管针/穿刺针、手术刀和注射器；简包包括血管鞘、配件涂层导丝/不锈钢导丝、套管针/穿刺针。其中血管鞘包括导管鞘和扩张器，导管鞘和扩张器表面均涂覆亲水涂层，导管鞘连接有三通。","乐普（北京）医疗器械股份有限公司","乐普(北京)医疗器械股份有限公司","C02071001500000091240000264","RSA650725","RSA650725",""]
["15031","通用介入","14","14","血管鞘","普通型","/","/","已维护","国械注准20163030179","一次性使用血管鞘组","一次性使用血管鞘组","全包包括血管鞘、配件涂层导丝/不锈钢导丝、套管针/穿刺针、手术刀和注射器；简包包括血管鞘、配件涂层导丝/不锈钢导丝、套管针/穿刺针。其中血管鞘包括导管鞘和扩张器，导管鞘和扩张器表面均涂覆亲水涂层，导管鞘连接有三通。","乐普（北京）医疗器械股份有限公司","乐普(北京)医疗器械股份有限公司","C02071001500000091240000265","RSA(J)061138","RSA(J)061138",""]
["15031","通用介入","14","14","血管鞘","普通型","/","/","已维护","国械注准20163030179","一次性使用血管鞘组","一次性使用血管鞘组","全包包括血管鞘、配件涂层导丝/不锈钢导丝、套管针/穿刺针、手术刀和注射器；简包包括血管鞘、配件涂层导丝/不锈钢导丝、套管针/穿刺针。其中血管鞘包括导管鞘和扩张器，导管鞘和扩张器表面均涂覆亲水涂层，导管鞘连接有三通。","乐普（北京）医疗器械股份有限公司","乐普(北京)医疗器械股份有限公司","C02071001500000091240000266","RS(J)061118","RS(J)061118",""]
["15031","通用介入","14","14","血管鞘","普通型","/","/","已维护","国械注准20163030179","一次性使用血管鞘组","一次性使用血管鞘组","全包包括血管鞘、配件涂层导丝/不锈钢导丝、套管针/穿刺针、手术刀和注射器；简包包括血管鞘、配件涂层导丝/不锈钢导丝、套管针/穿刺针。其中血管鞘包括导管鞘和扩张器，导管鞘和扩张器表面均涂覆亲水涂层，导管鞘连接有三通。","乐普（北京）医疗器械股份有限公司","乐普(北京)医疗器械股份有限公司","C02071001500000091240000267","RSA(J)091138","RSA(J)091138",""]
["15031","通用介入","14","14","血管鞘","普通型","/","/","已维护","国械注准20163030179","一次性使用血管鞘组","一次性使用血管鞘组","全包包括血管鞘、配件涂层导丝/不锈钢导丝、套管针/穿刺针、手术刀和注射器；简包包括血管鞘、配件涂层导丝/不锈钢导丝、套管针/穿刺针。其中血管鞘包括导管鞘和扩张器，导管鞘和扩张器表面均涂覆亲水涂层，导管鞘连接有三通。","乐普（北京）医疗器械股份有限公司","乐普(北京)医疗器械股份有限公司","C02071001500000091240000268","RS(J)051635","RS(J)051635",""]
["15031","通用介入","14","14","血管鞘","普通型","/","/","已维护","国械注准20163030179","一次性使用血管鞘组","一次性使用血管鞘组","全包包括血管鞘、配件涂层导丝/不锈钢导丝、套管针/穿刺针、手术刀和注射器；简包包括血管鞘、配件涂层导丝/不锈钢导丝、套管针/穿刺针。其中血管鞘包括导管鞘和扩张器，导管鞘和扩张器表面均涂覆亲水涂层，导管鞘连接有三通。","乐普（北京）医疗器械股份有限公司","乐普(北京)医疗器械股份有限公司","C02071001500000091240000269","RSA(J)052421","RSA(J)052421",""]
["15031","通用介入","14","14","血管鞘","普通型","/","/","已维护","国械注准20163030179","一次性使用血管鞘组","一次性使用血管鞘组","全包包括血管鞘、配件涂层导丝/不锈钢导丝、套管针/穿刺针、手术刀和注射器；简包包括血管鞘、配件涂层导丝/不锈钢导丝、套管针/穿刺针。其中血管鞘包括导管鞘和扩张器，导管鞘和扩张器表面均涂覆亲水涂层，导管鞘连接有三通。","乐普（北京）医疗器械股份有限公司","乐普(北京)医疗器械股份有限公司","C02071001500000091240000270","RSA651138","RSA651138",""]
["15031","通用介入","14","14","血管鞘","普通型","/","/","已维护","国械注准20163030179","一次性使用血管鞘组","一次性使用血管鞘组","全包包括血管鞘、配件涂层导丝/不锈钢导丝、套管针/穿刺针、手术刀和注射器；简包包括血管鞘、配件涂层导丝/不锈钢导丝、套管针/穿刺针。其中血管鞘包括导管鞘和扩张器，导管鞘和扩张器表面均涂覆亲水涂层，导管鞘连接有三通。","乐普（北京）医疗器械股份有限公司","乐普(北京)医疗器械股份有限公司","C02071001500000091240000271","RSA(J)051125","RSA(J)051125",""]
["15031","通用介入","14","14","血管鞘","普通型","/","/","已维护","国械注准20163030179","一次性使用血管鞘组","一次性使用血管鞘组","全包包括血管鞘、配件涂层导丝/不锈钢导丝、套管针/穿刺针、手术刀和注射器；简包包括血管鞘、配件涂层导丝/不锈钢导丝、套管针/穿刺针。其中血管鞘包括导管鞘和扩张器，导管鞘和扩张器表面均涂覆亲水涂层，导管鞘连接有三通。","乐普（北京）医疗器械股份有限公司","乐普(北京)医疗器械股份有限公司","C02071001500000091240000272","RS051135","RS051135",""]
["15031","通用介入","14","14","血管鞘","普通型","/","/","已维护","国械注准20163030179","一次性使用血管鞘组","一次性使用血管鞘组","全包包括血管鞘、配件涂层导丝/不锈钢导丝、套管针/穿刺针、手术刀和注射器；简包包括血管鞘、配件涂层导丝/不锈钢导丝、套管针/穿刺针。其中血管鞘包括导管鞘和扩张器，导管鞘和扩张器表面均涂覆亲水涂层，导管鞘连接有三通。","乐普（北京）医疗器械股份有限公司","乐普(北京)医疗器械股份有限公司","C02071001500000091240000273","RSA(J)061635","RSA(J)061635",""]
["15031","通用介入","14","14","血管鞘","普通型","/","/","已维护","国械注准20163030179","一次性使用血管鞘组","一次性使用血管鞘组","全包包括血管鞘、配件涂层导丝/不锈钢导丝、套管针/穿刺针、手术刀和注射器；简包包括血管鞘、配件涂层导丝/不锈钢导丝、套管针/穿刺针。其中血管鞘包括导管鞘和扩张器，导管鞘和扩张器表面均涂覆亲水涂层，导管鞘连接有三通。","乐普（北京）医疗器械股份有限公司","乐普(北京)医疗器械股份有限公司","C02071001500000091240000274","RS(J)041618","RS(J)041618",""]
["15031","通用介入","14","14","血管鞘","普通型","/","/","已维护","国械注准20163030179","一次性使用血管鞘组","一次性使用血管鞘组","全包包括血管鞘、配件涂层导丝/不锈钢导丝、套管针/穿刺针、手术刀和注射器；简包包括血管鞘、配件涂层导丝/不锈钢导丝、套管针/穿刺针。其中血管鞘包括导管鞘和扩张器，导管鞘和扩张器表面均涂覆亲水涂层，导管鞘连接有三通。","乐普（北京）医疗器械股份有限公司","乐普(北京)医疗器械股份有限公司","C02071001500000091240000275","RS052425","RS052425",""]
["15031","通用介入","14","14","血管鞘","普通型","/","/","已维护","国械注准20163030179","一次性使用血管鞘组","一次性使用血管鞘组","全包包括血管鞘、配件涂层导丝/不锈钢导丝、套管针/穿刺针、手术刀和注射器；简包包括血管鞘、配件涂层导丝/不锈钢导丝、套管针/穿刺针。其中血管鞘包括导管鞘和扩张器，导管鞘和扩张器表面均涂覆亲水涂层，导管鞘连接有三通。","乐普（北京）医疗器械股份有限公司","乐普(北京)医疗器械股份有限公司","C02071001500000091240000276","RSA(J)052418","RSA(J)052418",""]
["15031","通用介入","14","14","血管鞘","普通型","/","/","已维护","国械注准20163030179","一次性使用血管鞘组","一次性使用血管鞘组","全包包括血管鞘、配件涂层导丝/不锈钢导丝、套管针/穿刺针、手术刀和注射器；简包包括血管鞘、配件涂层导丝/不锈钢导丝、套管针/穿刺针。其中血管鞘包括导管鞘和扩张器，导管鞘和扩张器表面均涂覆亲水涂层，导管鞘连接有三通。","乐普（北京）医疗器械股份有限公司","乐普(北京)医疗器械股份有限公司","C02071001500000091240000277","RSA(J)071621","RSA(J)071621",""]
["15031","通用介入","14","14","血管鞘","普通型","/","/","已维护","国械注准20163030179","一次性使用血管鞘组","一次性使用血管鞘组","全包包括血管鞘、配件涂层导丝/不锈钢导丝、套管针/穿刺针、手术刀和注射器；简包包括血管鞘、配件涂层导丝/不锈钢导丝、套管针/穿刺针。其中血管鞘包括导管鞘和扩张器，导管鞘和扩张器表面均涂覆亲水涂层，导管鞘连接有三通。","乐普（北京）医疗器械股份有限公司","乐普(北京)医疗器械股份有限公司","C02071001500000091240000278","RSA052425","RSA052425",""]
["15031","通用介入","14","14","血管鞘","普通型","/","/","已维护","国械注准20163030179","一次性使用血管鞘组","一次性使用血管鞘组","全包包括血管鞘、配件涂层导丝/不锈钢导丝、套管针/穿刺针、手术刀和注射器；简包包括血管鞘、配件涂层导丝/不锈钢导丝、套管针/穿刺针。其中血管鞘包括导管鞘和扩张器，导管鞘和扩张器表面均涂覆亲水涂层，导管鞘连接有三通。","乐普（北京）医疗器械股份有限公司","乐普(北京)医疗器械股份有限公司","C02071001500000091240000279","RSA(J)091635","RSA(J)091635",""]
["15031","通用介入","14","14","血管鞘","普通型","/","/","已维护","国械注准20163030179","一次性使用血管鞘组","一次性使用血管鞘组","全包包括血管鞘、配件涂层导丝/不锈钢导丝、套管针/穿刺针、手术刀和注射器；简包包括血管鞘、配件涂层导丝/不锈钢导丝、套管针/穿刺针。其中血管鞘包括导管鞘和扩张器，导管鞘和扩张器表面均涂覆亲水涂层，导管鞘连接有三通。","乐普（北京）医疗器械股份有限公司","乐普(北京)医疗器械股份有限公司","C02071001500000091240000280","RSA(J)092438","RSA(J)092438",""]
["15031","通用介入","14","14","血管鞘","普通型","/","/","已维护","国械注准20163030179","一次性使用血管鞘组","一次性使用血管鞘组","全包包括血管鞘、配件涂层导丝/不锈钢导丝、套管针/穿刺针、手术刀和注射器；简包包括血管鞘、配件涂层导丝/不锈钢导丝、套管针/穿刺针。其中血管鞘包括导管鞘和扩张器，导管鞘和扩张器表面均涂覆亲水涂层，导管鞘连接有三通。","乐普（北京）医疗器械股份有限公司","乐普(北京)医疗器械股份有限公司","C02071001500000091240000281","RSA062435","RSA062435",""]
["15031","通用介入","14","14","血管鞘","普通型","/","/","已维护","国械注准20163030179","一次性使用血管鞘组","一次性使用血管鞘组","全包包括血管鞘、配件涂层导丝/不锈钢导丝、套管针/穿刺针、手术刀和注射器；简包包括血管鞘、配件涂层导丝/不锈钢导丝、套管针/穿刺针。其中血管鞘包括导管鞘和扩张器，导管鞘和扩张器表面均涂覆亲水涂层，导管鞘连接有三通。","乐普（北京）医疗器械股份有限公司","乐普(北京)医疗器械股份有限公司","C02071001500000091240000282","RSA061121","RSA061121",""]
["15031","通用介入","14","14","血管鞘","普通型","/","/","已维护","国械注准20163030179","一次性使用血管鞘组","一次性使用血管鞘组","全包包括血管鞘、配件涂层导丝/不锈钢导丝、套管针/穿刺针、手术刀和注射器；简包包括血管鞘、配件涂层导丝/不锈钢导丝、套管针/穿刺针。其中血管鞘包括导管鞘和扩张器，导管鞘和扩张器表面均涂覆亲水涂层，导管鞘连接有三通。","乐普（北京）医疗器械股份有限公司","乐普(北京)医疗器械股份有限公司","C02071001500000091240000283","RSA(J)041125","RSA(J)041125",""]
["15031","通用介入","14","14","血管鞘","普通型","/","/","已维护","国械注准20163030179","一次性使用血管鞘组","一次性使用血管鞘组","全包包括血管鞘、配件涂层导丝/不锈钢导丝、套管针/穿刺针、手术刀和注射器；简包包括血管鞘、配件涂层导丝/不锈钢导丝、套管针/穿刺针。其中血管鞘包括导管鞘和扩张器，导管鞘和扩张器表面均涂覆亲水涂层，导管鞘连接有三通。","乐普（北京）医疗器械股份有限公司","乐普(北京)医疗器械股份有限公司","C02071001500000091240000284","RSA(J)070725","RSA(J)070725",""]
["15031","通用介入","14","14","血管鞘","普通型","/","/","已维护","国械注准20163030179","一次性使用血管鞘组","一次性使用血管鞘组","全包包括血管鞘、配件涂层导丝/不锈钢导丝、套管针/穿刺针、手术刀和注射器；简包包括血管鞘、配件涂层导丝/不锈钢导丝、套管针/穿刺针。其中血管鞘包括导管鞘和扩张器，导管鞘和扩张器表面均涂覆亲水涂层，导管鞘连接有三通。","乐普（北京）医疗器械股份有限公司","乐普(北京)医疗器械股份有限公司","C02071001500000091240000285","RS(J)052425","RS(J)052425",""]
["15031","通用介入","14","14","血管鞘","普通型","/","/","已维护","国械注准20163030179","一次性使用血管鞘组","一次性使用血管鞘组","全包包括血管鞘、配件涂层导丝/不锈钢导丝、套管针/穿刺针、手术刀和注射器；简包包括血管鞘、配件涂层导丝/不锈钢导丝、套管针/穿刺针。其中血管鞘包括导管鞘和扩张器，导管鞘和扩张器表面均涂覆亲水涂层，导管鞘连接有三通。","乐普（北京）医疗器械股份有限公司","乐普(北京)医疗器械股份有限公司","C02071001500000091240000286","RSA(J)050718","RSA(J)050718",""]
["15031","通用介入","14","14","血管鞘","普通型","/","/","已维护","国械注准20163030179","一次性使用血管鞘组","一次性使用血管鞘组","全包包括血管鞘、配件涂层导丝/不锈钢导丝、套管针/穿刺针、手术刀和注射器；简包包括血管鞘、配件涂层导丝/不锈钢导丝、套管针/穿刺针。其中血管鞘包括导管鞘和扩张器，导管鞘和扩张器表面均涂覆亲水涂层，导管鞘连接有三通。","乐普（北京）医疗器械股份有限公司","乐普(北京)医疗器械股份有限公司","C02071001500000091240000287","RSA051625","RSA051625",""]
["15031","通用介入","14","14","血管鞘","普通型","/","/","已维护","国械注准20163030179","一次性使用血管鞘组","一次性使用血管鞘组","全包包括血管鞘、配件涂层导丝/不锈钢导丝、套管针/穿刺针、手术刀和注射器；简包包括血管鞘、配件涂层导丝/不锈钢导丝、套管针/穿刺针。其中血管鞘包括导管鞘和扩张器，导管鞘和扩张器表面均涂覆亲水涂层，导管鞘连接有三通。","乐普（北京）医疗器械股份有限公司","乐普(北京)医疗器械股份有限公司","C02071001500000091240000288","RS081135","RS081135",""]
["15031","通用介入","14","14","血管鞘","普通型","/","/","已维护","国械注准20163030179","一次性使用血管鞘组","一次性使用血管鞘组","全包包括血管鞘、配件涂层导丝/不锈钢导丝、套管针/穿刺针、手术刀和注射器；简包包括血管鞘、配件涂层导丝/不锈钢导丝、套管针/穿刺针。其中血管鞘包括导管鞘和扩张器，导管鞘和扩张器表面均涂覆亲水涂层，导管鞘连接有三通。","乐普（北京）医疗器械股份有限公司","乐普(北京)医疗器械股份有限公司","C02071001500000091240000289","RSA060718","RSA060718",""]
["15031","通用介入","14","14","血管鞘","普通型","/","/","已维护","国械注准20163030179","一次性使用血管鞘组","一次性使用血管鞘组","全包包括血管鞘、配件涂层导丝/不锈钢导丝、套管针/穿刺针、手术刀和注射器；简包包括血管鞘、配件涂层导丝/不锈钢导丝、套管针/穿刺针。其中血管鞘包括导管鞘和扩张器，导管鞘和扩张器表面均涂覆亲水涂层，导管鞘连接有三通。","乐普（北京）医疗器械股份有限公司","乐普(北京)医疗器械股份有限公司","C02071001500000091240000290","RSA(J)050725","RSA(J)050725",""]
["15031","通用介入","14","14","血管鞘","普通型","/","/","已维护","国械注准20163030179","一次性使用血管鞘组","一次性使用血管鞘组","全包包括血管鞘、配件涂层导丝/不锈钢导丝、套管针/穿刺针、手术刀和注射器；简包包括血管鞘、配件涂层导丝/不锈钢导丝、套管针/穿刺针。其中血管鞘包括导管鞘和扩张器，导管鞘和扩张器表面均涂覆亲水涂层，导管鞘连接有三通。","乐普（北京）医疗器械股份有限公司","乐普(北京)医疗器械股份有限公司","C02071001500000091240000291","RSA(J)051635","RSA(J)051635",""]
["15031","通用介入","14","14","血管鞘","普通型","/","/","已维护","国械注准20163030179","一次性使用血管鞘组","一次性使用血管鞘组","全包包括血管鞘、配件涂层导丝/不锈钢导丝、套管针/穿刺针、手术刀和注射器；简包包括血管鞘、配件涂层导丝/不锈钢导丝、套管针/穿刺针。其中血管鞘包括导管鞘和扩张器，导管鞘和扩张器表面均涂覆亲水涂层，导管鞘连接有三通。","乐普（北京）医疗器械股份有限公司","乐普(北京)医疗器械股份有限公司","C02071001500000091240000292","RSA061125","RSA061125",""]
["15031","通用介入","14","14","血管鞘","普通型","/","/","已维护","国械注准20163030179","一次性使用血管鞘组","一次性使用血管鞘组","全包包括血管鞘、配件涂层导丝/不锈钢导丝、套管针/穿刺针、手术刀和注射器；简包包括血管鞘、配件涂层导丝/不锈钢导丝、套管针/穿刺针。其中血管鞘包括导管鞘和扩张器，导管鞘和扩张器表面均涂覆亲水涂层，导管鞘连接有三通。","乐普（北京）医疗器械股份有限公司","乐普(北京)医疗器械股份有限公司","C02071001500000091240000293","RSA051121","RSA051121",""]
["15031","通用介入","14","14","血管鞘","普通型","/","/","已维护","国械注准20163030179","一次性使用血管鞘组","一次性使用血管鞘组","全包包括血管鞘、配件涂层导丝/不锈钢导丝、套管针/穿刺针、手术刀和注射器；简包包括血管鞘、配件涂层导丝/不锈钢导丝、套管针/穿刺针。其中血管鞘包括导管鞘和扩张器，导管鞘和扩张器表面均涂覆亲水涂层，导管鞘连接有三通。","乐普（北京）医疗器械股份有限公司","乐普(北京)医疗器械股份有限公司","C02071001500000091240000294","RSA071621","RSA071621",""]
["15031","通用介入","14","14","血管鞘","普通型","/","/","已维护","国械注准20163030179","一次性使用血管鞘组","一次性使用血管鞘组","全包包括血管鞘、配件涂层导丝/不锈钢导丝、套管针/穿刺针、手术刀和注射器；简包包括血管鞘、配件涂层导丝/不锈钢导丝、套管针/穿刺针。其中血管鞘包括导管鞘和扩张器，导管鞘和扩张器表面均涂覆亲水涂层，导管鞘连接有三通。","乐普（北京）医疗器械股份有限公司","乐普(北京)医疗器械股份有限公司","C02071001500000091240000295","RSA081638","RSA081638",""]
["15031","通用介入","14","14","血管鞘","普通型","/","/","已维护","国械注准20163030179","一次性使用血管鞘组","一次性使用血管鞘组","全包包括血管鞘、配件涂层导丝/不锈钢导丝、套管针/穿刺针、手术刀和注射器；简包包括血管鞘、配件涂层导丝/不锈钢导丝、套管针/穿刺针。其中血管鞘包括导管鞘和扩张器，导管鞘和扩张器表面均涂覆亲水涂层，导管鞘连接有三通。","乐普（北京）医疗器械股份有限公司","乐普(北京)医疗器械股份有限公司","C02071001500000091240000296","RSA(J)071625","RSA(J)071625",""]
["15031","通用介入","14","14","血管鞘","普通型","/","/","已维护","国械注准20163030179","一次性使用血管鞘组","一次性使用血管鞘组","全包包括血管鞘、配件涂层导丝/不锈钢导丝、套管针/穿刺针、手术刀和注射器；简包包括血管鞘、配件涂层导丝/不锈钢导丝、套管针/穿刺针。其中血管鞘包括导管鞘和扩张器，导管鞘和扩张器表面均涂覆亲水涂层，导管鞘连接有三通。","乐普（北京）医疗器械股份有限公司","乐普(北京)医疗器械股份有限公司","C02071001500000091240000297","RSA(J)072418","RSA(J)072418",""]
["15031","通用介入","14","14","血管鞘","普通型","/","/","已维护","国械注准20163030179","一次性使用血管鞘组","一次性使用血管鞘组","全包包括血管鞘、配件涂层导丝/不锈钢导丝、套管针/穿刺针、手术刀和注射器；简包包括血管鞘、配件涂层导丝/不锈钢导丝、套管针/穿刺针。其中血管鞘包括导管鞘和扩张器，导管鞘和扩张器表面均涂覆亲水涂层，导管鞘连接有三通。","乐普（北京）医疗器械股份有限公司","乐普(北京)医疗器械股份有限公司","C02071001500000091240000298","RSA062425","RSA062425",""]
["15031","通用介入","14","14","血管鞘","普通型","/","/","已维护","国械注准20163030179","一次性使用血管鞘组","一次性使用血管鞘组","全包包括血管鞘、配件涂层导丝/不锈钢导丝、套管针/穿刺针、手术刀和注射器；简包包括血管鞘、配件涂层导丝/不锈钢导丝、套管针/穿刺针。其中血管鞘包括导管鞘和扩张器，导管鞘和扩张器表面均涂覆亲水涂层，导管鞘连接有三通。","乐普（北京）医疗器械股份有限公司","乐普(北京)医疗器械股份有限公司","C02071001500000091240000299","RSA(J)061621","RSA(J)061621",""]
["15031","通用介入","14","14","血管鞘","普通型","/","/","已维护","国械注准20163030179","一次性使用血管鞘组","一次性使用血管鞘组","全包包括血管鞘、配件涂层导丝/不锈钢导丝、套管针/穿刺针、手术刀和注射器；简包包括血管鞘、配件涂层导丝/不锈钢导丝、套管针/穿刺针。其中血管鞘包括导管鞘和扩张器，导管鞘和扩张器表面均涂覆亲水涂层，导管鞘连接有三通。","乐普（北京）医疗器械股份有限公司","乐普(北京)医疗器械股份有限公司","C02071001500000091240000300","RSA651121","RSA651121",""]
["15031","通用介入","14","14","血管鞘","普通型","/","/","已维护","国械注准20163030179","一次性使用血管鞘组","一次性使用血管鞘组","全包包括血管鞘、配件涂层导丝/不锈钢导丝、套管针/穿刺针、手术刀和注射器；简包包括血管鞘、配件涂层导丝/不锈钢导丝、套管针/穿刺针。其中血管鞘包括导管鞘和扩张器，导管鞘和扩张器表面均涂覆亲水涂层，导管鞘连接有三通。","乐普（北京）医疗器械股份有限公司","乐普(北京)医疗器械股份有限公司","C02071001500000091240000301","RSA652425","RSA652425",""]
["15031","通用介入","14","14","血管鞘","普通型","/","/","已维护","国械注准20163030179","一次性使用血管鞘组","一次性使用血管鞘组","全包包括血管鞘、配件涂层导丝/不锈钢导丝、套管针/穿刺针、手术刀和注射器；简包包括血管鞘、配件涂层导丝/不锈钢导丝、套管针/穿刺针。其中血管鞘包括导管鞘和扩张器，导管鞘和扩张器表面均涂覆亲水涂层，导管鞘连接有三通。","乐普（北京）医疗器械股份有限公司","乐普(北京)医疗器械股份有限公司","C02071001500000091240000302","RS091135","RS091135",""]
["15031","通用介入","14","14","血管鞘","普通型","/","/","已维护","国械注准20163030179","一次性使用血管鞘组","一次性使用血管鞘组","全包包括血管鞘、配件涂层导丝/不锈钢导丝、套管针/穿刺针、手术刀和注射器；简包包括血管鞘、配件涂层导丝/不锈钢导丝、套管针/穿刺针。其中血管鞘包括导管鞘和扩张器，导管鞘和扩张器表面均涂覆亲水涂层，导管鞘连接有三通。","乐普（北京）医疗器械股份有限公司","乐普(北京)医疗器械股份有限公司","C02071001500000091240000303","RSA(J)081138","RSA(J)081138",""]
["15031","通用介入","14","14","血管鞘","普通型","/","/","已维护","国械注准20163030179","一次性使用血管鞘组","一次性使用血管鞘组","全包包括血管鞘、配件涂层导丝/不锈钢导丝、套管针/穿刺针、手术刀和注射器；简包包括血管鞘、配件涂层导丝/不锈钢导丝、套管针/穿刺针。其中血管鞘包括导管鞘和扩张器，导管鞘和扩张器表面均涂覆亲水涂层，导管鞘连接有三通。","乐普（北京）医疗器械股份有限公司","乐普(北京)医疗器械股份有限公司","C02071001500000091240000304","RSA(J)071121","RSA(J)071121",""]
["15031","通用介入","14","14","血管鞘","普通型","/","/","已维护","国械注准20163030179","一次性使用血管鞘组","一次性使用血管鞘组","全包包括血管鞘、配件涂层导丝/不锈钢导丝、套管针/穿刺针、手术刀和注射器；简包包括血管鞘、配件涂层导丝/不锈钢导丝、套管针/穿刺针。其中血管鞘包括导管鞘和扩张器，导管鞘和扩张器表面均涂覆亲水涂层，导管鞘连接有三通。","乐普（北京）医疗器械股份有限公司","乐普(北京)医疗器械股份有限公司","C02071001500000091240000305","RSA062418","RSA062418",""]
["15031","通用介入","14","14","血管鞘","普通型","/","/","已维护","国械注准20163030179","一次性使用血管鞘组","一次性使用血管鞘组","全包包括血管鞘、配件涂层导丝/不锈钢导丝、套管针/穿刺针、手术刀和注射器；简包包括血管鞘、配件涂层导丝/不锈钢导丝、套管针/穿刺针。其中血管鞘包括导管鞘和扩张器，导管鞘和扩张器表面均涂覆亲水涂层，导管鞘连接有三通。","乐普（北京）医疗器械股份有限公司","乐普(北京)医疗器械股份有限公司","C02071001500000091240000306","RS041625","RS041625",""]
["15031","通用介入","14","14","血管鞘","普通型","/","/","已维护","国械注准20163030179","一次性使用血管鞘组","一次性使用血管鞘组","全包包括血管鞘、配件涂层导丝/不锈钢导丝、套管针/穿刺针、手术刀和注射器；简包包括血管鞘、配件涂层导丝/不锈钢导丝、套管针/穿刺针。其中血管鞘包括导管鞘和扩张器，导管鞘和扩张器表面均涂覆亲水涂层，导管鞘连接有三通。","乐普（北京）医疗器械股份有限公司","乐普(北京)医疗器械股份有限公司","C02071001500000091240000307","RS041618","RS041618",""]
["15031","通用介入","14","14","血管鞘","普通型","/","/","已维护","国械注准20163030179","一次性使用血管鞘组","一次性使用血管鞘组","全包包括血管鞘、配件涂层导丝/不锈钢导丝、套管针/穿刺针、手术刀和注射器；简包包括血管鞘、配件涂层导丝/不锈钢导丝、套管针/穿刺针。其中血管鞘包括导管鞘和扩张器，导管鞘和扩张器表面均涂覆亲水涂层，导管鞘连接有三通。","乐普（北京）医疗器械股份有限公司","乐普(北京)医疗器械股份有限公司","C02071001500000091240000308","RSA(J)652435","RSA(J)652435",""]
["15031","通用介入","14","14","血管鞘","普通型","/","/","已维护","国械注准20163030179","一次性使用血管鞘组","一次性使用血管鞘组","全包包括血管鞘、配件涂层导丝/不锈钢导丝、套管针/穿刺针、手术刀和注射器；简包包括血管鞘、配件涂层导丝/不锈钢导丝、套管针/穿刺针。其中血管鞘包括导管鞘和扩张器，导管鞘和扩张器表面均涂覆亲水涂层，导管鞘连接有三通。","乐普（北京）医疗器械股份有限公司","乐普(北京)医疗器械股份有限公司","C02071001500000091240000309","RSA(J)071118","RSA(J)071118",""]
["15031","通用介入","14","14","血管鞘","普通型","/","/","已维护","国械注准20163030179","一次性使用血管鞘组","一次性使用血管鞘组","全包包括血管鞘、配件涂层导丝/不锈钢导丝、套管针/穿刺针、手术刀和注射器；简包包括血管鞘、配件涂层导丝/不锈钢导丝、套管针/穿刺针。其中血管鞘包括导管鞘和扩张器，导管鞘和扩张器表面均涂覆亲水涂层，导管鞘连接有三通。","乐普（北京）医疗器械股份有限公司","乐普(北京)医疗器械股份有限公司","C02071001500000091240000310","RSA040725","RSA040725",""]
["15031","通用介入","14","14","血管鞘","普通型","/","/","已维护","国械注准20163030179","一次性使用血管鞘组","一次性使用血管鞘组","全包包括血管鞘、配件涂层导丝/不锈钢导丝、套管针/穿刺针、手术刀和注射器；简包包括血管鞘、配件涂层导丝/不锈钢导丝、套管针/穿刺针。其中血管鞘包括导管鞘和扩张器，导管鞘和扩张器表面均涂覆亲水涂层，导管鞘连接有三通。","乐普（北京）医疗器械股份有限公司","乐普(北京)医疗器械股份有限公司","C02071001500000091240000311","RSA041618","RSA041618",""]
["15031","通用介入","14","14","血管鞘","普通型","/","/","已维护","国械注准20163030179","一次性使用血管鞘组","一次性使用血管鞘组","全包包括血管鞘、配件涂层导丝/不锈钢导丝、套管针/穿刺针、手术刀和注射器；简包包括血管鞘、配件涂层导丝/不锈钢导丝、套管针/穿刺针。其中血管鞘包括导管鞘和扩张器，导管鞘和扩张器表面均涂覆亲水涂层，导管鞘连接有三通。","乐普（北京）医疗器械股份有限公司","乐普(北京)医疗器械股份有限公司","C02071001500000091240000312","RSA050721","RSA050721",""]
["15031","通用介入","14","14","血管鞘","普通型","/","/","已维护","国械注准20163030179","一次性使用血管鞘组","一次性使用血管鞘组","全包包括血管鞘、配件涂层导丝/不锈钢导丝、套管针/穿刺针、手术刀和注射器；简包包括血管鞘、配件涂层导丝/不锈钢导丝、套管针/穿刺针。其中血管鞘包括导管鞘和扩张器，导管鞘和扩张器表面均涂覆亲水涂层，导管鞘连接有三通。","乐普（北京）医疗器械股份有限公司","乐普(北京)医疗器械股份有限公司","C02071001500000091240000313","RSA072438","RSA072438",""]
["15031","通用介入","14","14","血管鞘","普通型","/","/","已维护","国械注准20163030179","一次性使用血管鞘组","一次性使用血管鞘组","全包包括血管鞘、配件涂层导丝/不锈钢导丝、套管针/穿刺针、手术刀和注射器；简包包括血管鞘、配件涂层导丝/不锈钢导丝、套管针/穿刺针。其中血管鞘包括导管鞘和扩张器，导管鞘和扩张器表面均涂覆亲水涂层，导管鞘连接有三通。","乐普（北京）医疗器械股份有限公司","乐普(北京)医疗器械股份有限公司","C02071001500000091240000314","RSA081135","RSA081135",""]
["15031","通用介入","14","14","血管鞘","普通型","/","/","已维护","国械注准20163030179","一次性使用血管鞘组","一次性使用血管鞘组","全包包括血管鞘、配件涂层导丝/不锈钢导丝、套管针/穿刺针、手术刀和注射器；简包包括血管鞘、配件涂层导丝/不锈钢导丝、套管针/穿刺针。其中血管鞘包括导管鞘和扩张器，导管鞘和扩张器表面均涂覆亲水涂层，导管鞘连接有三通。","乐普（北京）医疗器械股份有限公司","乐普(北京)医疗器械股份有限公司","C02071001500000091240000315","RS052435","RS052435",""]
["15031","通用介入","14","14","血管鞘","普通型","/","/","已维护","国械注准20163030179","一次性使用血管鞘组","一次性使用血管鞘组","全包包括血管鞘、配件涂层导丝/不锈钢导丝、套管针/穿刺针、手术刀和注射器；简包包括血管鞘、配件涂层导丝/不锈钢导丝、套管针/穿刺针。其中血管鞘包括导管鞘和扩张器，导管鞘和扩张器表面均涂覆亲水涂层，导管鞘连接有三通。","乐普（北京）医疗器械股份有限公司","乐普(北京)医疗器械股份有限公司","C02071001500000091240000316","RS081635","RS081635",""]
["15031","通用介入","14","14","血管鞘","普通型","/","/","已维护","国械注准20163030179","一次性使用血管鞘组","一次性使用血管鞘组","全包包括血管鞘、配件涂层导丝/不锈钢导丝、套管针/穿刺针、手术刀和注射器；简包包括血管鞘、配件涂层导丝/不锈钢导丝、套管针/穿刺针。其中血管鞘包括导管鞘和扩张器，导管鞘和扩张器表面均涂覆亲水涂层，导管鞘连接有三通。","乐普（北京）医疗器械股份有限公司","乐普(北京)医疗器械股份有限公司","C02071001500000091240000317","RSA(J)061135","RSA(J)061135",""]
["15031","通用介入","14","14","血管鞘","普通型","/","/","已维护","国械注准20163030179","一次性使用血管鞘组","一次性使用血管鞘组","全包包括血管鞘、配件涂层导丝/不锈钢导丝、套管针/穿刺针、手术刀和注射器；简包包括血管鞘、配件涂层导丝/不锈钢导丝、套管针/穿刺针。其中血管鞘包括导管鞘和扩张器，导管鞘和扩张器表面均涂覆亲水涂层，导管鞘连接有三通。","乐普（北京）医疗器械股份有限公司","乐普(北京)医疗器械股份有限公司","C02071001500000091240000318","RS(J)052435","RS(J)052435",""]
["15031","通用介入","14","14","血管鞘","普通型","/","/","已维护","国械注准20163030179","一次性使用血管鞘组","一次性使用血管鞘组","全包包括血管鞘、配件涂层导丝/不锈钢导丝、套管针/穿刺针、手术刀和注射器；简包包括血管鞘、配件涂层导丝/不锈钢导丝、套管针/穿刺针。其中血管鞘包括导管鞘和扩张器，导管鞘和扩张器表面均涂覆亲水涂层，导管鞘连接有三通。","乐普（北京）医疗器械股份有限公司","乐普(北京)医疗器械股份有限公司","C02071001500000091240000319","RSA041625","RSA041625",""]
["15031","通用介入","14","14","血管鞘","普通型","/","/","已维护","国械注准20163030179","一次性使用血管鞘组","一次性使用血管鞘组","全包包括血管鞘、配件涂层导丝/不锈钢导丝、套管针/穿刺针、手术刀和注射器；简包包括血管鞘、配件涂层导丝/不锈钢导丝、套管针/穿刺针。其中血管鞘包括导管鞘和扩张器，导管鞘和扩张器表面均涂覆亲水涂层，导管鞘连接有三通。","乐普（北京）医疗器械股份有限公司","乐普(北京)医疗器械股份有限公司","C02071001500000091240000320","RSA041125","RSA041125",""]
["15031","通用介入","14","14","血管鞘","普通型","/","/","已维护","国械注准20163030179","一次性使用血管鞘组","一次性使用血管鞘组","全包包括血管鞘、配件涂层导丝/不锈钢导丝、套管针/穿刺针、手术刀和注射器；简包包括血管鞘、配件涂层导丝/不锈钢导丝、套管针/穿刺针。其中血管鞘包括导管鞘和扩张器，导管鞘和扩张器表面均涂覆亲水涂层，导管鞘连接有三通。","乐普（北京）医疗器械股份有限公司","乐普(北京)医疗器械股份有限公司","C02071001500000091240000321","RS052418","RS052418",""]
["15031","通用介入","14","14","血管鞘","普通型","/","/","已维护","国械注准20163030179","一次性使用血管鞘组","一次性使用血管鞘组","全包包括血管鞘、配件涂层导丝/不锈钢导丝、套管针/穿刺针、手术刀和注射器；简包包括血管鞘、配件涂层导丝/不锈钢导丝、套管针/穿刺针。其中血管鞘包括导管鞘和扩张器，导管鞘和扩张器表面均涂覆亲水涂层，导管鞘连接有三通。","乐普（北京）医疗器械股份有限公司","乐普(北京)医疗器械股份有限公司","C02071001500000091240000322","RSA081635","RSA081635",""]
["15031","通用介入","14","14","血管鞘","普通型","/","/","已维护","国械注准20163030179","一次性使用血管鞘组","一次性使用血管鞘组","全包包括血管鞘、配件涂层导丝/不锈钢导丝、套管针/穿刺针、手术刀和注射器；简包包括血管鞘、配件涂层导丝/不锈钢导丝、套管针/穿刺针。其中血管鞘包括导管鞘和扩张器，导管鞘和扩张器表面均涂覆亲水涂层，导管鞘连接有三通。","乐普（北京）医疗器械股份有限公司","乐普(北京)医疗器械股份有限公司","C02071001500000091240000323","RS(J)042421","RS(J)042421",""]
["15031","通用介入","14","14","血管鞘","普通型","/","/","已维护","国械注准20163030179","一次性使用血管鞘组","一次性使用血管鞘组","全包包括血管鞘、配件涂层导丝/不锈钢导丝、套管针/穿刺针、手术刀和注射器；简包包括血管鞘、配件涂层导丝/不锈钢导丝、套管针/穿刺针。其中血管鞘包括导管鞘和扩张器，导管鞘和扩张器表面均涂覆亲水涂层，导管鞘连接有三通。","乐普（北京）医疗器械股份有限公司","乐普(北京)医疗器械股份有限公司","C02071001500000091240000324","RSA(J)042421","RSA(J)042421",""]
["15031","通用介入","14","14","血管鞘","普通型","/","/","已维护","国械注准20163030179","一次性使用血管鞘组","一次性使用血管鞘组","全包包括血管鞘、配件涂层导丝/不锈钢导丝、套管针/穿刺针、手术刀和注射器；简包包括血管鞘、配件涂层导丝/不锈钢导丝、套管针/穿刺针。其中血管鞘包括导管鞘和扩张器，导管鞘和扩张器表面均涂覆亲水涂层，导管鞘连接有三通。","乐普（北京）医疗器械股份有限公司","乐普(北京)医疗器械股份有限公司","C02071001500000091240000325","RSA050718","RSA050718",""]
["15031","通用介入","14","14","血管鞘","普通型","/","/","已维护","国械注准20163030179","一次性使用血管鞘组","一次性使用血管鞘组","全包包括血管鞘、配件涂层导丝/不锈钢导丝、套管针/穿刺针、手术刀和注射器；简包包括血管鞘、配件涂层导丝/不锈钢导丝、套管针/穿刺针。其中血管鞘包括导管鞘和扩张器，导管鞘和扩张器表面均涂覆亲水涂层，导管鞘连接有三通。","乐普（北京）医疗器械股份有限公司","乐普(北京)医疗器械股份有限公司","C02071001500000091240000326","RSA(J)651638","RSA(J)651638",""]
["15031","通用介入","14","14","血管鞘","普通型","/","/","已维护","国械注准20163030179","一次性使用血管鞘组","一次性使用血管鞘组","全包包括血管鞘、配件涂层导丝/不锈钢导丝、套管针/穿刺针、手术刀和注射器；简包包括血管鞘、配件涂层导丝/不锈钢导丝、套管针/穿刺针。其中血管鞘包括导管鞘和扩张器，导管鞘和扩张器表面均涂覆亲水涂层，导管鞘连接有三通。","乐普（北京）医疗器械股份有限公司","乐普(北京)医疗器械股份有限公司","C02071001500000091240000327","RS071118","RS071118",""]
["15031","通用介入","14","14","血管鞘","普通型","/","/","已维护","国械注准20163030179","一次性使用血管鞘组","一次性使用血管鞘组","全包包括血管鞘、配件涂层导丝/不锈钢导丝、套管针/穿刺针、手术刀和注射器；简包包括血管鞘、配件涂层导丝/不锈钢导丝、套管针/穿刺针。其中血管鞘包括导管鞘和扩张器，导管鞘和扩张器表面均涂覆亲水涂层，导管鞘连接有三通。","乐普（北京）医疗器械股份有限公司","乐普(北京)医疗器械股份有限公司","C02071001500000091240000328","RSA091638","RSA091638",""]
["15031","通用介入","14","14","血管鞘","普通型","/","/","已维护","国械注准20163030179","一次性使用血管鞘组","一次性使用血管鞘组","全包包括血管鞘、配件涂层导丝/不锈钢导丝、套管针/穿刺针、手术刀和注射器；简包包括血管鞘、配件涂层导丝/不锈钢导丝、套管针/穿刺针。其中血管鞘包括导管鞘和扩张器，导管鞘和扩张器表面均涂覆亲水涂层，导管鞘连接有三通。","乐普（北京）医疗器械股份有限公司","乐普(北京)医疗器械股份有限公司","C02071001500000091240000329","RSA(J)072421","RSA(J)072421",""]
["15031","通用介入","14","14","血管鞘","普通型","/","/","已维护","国械注准20163030179","一次性使用血管鞘组","一次性使用血管鞘组","全包包括血管鞘、配件涂层导丝/不锈钢导丝、套管针/穿刺针、手术刀和注射器；简包包括血管鞘、配件涂层导丝/不锈钢导丝、套管针/穿刺针。其中血管鞘包括导管鞘和扩张器，导管鞘和扩张器表面均涂覆亲水涂层，导管鞘连接有三通。","乐普（北京）医疗器械股份有限公司","乐普(北京)医疗器械股份有限公司","C02071001500000091240000330","RSA(J)081135","RSA(J)081135",""]
["15031","通用介入","14","14","血管鞘","普通型","/","/","已维护","国械注准20163030179","一次性使用血管鞘组","一次性使用血管鞘组","全包包括血管鞘、配件涂层导丝/不锈钢导丝、套管针/穿刺针、手术刀和注射器；简包包括血管鞘、配件涂层导丝/不锈钢导丝、套管针/穿刺针。其中血管鞘包括导管鞘和扩张器，导管鞘和扩张器表面均涂覆亲水涂层，导管鞘连接有三通。","乐普（北京）医疗器械股份有限公司","乐普(北京)医疗器械股份有限公司","C02071001500000091240000331","RSA651625","RSA651625",""]
["15031","通用介入","14","14","血管鞘","普通型","/","/","已维护","国械注准20163030179","一次性使用血管鞘组","一次性使用血管鞘组","全包包括血管鞘、配件涂层导丝/不锈钢导丝、套管针/穿刺针、手术刀和注射器；简包包括血管鞘、配件涂层导丝/不锈钢导丝、套管针/穿刺针。其中血管鞘包括导管鞘和扩张器，导管鞘和扩张器表面均涂覆亲水涂层，导管鞘连接有三通。","乐普（北京）医疗器械股份有限公司","乐普(北京)医疗器械股份有限公司","C02071001500000091240000332","RSA(J)072425","RSA(J)072425",""]
["15031","通用介入","14","14","血管鞘","普通型","/","/","已维护","国械注准20163030179","一次性使用血管鞘组","一次性使用血管鞘组","全包包括血管鞘、配件涂层导丝/不锈钢导丝、套管针/穿刺针、手术刀和注射器；简包包括血管鞘、配件涂层导丝/不锈钢导丝、套管针/穿刺针。其中血管鞘包括导管鞘和扩张器，导管鞘和扩张器表面均涂覆亲水涂层，导管鞘连接有三通。","乐普（北京）医疗器械股份有限公司","乐普(北京)医疗器械股份有限公司","C02071001500000091240000333","RSA(J)051121","RSA(J)051121",""]
["15031","通用介入","14","14","血管鞘","普通型","/","/","已维护","国械注准20163030179","一次性使用血管鞘组","一次性使用血管鞘组","全包包括血管鞘、配件涂层导丝/不锈钢导丝、套管针/穿刺针、手术刀和注射器；简包包括血管鞘、配件涂层导丝/不锈钢导丝、套管针/穿刺针。其中血管鞘包括导管鞘和扩张器，导管鞘和扩张器表面均涂覆亲水涂层，导管鞘连接有三通。","乐普（北京）医疗器械股份有限公司","乐普(北京)医疗器械股份有限公司","C02071001500000091240000334","RSA(J)041635","RSA(J)041635",""]
["15031","通用介入","14","14","血管鞘","普通型","/","/","已维护","国械注准20163030179","一次性使用血管鞘组","一次性使用血管鞘组","全包包括血管鞘、配件涂层导丝/不锈钢导丝、套管针/穿刺针、手术刀和注射器；简包包括血管鞘、配件涂层导丝/不锈钢导丝、套管针/穿刺针。其中血管鞘包括导管鞘和扩张器，导管鞘和扩张器表面均涂覆亲水涂层，导管鞘连接有三通。","乐普（北京）医疗器械股份有限公司","乐普(北京)医疗器械股份有限公司","C02071001500000091240000335","RSA082438","RSA082438",""]
["15031","通用介入","14","14","血管鞘","普通型","/","/","已维护","国械注准20163030179","一次性使用血管鞘组","一次性使用血管鞘组","全包包括血管鞘、配件涂层导丝/不锈钢导丝、套管针/穿刺针、手术刀和注射器；简包包括血管鞘、配件涂层导丝/不锈钢导丝、套管针/穿刺针。其中血管鞘包括导管鞘和扩张器，导管鞘和扩张器表面均涂覆亲水涂层，导管鞘连接有三通。","乐普（北京）医疗器械股份有限公司","乐普(北京)医疗器械股份有限公司","C02071001500000091240000336","RS(J)091135","RS(J)091135",""]
["15031","通用介入","14","14","血管鞘","普通型","/","/","已维护","国械注准20163030179","一次性使用血管鞘组","一次性使用血管鞘组","全包包括血管鞘、配件涂层导丝/不锈钢导丝、套管针/穿刺针、手术刀和注射器；简包包括血管鞘、配件涂层导丝/不锈钢导丝、套管针/穿刺针。其中血管鞘包括导管鞘和扩张器，导管鞘和扩张器表面均涂覆亲水涂层，导管鞘连接有三通。","乐普（北京）医疗器械股份有限公司","乐普(北京)医疗器械股份有限公司","C02071001500000091240000337","RSA(J)081638","RSA(J)081638",""]
["15031","通用介入","14","14","血管鞘","普通型","/","/","已维护","国械注准20163030179","一次性使用血管鞘组","一次性使用血管鞘组","全包包括血管鞘、配件涂层导丝/不锈钢导丝、套管针/穿刺针、手术刀和注射器；简包包括血管鞘、配件涂层导丝/不锈钢导丝、套管针/穿刺针。其中血管鞘包括导管鞘和扩张器，导管鞘和扩张器表面均涂覆亲水涂层，导管鞘连接有三通。","乐普（北京）医疗器械股份有限公司","乐普(北京)医疗器械股份有限公司","C02071001500000091240000338","RSA(J)060721","RSA(J)060721",""]
["15031","通用介入","14","14","血管鞘","普通型","/","/","已维护","国械注准20163030179","一次性使用血管鞘组","一次性使用血管鞘组","全包包括血管鞘、配件涂层导丝/不锈钢导丝、套管针/穿刺针、手术刀和注射器；简包包括血管鞘、配件涂层导丝/不锈钢导丝、套管针/穿刺针。其中血管鞘包括导管鞘和扩张器，导管鞘和扩张器表面均涂覆亲水涂层，导管鞘连接有三通。","乐普（北京）医疗器械股份有限公司","乐普(北京)医疗器械股份有限公司","C02071001500000091240000339","RS(J)060718","RS(J)060718",""]
["15031","通用介入","14","14","血管鞘","普通型","/","/","已维护","国械注准20163030179","一次性使用血管鞘组","一次性使用血管鞘组","全包包括血管鞘、配件涂层导丝/不锈钢导丝、套管针/穿刺针、手术刀和注射器；简包包括血管鞘、配件涂层导丝/不锈钢导丝、套管针/穿刺针。其中血管鞘包括导管鞘和扩张器，导管鞘和扩张器表面均涂覆亲水涂层，导管鞘连接有三通。","乐普（北京）医疗器械股份有限公司","乐普(北京)医疗器械股份有限公司","C02071001500000091240000340","RSA(J)051118","RSA(J)051118",""]
["15031","通用介入","14","14","血管鞘","普通型","/","/","已维护","国械注准20163030179","一次性使用血管鞘组","一次性使用血管鞘组","全包包括血管鞘、配件涂层导丝/不锈钢导丝、套管针/穿刺针、手术刀和注射器；简包包括血管鞘、配件涂层导丝/不锈钢导丝、套管针/穿刺针。其中血管鞘包括导管鞘和扩张器，导管鞘和扩张器表面均涂覆亲水涂层，导管鞘连接有三通。","乐普（北京）医疗器械股份有限公司","乐普(北京)医疗器械股份有限公司","C02071001500000091240000341","RSA(J)651621","RSA(J)651621",""]
["15031","通用介入","14","14","血管鞘","普通型","/","/","已维护","国械注准20163030179","一次性使用血管鞘组","一次性使用血管鞘组","全包包括血管鞘、配件涂层导丝/不锈钢导丝、套管针/穿刺针、手术刀和注射器；简包包括血管鞘、配件涂层导丝/不锈钢导丝、套管针/穿刺针。其中血管鞘包括导管鞘和扩张器，导管鞘和扩张器表面均涂覆亲水涂层，导管鞘连接有三通。","乐普（北京）医疗器械股份有限公司","乐普(北京)医疗器械股份有限公司","C02071001500000091240000342","RSA651638","RSA651638",""]
["15031","通用介入","14","14","血管鞘","普通型","/","/","已维护","国械注准20163030179","一次性使用血管鞘组","一次性使用血管鞘组","全包包括血管鞘、配件涂层导丝/不锈钢导丝、套管针/穿刺针、手术刀和注射器；简包包括血管鞘、配件涂层导丝/不锈钢导丝、套管针/穿刺针。其中血管鞘包括导管鞘和扩张器，导管鞘和扩张器表面均涂覆亲水涂层，导管鞘连接有三通。","乐普（北京）医疗器械股份有限公司","乐普(北京)医疗器械股份有限公司","C02071001500000091240000343","RS(J)042425","RS(J)042425",""]
["15031","通用介入","14","14","血管鞘","普通型","/","/","已维护","国械注准20163030179","一次性使用血管鞘组","一次性使用血管鞘组","全包包括血管鞘、配件涂层导丝/不锈钢导丝、套管针/穿刺针、手术刀和注射器；简包包括血管鞘、配件涂层导丝/不锈钢导丝、套管针/穿刺针。其中血管鞘包括导管鞘和扩张器，导管鞘和扩张器表面均涂覆亲水涂层，导管鞘连接有三通。","乐普（北京）医疗器械股份有限公司","乐普(北京)医疗器械股份有限公司","C02071001500000091240000344","RSA(J)052435","RSA(J)052435",""]
["15031","通用介入","14","14","血管鞘","普通型","/","/","已维护","国械注准20163030179","一次性使用血管鞘组","一次性使用血管鞘组","全包包括血管鞘、配件涂层导丝/不锈钢导丝、套管针/穿刺针、手术刀和注射器；简包包括血管鞘、配件涂层导丝/不锈钢导丝、套管针/穿刺针。其中血管鞘包括导管鞘和扩张器，导管鞘和扩张器表面均涂覆亲水涂层，导管鞘连接有三通。","乐普（北京）医疗器械股份有限公司","乐普(北京)医疗器械股份有限公司","C02071001500000091240000345","RS(J)091635","RS(J)091635",""]
["15031","通用介入","14","14","血管鞘","普通型","/","/","已维护","国械注准20163030179","一次性使用血管鞘组","一次性使用血管鞘组","全包包括血管鞘、配件涂层导丝/不锈钢导丝、套管针/穿刺针、手术刀和注射器；简包包括血管鞘、配件涂层导丝/不锈钢导丝、套管针/穿刺针。其中血管鞘包括导管鞘和扩张器，导管鞘和扩张器表面均涂覆亲水涂层，导管鞘连接有三通。","乐普（北京）医疗器械股份有限公司","乐普(北京)医疗器械股份有限公司","C02071001500000091240000346","RS(J)041635","RS(J)041635",""]
["15031","通用介入","14","14","血管鞘","普通型","/","/","已维护","国械注准20163030179","一次性使用血管鞘组","一次性使用血管鞘组","全包包括血管鞘、配件涂层导丝/不锈钢导丝、套管针/穿刺针、手术刀和注射器；简包包括血管鞘、配件涂层导丝/不锈钢导丝、套管针/穿刺针。其中血管鞘包括导管鞘和扩张器，导管鞘和扩张器表面均涂覆亲水涂层，导管鞘连接有三通。","乐普（北京）医疗器械股份有限公司","乐普(北京)医疗器械股份有限公司","C02071001500000091240000347","RS(J)052418","RS(J)052418",""]
["15031","通用介入","14","14","血管鞘","普通型","/","/","已维护","国械注准20163030179","一次性使用血管鞘组","一次性使用血管鞘组","全包包括血管鞘、配件涂层导丝/不锈钢导丝、套管针/穿刺针、手术刀和注射器；简包包括血管鞘、配件涂层导丝/不锈钢导丝、套管针/穿刺针。其中血管鞘包括导管鞘和扩张器，导管鞘和扩张器表面均涂覆亲水涂层，导管鞘连接有三通。","乐普（北京）医疗器械股份有限公司","乐普(北京)医疗器械股份有限公司","C02071001500000091240000348","RSA(J)061618","RSA(J)061618",""]
["15031","通用介入","14","14","血管鞘","普通型","/","/","已维护","国械注准20163030179","一次性使用血管鞘组","一次性使用血管鞘组","全包包括血管鞘、配件涂层导丝/不锈钢导丝、套管针/穿刺针、手术刀和注射器；简包包括血管鞘、配件涂层导丝/不锈钢导丝、套管针/穿刺针。其中血管鞘包括导管鞘和扩张器，导管鞘和扩张器表面均涂覆亲水涂层，导管鞘连接有三通。","乐普（北京）医疗器械股份有限公司","乐普(北京)医疗器械股份有限公司","C02071001500000091240000349","RSA070721","RSA070721",""]
["15031","通用介入","14","14","血管鞘","普通型","/","/","已维护","国械注准20163030179","一次性使用血管鞘组","一次性使用血管鞘组","全包包括血管鞘、配件涂层导丝/不锈钢导丝、套管针/穿刺针、手术刀和注射器；简包包括血管鞘、配件涂层导丝/不锈钢导丝、套管针/穿刺针。其中血管鞘包括导管鞘和扩张器，导管鞘和扩张器表面均涂覆亲水涂层，导管鞘连接有三通。","乐普（北京）医疗器械股份有限公司","乐普(北京)医疗器械股份有限公司","C02071001500000091240000350","RSA062421","RSA062421",""]
["15031","通用介入","14","14","血管鞘","普通型","/","/","已维护","国械注准20163030179","一次性使用血管鞘组","一次性使用血管鞘组","全包包括血管鞘、配件涂层导丝/不锈钢导丝、套管针/穿刺针、手术刀和注射器；简包包括血管鞘、配件涂层导丝/不锈钢导丝、套管针/穿刺针。其中血管鞘包括导管鞘和扩张器，导管鞘和扩张器表面均涂覆亲水涂层，导管鞘连接有三通。","乐普（北京）医疗器械股份有限公司","乐普(北京)医疗器械股份有限公司","C02071001500000091240000351","RS042425","RS042425",""]
["15031","通用介入","14","14","血管鞘","普通型","/","/","已维护","国械注准20163030179","一次性使用血管鞘组","一次性使用血管鞘组","全包包括血管鞘、配件涂层导丝/不锈钢导丝、套管针/穿刺针、手术刀和注射器；简包包括血管鞘、配件涂层导丝/不锈钢导丝、套管针/穿刺针。其中血管鞘包括导管鞘和扩张器，导管鞘和扩张器表面均涂覆亲水涂层，导管鞘连接有三通。","乐普（北京）医疗器械股份有限公司","乐普(北京)医疗器械股份有限公司","C02071001500000091240000352","RS(J)071618","RS(J)071618",""]
["15031","通用介入","14","14","血管鞘","普通型","/","/","已维护","国械注准20163030179","一次性使用血管鞘组","一次性使用血管鞘组","全包包括血管鞘、配件涂层导丝/不锈钢导丝、套管针/穿刺针、手术刀和注射器；简包包括血管鞘、配件涂层导丝/不锈钢导丝、套管针/穿刺针。其中血管鞘包括导管鞘和扩张器，导管鞘和扩张器表面均涂覆亲水涂层，导管鞘连接有三通。","乐普（北京）医疗器械股份有限公司","乐普(北京)医疗器械股份有限公司","C02071001500000091240000353","RSA(J)061125","RSA(J)061125",""]
["15031","通用介入","14","14","血管鞘","普通型","/","/","已维护","国械注准20163030179","一次性使用血管鞘组","一次性使用血管鞘组","全包包括血管鞘、配件涂层导丝/不锈钢导丝、套管针/穿刺针、手术刀和注射器；简包包括血管鞘、配件涂层导丝/不锈钢导丝、套管针/穿刺针。其中血管鞘包括导管鞘和扩张器，导管鞘和扩张器表面均涂覆亲水涂层，导管鞘连接有三通。","乐普（北京）医疗器械股份有限公司","乐普(北京)医疗器械股份有限公司","C02071001500000091240000354","RSA041121","RSA041121",""]
["15031","通用介入","14","14","血管鞘","普通型","/","/","已维护","国械注准20163030179","一次性使用血管鞘组","一次性使用血管鞘组","全包包括血管鞘、配件涂层导丝/不锈钢导丝、套管针/穿刺针、手术刀和注射器；简包包括血管鞘、配件涂层导丝/不锈钢导丝、套管针/穿刺针。其中血管鞘包括导管鞘和扩张器，导管鞘和扩张器表面均涂覆亲水涂层，导管鞘连接有三通。","乐普（北京）医疗器械股份有限公司","乐普(北京)医疗器械股份有限公司","C02071001500000091240000355","RS071618","RS071618",""]
["15031","通用介入","14","14","血管鞘","普通型","/","/","已维护","国械注准20163030179","一次性使用血管鞘组","一次性使用血管鞘组","全包包括血管鞘、配件涂层导丝/不锈钢导丝、套管针/穿刺针、手术刀和注射器；简包包括血管鞘、配件涂层导丝/不锈钢导丝、套管针/穿刺针。其中血管鞘包括导管鞘和扩张器，导管鞘和扩张器表面均涂覆亲水涂层，导管鞘连接有三通。","乐普（北京）医疗器械股份有限公司","乐普(北京)医疗器械股份有限公司","C02071001500000091240000356","RSA(J)051638","RSA(J)051638",""]
["15031","通用介入","14","14","血管鞘","普通型","/","/","已维护","国械注准20163030179","一次性使用血管鞘组","一次性使用血管鞘组","全包包括血管鞘、配件涂层导丝/不锈钢导丝、套管针/穿刺针、手术刀和注射器；简包包括血管鞘、配件涂层导丝/不锈钢导丝、套管针/穿刺针。其中血管鞘包括导管鞘和扩张器，导管鞘和扩张器表面均涂覆亲水涂层，导管鞘连接有三通。","乐普（北京）医疗器械股份有限公司","乐普(北京)医疗器械股份有限公司","C02071001500000091240000357","RS052421","RS052421",""]
["15031","通用介入","14","14","血管鞘","普通型","/","/","已维护","国械注准20163030179","一次性使用血管鞘组","一次性使用血管鞘组","全包包括血管鞘、配件涂层导丝/不锈钢导丝、套管针/穿刺针、手术刀和注射器；简包包括血管鞘、配件涂层导丝/不锈钢导丝、套管针/穿刺针。其中血管鞘包括导管鞘和扩张器，导管鞘和扩张器表面均涂覆亲水涂层，导管鞘连接有三通。","乐普（北京）医疗器械股份有限公司","乐普(北京)医疗器械股份有限公司","C02071001500000091240000358","RSA(J)071635","RSA(J)071635",""]
["15031","通用介入","14","14","血管鞘","普通型","/","/","已维护","国械注准20163030179","一次性使用血管鞘组","一次性使用血管鞘组","全包包括血管鞘、配件涂层导丝/不锈钢导丝、套管针/穿刺针、手术刀和注射器；简包包括血管鞘、配件涂层导丝/不锈钢导丝、套管针/穿刺针。其中血管鞘包括导管鞘和扩张器，导管鞘和扩张器表面均涂覆亲水涂层，导管鞘连接有三通。","乐普（北京）医疗器械股份有限公司","乐普(北京)医疗器械股份有限公司","C02071001500000091240000359","RSA061618","RSA061618",""]
["15031","通用介入","14","14","血管鞘","普通型","/","/","已维护","国械注准20163030179","一次性使用血管鞘组","一次性使用血管鞘组","全包包括血管鞘、配件涂层导丝/不锈钢导丝、套管针/穿刺针、手术刀和注射器；简包包括血管鞘、配件涂层导丝/不锈钢导丝、套管针/穿刺针。其中血管鞘包括导管鞘和扩张器，导管鞘和扩张器表面均涂覆亲水涂层，导管鞘连接有三通。","乐普（北京）医疗器械股份有限公司","乐普(北京)医疗器械股份有限公司","C02071001500000091240000360","RS(J)061618","RS(J)061618",""]
["15031","通用介入","14","14","血管鞘","普通型","/","/","已维护","国械注准20163030179","一次性使用血管鞘组","一次性使用血管鞘组","全包包括血管鞘、配件涂层导丝/不锈钢导丝、套管针/穿刺针、手术刀和注射器；简包包括血管鞘、配件涂层导丝/不锈钢导丝、套管针/穿刺针。其中血管鞘包括导管鞘和扩张器，导管鞘和扩张器表面均涂覆亲水涂层，导管鞘连接有三通。","乐普（北京）医疗器械股份有限公司","乐普(北京)医疗器械股份有限公司","C02071001500000091240000361","RSA(J)051621","RSA(J)051621",""]
["15031","通用介入","14","14","血管鞘","普通型","/","/","已维护","国械注准20163030179","一次性使用血管鞘组","一次性使用血管鞘组","全包包括血管鞘、配件涂层导丝/不锈钢导丝、套管针/穿刺针、手术刀和注射器；简包包括血管鞘、配件涂层导丝/不锈钢导丝、套管针/穿刺针。其中血管鞘包括导管鞘和扩张器，导管鞘和扩张器表面均涂覆亲水涂层，导管鞘连接有三通。","乐普（北京）医疗器械股份有限公司","乐普(北京)医疗器械股份有限公司","C02071001500000091240000362","RSA071138","RSA071138",""]
["15031","通用介入","14","14","血管鞘","普通型","/","/","已维护","国械注准20163030179","一次性使用血管鞘组","一次性使用血管鞘组","全包包括血管鞘、配件涂层导丝/不锈钢导丝、套管针/穿刺针、手术刀和注射器；简包包括血管鞘、配件涂层导丝/不锈钢导丝、套管针/穿刺针。其中血管鞘包括导管鞘和扩张器，导管鞘和扩张器表面均涂覆亲水涂层，导管鞘连接有三通。","乐普（北京）医疗器械股份有限公司","乐普(北京)医疗器械股份有限公司","C02071001500000091240000363","RSA072425","RSA072425",""]
["15031","通用介入","14","14","血管鞘","普通型","/","/","已维护","国械注准20163030179","一次性使用血管鞘组","一次性使用血管鞘组","全包包括血管鞘、配件涂层导丝/不锈钢导丝、套管针/穿刺针、手术刀和注射器；简包包括血管鞘、配件涂层导丝/不锈钢导丝、套管针/穿刺针。其中血管鞘包括导管鞘和扩张器，导管鞘和扩张器表面均涂覆亲水涂层，导管鞘连接有三通。","乐普（北京）医疗器械股份有限公司","乐普(北京)医疗器械股份有限公司","C02071001500000091240000364","RS042421","RS042421",""]
["15031","通用介入","14","14","血管鞘","普通型","/","/","已维护","国械注准20163030179","一次性使用血管鞘组","一次性使用血管鞘组","全包包括血管鞘、配件涂层导丝/不锈钢导丝、套管针/穿刺针、手术刀和注射器；简包包括血管鞘、配件涂层导丝/不锈钢导丝、套管针/穿刺针。其中血管鞘包括导管鞘和扩张器，导管鞘和扩张器表面均涂覆亲水涂层，导管鞘连接有三通。","乐普（北京）医疗器械股份有限公司","乐普(北京)医疗器械股份有限公司","C02071001500000091240000365","RS041621","RS041621",""]
["15031","通用介入","14","14","血管鞘","普通型","/","/","已维护","国械注准20163030179","一次性使用血管鞘组","一次性使用血管鞘组","全包包括血管鞘、配件涂层导丝/不锈钢导丝、套管针/穿刺针、手术刀和注射器；简包包括血管鞘、配件涂层导丝/不锈钢导丝、套管针/穿刺针。其中血管鞘包括导管鞘和扩张器，导管鞘和扩张器表面均涂覆亲水涂层，导管鞘连接有三通。","乐普（北京）医疗器械股份有限公司","乐普(北京)医疗器械股份有限公司","C02071001500000091240000366","RSA071625","RSA071625",""]
["15031","通用介入","14","14","血管鞘","普通型","/","/","已维护","国械注准20163030179","一次性使用血管鞘组","一次性使用血管鞘组","全包包括血管鞘、配件涂层导丝/不锈钢导丝、套管针/穿刺针、手术刀和注射器；简包包括血管鞘、配件涂层导丝/不锈钢导丝、套管针/穿刺针。其中血管鞘包括导管鞘和扩张器，导管鞘和扩张器表面均涂覆亲水涂层，导管鞘连接有三通。","乐普（北京）医疗器械股份有限公司","乐普(北京)医疗器械股份有限公司","C02071001500000091240000367","RSA042425","RSA042425",""]
["15031","通用介入","14","14","血管鞘","普通型","/","/","已维护","国械注准20163030179","一次性使用血管鞘组","一次性使用血管鞘组","全包包括血管鞘、配件涂层导丝/不锈钢导丝、套管针/穿刺针、手术刀和注射器；简包包括血管鞘、配件涂层导丝/不锈钢导丝、套管针/穿刺针。其中血管鞘包括导管鞘和扩张器，导管鞘和扩张器表面均涂覆亲水涂层，导管鞘连接有三通。","乐普（北京）医疗器械股份有限公司","乐普(北京)医疗器械股份有限公司","C02071001500000091240000368","RSA(J)050721","RSA(J)050721",""]
["15031","通用介入","14","14","血管鞘","普通型","/","/","已维护","国械注准20163030179","一次性使用血管鞘组","一次性使用血管鞘组","全包包括血管鞘、配件涂层导丝/不锈钢导丝、套管针/穿刺针、手术刀和注射器；简包包括血管鞘、配件涂层导丝/不锈钢导丝、套管针/穿刺针。其中血管鞘包括导管鞘和扩张器，导管鞘和扩张器表面均涂覆亲水涂层，导管鞘连接有三通。","乐普（北京）医疗器械股份有限公司","乐普(北京)医疗器械股份有限公司","C02071001500000091240000369","RSA652438","RSA652438",""]
["15031","通用介入","14","14","血管鞘","普通型","/","/","已维护","国械注准20163030179","一次性使用血管鞘组","一次性使用血管鞘组","全包包括血管鞘、配件涂层导丝/不锈钢导丝、套管针/穿刺针、手术刀和注射器；简包包括血管鞘、配件涂层导丝/不锈钢导丝、套管针/穿刺针。其中血管鞘包括导管鞘和扩张器，导管鞘和扩张器表面均涂覆亲水涂层，导管鞘连接有三通。","乐普（北京）医疗器械股份有限公司","乐普(北京)医疗器械股份有限公司","C02071001500000091240000370","RSA(J)041621","RSA(J)041621",""]
["15031","通用介入","14","14","血管鞘","普通型","/","/","已维护","国械注准20163030179","一次性使用血管鞘组","一次性使用血管鞘组","全包包括血管鞘、配件涂层导丝/不锈钢导丝、套管针/穿刺针、手术刀和注射器；简包包括血管鞘、配件涂层导丝/不锈钢导丝、套管针/穿刺针。其中血管鞘包括导管鞘和扩张器，导管鞘和扩张器表面均涂覆亲水涂层，导管鞘连接有三通。","乐普（北京）医疗器械股份有限公司","乐普(北京)医疗器械股份有限公司","C02071001500000091240000371","RS041635","RS041635",""]
["15031","通用介入","14","14","血管鞘","普通型","/","/","已维护","国械注准20163030179","一次性使用血管鞘组","一次性使用血管鞘组","全包包括血管鞘、配件涂层导丝/不锈钢导丝、套管针/穿刺针、手术刀和注射器；简包包括血管鞘、配件涂层导丝/不锈钢导丝、套管针/穿刺针。其中血管鞘包括导管鞘和扩张器，导管鞘和扩张器表面均涂覆亲水涂层，导管鞘连接有三通。","乐普（北京）医疗器械股份有限公司","乐普(北京)医疗器械股份有限公司","C02071001500000091240000372","RSA(J)651138","RSA(J)651138",""]
["15031","通用介入","14","14","血管鞘","普通型","/","/","已维护","国械注准20163030179","一次性使用血管鞘组","一次性使用血管鞘组","全包包括血管鞘、配件涂层导丝/不锈钢导丝、套管针/穿刺针、手术刀和注射器；简包包括血管鞘、配件涂层导丝/不锈钢导丝、套管针/穿刺针。其中血管鞘包括导管鞘和扩张器，导管鞘和扩张器表面均涂覆亲水涂层，导管鞘连接有三通。","乐普（北京）医疗器械股份有限公司","乐普(北京)医疗器械股份有限公司","C02071001500000091240000373","RSA051118","RSA051118",""]
["15031","通用介入","14","14","血管鞘","普通型","/","/","已维护","国械注准20163030179","一次性使用血管鞘组","一次性使用血管鞘组","全包包括血管鞘、配件涂层导丝/不锈钢导丝、套管针/穿刺针、手术刀和注射器；简包包括血管鞘、配件涂层导丝/不锈钢导丝、套管针/穿刺针。其中血管鞘包括导管鞘和扩张器，导管鞘和扩张器表面均涂覆亲水涂层，导管鞘连接有三通。","乐普（北京）医疗器械股份有限公司","乐普(北京)医疗器械股份有限公司","C02071001500000091240000374","RSA(J)071638","RSA(J)071638",""]
["15031","通用介入","14","14","血管鞘","普通型","/","/","已维护","国械注准20163030179","一次性使用血管鞘组","一次性使用血管鞘组","全包包括血管鞘、配件涂层导丝/不锈钢导丝、套管针/穿刺针、手术刀和注射器；简包包括血管鞘、配件涂层导丝/不锈钢导丝、套管针/穿刺针。其中血管鞘包括导管鞘和扩张器，导管鞘和扩张器表面均涂覆亲水涂层，导管鞘连接有三通。","乐普（北京）医疗器械股份有限公司","乐普(北京)医疗器械股份有限公司","C02071001500000091240000375","RSA051135","RSA051135",""]
["15031","通用介入","14","14","血管鞘","普通型","/","/","已维护","国械注准20163030179","一次性使用血管鞘组","一次性使用血管鞘组","全包包括血管鞘、配件涂层导丝/不锈钢导丝、套管针/穿刺针、手术刀和注射器；简包包括血管鞘、配件涂层导丝/不锈钢导丝、套管针/穿刺针。其中血管鞘包括导管鞘和扩张器，导管鞘和扩张器表面均涂覆亲水涂层，导管鞘连接有三通。","乐普（北京）医疗器械股份有限公司","乐普(北京)医疗器械股份有限公司","C02071001500000091240000376","RSA091635","RSA091635",""]
["15031","通用介入","14","14","血管鞘","普通型","/","/","已维护","国械注准20163030179","一次性使用血管鞘组","一次性使用血管鞘组","全包包括血管鞘、配件涂层导丝/不锈钢导丝、套管针/穿刺针、手术刀和注射器；简包包括血管鞘、配件涂层导丝/不锈钢导丝、套管针/穿刺针。其中血管鞘包括导管鞘和扩张器，导管鞘和扩张器表面均涂覆亲水涂层，导管鞘连接有三通。","乐普（北京）医疗器械股份有限公司","乐普(北京)医疗器械股份有限公司","C02071001500000091240000377","RSA061135","RSA061135",""]
["15031","通用介入","14","14","血管鞘","普通型","/","/","已维护","国械注准20163030179","一次性使用血管鞘组","一次性使用血管鞘组","全包包括血管鞘、配件涂层导丝/不锈钢导丝、套管针/穿刺针、手术刀和注射器；简包包括血管鞘、配件涂层导丝/不锈钢导丝、套管针/穿刺针。其中血管鞘包括导管鞘和扩张器，导管鞘和扩张器表面均涂覆亲水涂层，导管鞘连接有三通。","乐普（北京）医疗器械股份有限公司","乐普(北京)医疗器械股份有限公司","C02071001500000091240000378","RS(J)042418","RS(J)042418",""]
["15031","通用介入","14","14","血管鞘","普通型","/","/","已维护","国械注准20163030179","一次性使用血管鞘组","一次性使用血管鞘组","全包包括血管鞘、配件涂层导丝/不锈钢导丝、套管针/穿刺针、手术刀和注射器；简包包括血管鞘、配件涂层导丝/不锈钢导丝、套管针/穿刺针。其中血管鞘包括导管鞘和扩张器，导管鞘和扩张器表面均涂覆亲水涂层，导管鞘连接有三通。","乐普（北京）医疗器械股份有限公司","乐普(北京)医疗器械股份有限公司","C02071001500000091240000379","RSA(J)061118","RSA(J)061118",""]
["15031","通用介入","14","14","血管鞘","普通型","/","/","已维护","国械注准20163030179","一次性使用血管鞘组","一次性使用血管鞘组","全包包括血管鞘、配件涂层导丝/不锈钢导丝、套管针/穿刺针、手术刀和注射器；简包包括血管鞘、配件涂层导丝/不锈钢导丝、套管针/穿刺针。其中血管鞘包括导管鞘和扩张器，导管鞘和扩张器表面均涂覆亲水涂层，导管鞘连接有三通。","乐普（北京）医疗器械股份有限公司","乐普(北京)医疗器械股份有限公司","C02071001500000091240000380","RSA052421","RSA052421",""]
["15031","通用介入","14","14","血管鞘","普通型","/","/","已维护","国械注准20163030179","一次性使用血管鞘组","一次性使用血管鞘组","全包包括血管鞘、配件涂层导丝/不锈钢导丝、套管针/穿刺针、手术刀和注射器；简包包括血管鞘、配件涂层导丝/不锈钢导丝、套管针/穿刺针。其中血管鞘包括导管鞘和扩张器，导管鞘和扩张器表面均涂覆亲水涂层，导管鞘连接有三通。","乐普（北京）医疗器械股份有限公司","乐普(北京)医疗器械股份有限公司","C02071001500000091240000381","RSA071638","RSA071638",""]
["15031","通用介入","14","14","血管鞘","普通型","/","/","已维护","国械注准20163030179","一次性使用血管鞘组","一次性使用血管鞘组","全包包括血管鞘、配件涂层导丝/不锈钢导丝、套管针/穿刺针、手术刀和注射器；简包包括血管鞘、配件涂层导丝/不锈钢导丝、套管针/穿刺针。其中血管鞘包括导管鞘和扩张器，导管鞘和扩张器表面均涂覆亲水涂层，导管鞘连接有三通。","乐普（北京）医疗器械股份有限公司","乐普(北京)医疗器械股份有限公司","C02071001500000091240000382","RSA(J)061625","RSA(J)061625",""]
["15031","通用介入","14","14","血管鞘","普通型","/","/","已维护","国械注准20163030179","一次性使用血管鞘组","一次性使用血管鞘组","全包包括血管鞘、配件涂层导丝/不锈钢导丝、套管针/穿刺针、手术刀和注射器；简包包括血管鞘、配件涂层导丝/不锈钢导丝、套管针/穿刺针。其中血管鞘包括导管鞘和扩张器，导管鞘和扩张器表面均涂覆亲水涂层，导管鞘连接有三通。","乐普（北京）医疗器械股份有限公司","乐普(北京)医疗器械股份有限公司","C02071001500000091240000383","RSA(J)040718","RSA(J)040718",""]
["15031","通用介入","14","14","血管鞘","普通型","/","/","已维护","国械注准20163030179","一次性使用血管鞘组","一次性使用血管鞘组","全包包括血管鞘、配件涂层导丝/不锈钢导丝、套管针/穿刺针、手术刀和注射器；简包包括血管鞘、配件涂层导丝/不锈钢导丝、套管针/穿刺针。其中血管鞘包括导管鞘和扩张器，导管鞘和扩张器表面均涂覆亲水涂层，导管鞘连接有三通。","乐普（北京）医疗器械股份有限公司","乐普(北京)医疗器械股份有限公司","C02071001500000091240000384","RS042435","RS042435",""]
["15031","通用介入","14","14","血管鞘","普通型","/","/","已维护","国械注准20163030179","一次性使用血管鞘组","一次性使用血管鞘组","全包包括血管鞘、配件涂层导丝/不锈钢导丝、套管针/穿刺针、手术刀和注射器；简包包括血管鞘、配件涂层导丝/不锈钢导丝、套管针/穿刺针。其中血管鞘包括导管鞘和扩张器，导管鞘和扩张器表面均涂覆亲水涂层，导管鞘连接有三通。","乐普（北京）医疗器械股份有限公司","乐普(北京)医疗器械股份有限公司","C02071001500000091240000385","RSA072421","RSA072421",""]
["15031","通用介入","14","14","血管鞘","普通型","/","/","已维护","国械注准20163030179","一次性使用血管鞘组","一次性使用血管鞘组","全包包括血管鞘、配件涂层导丝/不锈钢导丝、套管针/穿刺针、手术刀和注射器；简包包括血管鞘、配件涂层导丝/不锈钢导丝、套管针/穿刺针。其中血管鞘包括导管鞘和扩张器，导管鞘和扩张器表面均涂覆亲水涂层，导管鞘连接有三通。","乐普（北京）医疗器械股份有限公司","乐普(北京)医疗器械股份有限公司","C02071001500000091240000386","RS(J)041621","RS(J)041621",""]
["15031","通用介入","14","14","血管鞘","普通型","/","/","已维护","国械注准20163030179","一次性使用血管鞘组","一次性使用血管鞘组","全包包括血管鞘、配件涂层导丝/不锈钢导丝、套管针/穿刺针、手术刀和注射器；简包包括血管鞘、配件涂层导丝/不锈钢导丝、套管针/穿刺针。其中血管鞘包括导管鞘和扩张器，导管鞘和扩张器表面均涂覆亲水涂层，导管鞘连接有三通。","乐普（北京）医疗器械股份有限公司","乐普(北京)医疗器械股份有限公司","C02071001500000091240000387","RS(J)081135","RS(J)081135",""]
["15031","通用介入","14","14","血管鞘","普通型","/","/","已维护","国械注准20163030179","一次性使用血管鞘组","一次性使用血管鞘组","全包包括血管鞘、配件涂层导丝/不锈钢导丝、套管针/穿刺针、手术刀和注射器；简包包括血管鞘、配件涂层导丝/不锈钢导丝、套管针/穿刺针。其中血管鞘包括导管鞘和扩张器，导管鞘和扩张器表面均涂覆亲水涂层，导管鞘连接有三通。","乐普（北京）医疗器械股份有限公司","乐普(北京)医疗器械股份有限公司","C02071001500000091240000388","RSA(J)052425","RSA(J)052425",""]
["15031","通用介入","14","14","血管鞘","普通型","/","/","已维护","国械注准20163030179","一次性使用血管鞘组","一次性使用血管鞘组","全包包括血管鞘、配件涂层导丝/不锈钢导丝、套管针/穿刺针、手术刀和注射器；简包包括血管鞘、配件涂层导丝/不锈钢导丝、套管针/穿刺针。其中血管鞘包括导管鞘和扩张器，导管鞘和扩张器表面均涂覆亲水涂层，导管鞘连接有三通。","乐普（北京）医疗器械股份有限公司","乐普(北京)医疗器械股份有限公司","C02071001500000091240000389","RSA651621","RSA651621",""]
["15031","通用介入","14","14","血管鞘","普通型","/","/","已维护","国械注准20163030179","一次性使用血管鞘组","一次性使用血管鞘组","全包包括血管鞘、配件涂层导丝/不锈钢导丝、套管针/穿刺针、手术刀和注射器；简包包括血管鞘、配件涂层导丝/不锈钢导丝、套管针/穿刺针。其中血管鞘包括导管鞘和扩张器，导管鞘和扩张器表面均涂覆亲水涂层，导管鞘连接有三通。","乐普（北京）医疗器械股份有限公司","乐普(北京)医疗器械股份有限公司","C02071001500000091240000390","RSA(J)041135","RSA(J)041135",""]
["15031","通用介入","14","14","血管鞘","普通型","/","/","已维护","国械注准20163030179","一次性使用血管鞘组","一次性使用血管鞘组","全包包括血管鞘、配件涂层导丝/不锈钢导丝、套管针/穿刺针、手术刀和注射器；简包包括血管鞘、配件涂层导丝/不锈钢导丝、套管针/穿刺针。其中血管鞘包括导管鞘和扩张器，导管鞘和扩张器表面均涂覆亲水涂层，导管鞘连接有三通。","乐普（北京）医疗器械股份有限公司","乐普(北京)医疗器械股份有限公司","C02071001500000091240000391","RSA(J)040725","RSA(J)040725",""]
["15031","通用介入","14","14","血管鞘","普通型","/","/","已维护","国械注准20163030179","一次性使用血管鞘组","一次性使用血管鞘组","全包包括血管鞘、配件涂层导丝/不锈钢导丝、套管针/穿刺针、手术刀和注射器；简包包括血管鞘、配件涂层导丝/不锈钢导丝、套管针/穿刺针。其中血管鞘包括导管鞘和扩张器，导管鞘和扩张器表面均涂覆亲水涂层，导管鞘连接有三通。","乐普（北京）医疗器械股份有限公司","乐普(北京)医疗器械股份有限公司","C02071001500000091240000392","RSA(J)070718","RSA(J)070718",""]
["15031","通用介入","14","14","血管鞘","普通型","/","/","已维护","国械注准20163030179","一次性使用血管鞘组","一次性使用血管鞘组","全包包括血管鞘、配件涂层导丝/不锈钢导丝、套管针/穿刺针、手术刀和注射器；简包包括血管鞘、配件涂层导丝/不锈钢导丝、套管针/穿刺针。其中血管鞘包括导管鞘和扩张器，导管鞘和扩张器表面均涂覆亲水涂层，导管鞘连接有三通。","乐普（北京）医疗器械股份有限公司","乐普(北京)医疗器械股份有限公司","C02071001500000091240000393","RS042418","RS042418",""]
["15031","通用介入","14","14","血管鞘","普通型","/","/","已维护","国械注准20163030179","一次性使用血管鞘组","一次性使用血管鞘组","全包包括血管鞘、配件涂层导丝/不锈钢导丝、套管针/穿刺针、手术刀和注射器；简包包括血管鞘、配件涂层导丝/不锈钢导丝、套管针/穿刺针。其中血管鞘包括导管鞘和扩张器，导管鞘和扩张器表面均涂覆亲水涂层，导管鞘连接有三通。","乐普（北京）医疗器械股份有限公司","乐普(北京)医疗器械股份有限公司","C02071001500000091240000394","RSA(J)082435","RSA(J)082435",""]
["15031","通用介入","14","14","血管鞘","普通型","/","/","已维护","国械注准20163030179","一次性使用血管鞘组","一次性使用血管鞘组","全包包括血管鞘、配件涂层导丝/不锈钢导丝、套管针/穿刺针、手术刀和注射器；简包包括血管鞘、配件涂层导丝/不锈钢导丝、套管针/穿刺针。其中血管鞘包括导管鞘和扩张器，导管鞘和扩张器表面均涂覆亲水涂层，导管鞘连接有三通。","乐普（北京）医疗器械股份有限公司","乐普(北京)医疗器械股份有限公司","C02071001500000091240000395","RS(J)052421","RS(J)052421",""]
["15031","通用介入","14","14","血管鞘","普通型","/","/","已维护","国械注准20163030179","一次性使用血管鞘组","一次性使用血管鞘组","全包包括血管鞘、配件涂层导丝/不锈钢导丝、套管针/穿刺针、手术刀和注射器；简包包括血管鞘、配件涂层导丝/不锈钢导丝、套管针/穿刺针。其中血管鞘包括导管鞘和扩张器，导管鞘和扩张器表面均涂覆亲水涂层，导管鞘连接有三通。","乐普（北京）医疗器械股份有限公司","乐普(北京)医疗器械股份有限公司","C02071001500000091240000396","RS(J)092435","RS(J)092435",""]
["15031","通用介入","14","14","血管鞘","普通型","/","/","已维护","国械注准20163030179","一次性使用血管鞘组","一次性使用血管鞘组","全包包括血管鞘、配件涂层导丝/不锈钢导丝、套管针/穿刺针、手术刀和注射器；简包包括血管鞘、配件涂层导丝/不锈钢导丝、套管针/穿刺针。其中血管鞘包括导管鞘和扩张器，导管鞘和扩张器表面均涂覆亲水涂层，导管鞘连接有三通。","乐普（北京）医疗器械股份有限公司","乐普(北京)医疗器械股份有限公司","C02071001500000091240000397","RSA061635","RSA061635",""]
["15031","通用介入","14","14","血管鞘","普通型","/","/","已维护","国械注准20163030179","一次性使用血管鞘组","一次性使用血管鞘组","全包包括血管鞘、配件涂层导丝/不锈钢导丝、套管针/穿刺针、手术刀和注射器；简包包括血管鞘、配件涂层导丝/不锈钢导丝、套管针/穿刺针。其中血管鞘包括导管鞘和扩张器，导管鞘和扩张器表面均涂覆亲水涂层，导管鞘连接有三通。","乐普（北京）医疗器械股份有限公司","乐普(北京)医疗器械股份有限公司","C02071001500000091240000398","RSA061638","RSA061638",""]
["15031","通用介入","14","14","血管鞘","普通型","/","/","已维护","国械注准20163030179","一次性使用血管鞘组","一次性使用血管鞘组","全包包括血管鞘、配件涂层导丝/不锈钢导丝、套管针/穿刺针、手术刀和注射器；简包包括血管鞘、配件涂层导丝/不锈钢导丝、套管针/穿刺针。其中血管鞘包括导管鞘和扩张器，导管鞘和扩张器表面均涂覆亲水涂层，导管鞘连接有三通。","乐普（北京）医疗器械股份有限公司","乐普(北京)医疗器械股份有限公司","C02071001500000091240000399","RSA041118","RSA041118",""]
["15031","通用介入","14","14","血管鞘","普通型","/","/","已维护","国械注准20163030179","一次性使用血管鞘组","一次性使用血管鞘组","全包包括血管鞘、配件涂层导丝/不锈钢导丝、套管针/穿刺针、手术刀和注射器；简包包括血管鞘、配件涂层导丝/不锈钢导丝、套管针/穿刺针。其中血管鞘包括导管鞘和扩张器，导管鞘和扩张器表面均涂覆亲水涂层，导管鞘连接有三通。","乐普（北京）医疗器械股份有限公司","乐普(北京)医疗器械股份有限公司","C02071001500000091240000400","RSA040718","RSA040718",""]
["15031","通用介入","14","14","血管鞘","普通型","/","/","已维护","国械注准20163030179","一次性使用血管鞘组","一次性使用血管鞘组","全包包括血管鞘、配件涂层导丝/不锈钢导丝、套管针/穿刺针、手术刀和注射器；简包包括血管鞘、配件涂层导丝/不锈钢导丝、套管针/穿刺针。其中血管鞘包括导管鞘和扩张器，导管鞘和扩张器表面均涂覆亲水涂层，导管鞘连接有三通。","乐普（北京）医疗器械股份有限公司","乐普(北京)医疗器械股份有限公司","C02071001500000091240000401","RSA052418","RSA052418",""]
["15031","通用介入","14","14","血管鞘","普通型","/","/","已维护","国械注准20163030179","一次性使用血管鞘组","一次性使用血管鞘组","全包包括血管鞘、配件涂层导丝/不锈钢导丝、套管针/穿刺针、手术刀和注射器；简包包括血管鞘、配件涂层导丝/不锈钢导丝、套管针/穿刺针。其中血管鞘包括导管鞘和扩张器，导管鞘和扩张器表面均涂覆亲水涂层，导管鞘连接有三通。","乐普（北京）医疗器械股份有限公司","乐普(北京)医疗器械股份有限公司","C02071001500000091240000402","RSA070725","RSA070725",""]
["15031","通用介入","14","14","血管鞘","普通型","/","/","已维护","国械注准20163030179","一次性使用血管鞘组","一次性使用血管鞘组","全包包括血管鞘、配件涂层导丝/不锈钢导丝、套管针/穿刺针、手术刀和注射器；简包包括血管鞘、配件涂层导丝/不锈钢导丝、套管针/穿刺针。其中血管鞘包括导管鞘和扩张器，导管鞘和扩张器表面均涂覆亲水涂层，导管鞘连接有三通。","乐普（北京）医疗器械股份有限公司","乐普(北京)医疗器械股份有限公司","C02071001500000091240000403","RSA051635","RSA051635",""]
["15031","通用介入","14","14","血管鞘","普通型","/","/","已维护","国械注准20163030179","一次性使用血管鞘组","一次性使用血管鞘组","全包包括血管鞘、配件涂层导丝/不锈钢导丝、套管针/穿刺针、手术刀和注射器；简包包括血管鞘、配件涂层导丝/不锈钢导丝、套管针/穿刺针。其中血管鞘包括导管鞘和扩张器，导管鞘和扩张器表面均涂覆亲水涂层，导管鞘连接有三通。","乐普（北京）医疗器械股份有限公司","乐普(北京)医疗器械股份有限公司","C02071001500000091240000404","RSA042421","RSA042421",""]
["15031","通用介入","14","14","血管鞘","普通型","/","/","已维护","国械注准20163030179","一次性使用血管鞘组","一次性使用血管鞘组","全包包括血管鞘、配件涂层导丝/不锈钢导丝、套管针/穿刺针、手术刀和注射器；简包包括血管鞘、配件涂层导丝/不锈钢导丝、套管针/穿刺针。其中血管鞘包括导管鞘和扩张器，导管鞘和扩张器表面均涂覆亲水涂层，导管鞘连接有三通。","乐普（北京）医疗器械股份有限公司","乐普(北京)医疗器械股份有限公司","C02071001500000091240000405","RS(J)041135","RS(J)041135",""]
["15031","通用介入","14","14","血管鞘","普通型","/","/","已维护","国械注准20163030179","一次性使用血管鞘组","一次性使用血管鞘组","全包包括血管鞘、配件涂层导丝/不锈钢导丝、套管针/穿刺针、手术刀和注射器；简包包括血管鞘、配件涂层导丝/不锈钢导丝、套管针/穿刺针。其中血管鞘包括导管鞘和扩张器，导管鞘和扩张器表面均涂覆亲水涂层，导管鞘连接有三通。","乐普（北京）医疗器械股份有限公司","乐普(北京)医疗器械股份有限公司","C02071001500000091240000406","RSA(J)071125","RSA(J)071125",""]
["15031","通用介入","14","14","血管鞘","普通型","/","/","已维护","国械注准20163030179","一次性使用血管鞘组","一次性使用血管鞘组","全包包括血管鞘、配件涂层导丝/不锈钢导丝、套管针/穿刺针、手术刀和注射器；简包包括血管鞘、配件涂层导丝/不锈钢导丝、套管针/穿刺针。其中血管鞘包括导管鞘和扩张器，导管鞘和扩张器表面均涂覆亲水涂层，导管鞘连接有三通。","乐普（北京）医疗器械股份有限公司","乐普(北京)医疗器械股份有限公司","C02071001500000091240000407","RSA082435","RSA082435",""]
["15031","通用介入","14","14","血管鞘","普通型","/","/","已维护","国械注准20163030179","一次性使用血管鞘组","一次性使用血管鞘组","全包包括血管鞘、配件涂层导丝/不锈钢导丝、套管针/穿刺针、手术刀和注射器；简包包括血管鞘、配件涂层导丝/不锈钢导丝、套管针/穿刺针。其中血管鞘包括导管鞘和扩张器，导管鞘和扩张器表面均涂覆亲水涂层，导管鞘连接有三通。","乐普（北京）医疗器械股份有限公司","乐普(北京)医疗器械股份有限公司","C02071001500000091240000408","RSA040721","RSA040721",""]
["15031","通用介入","14","14","血管鞘","普通型","/","/","已维护","国械注准20163030179","一次性使用血管鞘组","一次性使用血管鞘组","全包包括血管鞘、配件涂层导丝/不锈钢导丝、套管针/穿刺针、手术刀和注射器；简包包括血管鞘、配件涂层导丝/不锈钢导丝、套管针/穿刺针。其中血管鞘包括导管鞘和扩张器，导管鞘和扩张器表面均涂覆亲水涂层，导管鞘连接有三通。","乐普（北京）医疗器械股份有限公司","乐普(北京)医疗器械股份有限公司","C02071001500000091240000409","RSA072435","RSA072435",""]
["15031","通用介入","14","14","血管鞘","普通型","/","/","已维护","国械注准20163030179","一次性使用血管鞘组","一次性使用血管鞘组","全包包括血管鞘、配件涂层导丝/不锈钢导丝、套管针/穿刺针、手术刀和注射器；简包包括血管鞘、配件涂层导丝/不锈钢导丝、套管针/穿刺针。其中血管鞘包括导管鞘和扩张器，导管鞘和扩张器表面均涂覆亲水涂层，导管鞘连接有三通。","乐普（北京）医疗器械股份有限公司","乐普(北京)医疗器械股份有限公司","C02071001500000091240000410","RSA652421","RSA652421",""]
["15031","通用介入","14","14","血管鞘","普通型","/","/","已维护","国械注准20163030179","一次性使用血管鞘组","一次性使用血管鞘组","全包包括血管鞘、配件涂层导丝/不锈钢导丝、套管针/穿刺针、手术刀和注射器；简包包括血管鞘、配件涂层导丝/不锈钢导丝、套管针/穿刺针。其中血管鞘包括导管鞘和扩张器，导管鞘和扩张器表面均涂覆亲水涂层，导管鞘连接有三通。","乐普（北京）医疗器械股份有限公司","乐普(北京)医疗器械股份有限公司","C02071001500000091240000411","RSA(J)652438","RSA(J)652438",""]
["15031","通用介入","14","14","血管鞘","普通型","/","/","已维护","国械注准20163030179","一次性使用血管鞘组","一次性使用血管鞘组","全包包括血管鞘、配件涂层导丝/不锈钢导丝、套管针/穿刺针、手术刀和注射器；简包包括血管鞘、配件涂层导丝/不锈钢导丝、套管针/穿刺针。其中血管鞘包括导管鞘和扩张器，导管鞘和扩张器表面均涂覆亲水涂层，导管鞘连接有三通。","乐普（北京）医疗器械股份有限公司","乐普(北京)医疗器械股份有限公司","C02071001500000091240000412","RSA071618","RSA071618",""]
["15031","通用介入","14","14","血管鞘","普通型","/","/","已维护","国械注准20163030179","一次性使用血管鞘组","一次性使用血管鞘组","全包包括血管鞘、配件涂层导丝/不锈钢导丝、套管针/穿刺针、手术刀和注射器；简包包括血管鞘、配件涂层导丝/不锈钢导丝、套管针/穿刺针。其中血管鞘包括导管鞘和扩张器，导管鞘和扩张器表面均涂覆亲水涂层，导管鞘连接有三通。","乐普（北京）医疗器械股份有限公司","乐普(北京)医疗器械股份有限公司","C02071001500000091240000413","RSA042418","RSA042418",""]
["15031","通用介入","14","14","血管鞘","普通型","/","/","已维护","国械注准20163030179","一次性使用血管鞘组","一次性使用血管鞘组","全包包括血管鞘、配件涂层导丝/不锈钢导丝、套管针/穿刺针、手术刀和注射器；简包包括血管鞘、配件涂层导丝/不锈钢导丝、套管针/穿刺针。其中血管鞘包括导管鞘和扩张器，导管鞘和扩张器表面均涂覆亲水涂层，导管鞘连接有三通。","乐普（北京）医疗器械股份有限公司","乐普(北京)医疗器械股份有限公司","C02071001500000091240000414","RSA071635","RSA071635",""]
["15031","通用介入","14","14","血管鞘","普通型","/","/","已维护","国械注准20163030179","一次性使用血管鞘组","一次性使用血管鞘组","全包包括血管鞘、配件涂层导丝/不锈钢导丝、套管针/穿刺针、手术刀和注射器；简包包括血管鞘、配件涂层导丝/不锈钢导丝、套管针/穿刺针。其中血管鞘包括导管鞘和扩张器，导管鞘和扩张器表面均涂覆亲水涂层，导管鞘连接有三通。","乐普（北京）医疗器械股份有限公司","乐普(北京)医疗器械股份有限公司","C02071001500000091240000415","RSA(J)091135","RSA(J)091135",""]
["15031","通用介入","14","14","血管鞘","普通型","/","/","已维护","国械注准20163030179","一次性使用血管鞘组","一次性使用血管鞘组","全包包括血管鞘、配件涂层导丝/不锈钢导丝、套管针/穿刺针、手术刀和注射器；简包包括血管鞘、配件涂层导丝/不锈钢导丝、套管针/穿刺针。其中血管鞘包括导管鞘和扩张器，导管鞘和扩张器表面均涂覆亲水涂层，导管鞘连接有三通。","乐普（北京）医疗器械股份有限公司","乐普(北京)医疗器械股份有限公司","C02071001500000091240000416","RSA052435","RSA052435",""]
["15031","通用介入","14","14","血管鞘","普通型","/","/","已维护","国械注准20163030179","一次性使用血管鞘组","一次性使用血管鞘组","全包包括血管鞘、配件涂层导丝/不锈钢导丝、套管针/穿刺针、手术刀和注射器；简包包括血管鞘、配件涂层导丝/不锈钢导丝、套管针/穿刺针。其中血管鞘包括导管鞘和扩张器，导管鞘和扩张器表面均涂覆亲水涂层，导管鞘连接有三通。","乐普（北京）医疗器械股份有限公司","乐普(北京)医疗器械股份有限公司","C02071001500000091240000417","RSA(J)651135","RSA(J)651135",""]
["15031","通用介入","14","14","血管鞘","普通型","/","/","已维护","国械注准20163030179","一次性使用血管鞘组","一次性使用血管鞘组","全包包括血管鞘、配件涂层导丝/不锈钢导丝、套管针/穿刺针、手术刀和注射器；简包包括血管鞘、配件涂层导丝/不锈钢导丝、套管针/穿刺针。其中血管鞘包括导管鞘和扩张器，导管鞘和扩张器表面均涂覆亲水涂层，导管鞘连接有三通。","乐普（北京）医疗器械股份有限公司","乐普(北京)医疗器械股份有限公司","C02071001500000091240000418","RSA072418","RSA072418",""]
["15031","通用介入","14","14","血管鞘","普通型","/","/","已维护","国械注准20163030179","一次性使用血管鞘组","一次性使用血管鞘组","全包包括血管鞘、配件涂层导丝/不锈钢导丝、套管针/穿刺针、手术刀和注射器；简包包括血管鞘、配件涂层导丝/不锈钢导丝、套管针/穿刺针。其中血管鞘包括导管鞘和扩张器，导管鞘和扩张器表面均涂覆亲水涂层，导管鞘连接有三通。","乐普（北京）医疗器械股份有限公司","乐普(北京)医疗器械股份有限公司","C02071001500000091240000419","RSA(J)092435","RSA(J)092435",""]
["15031","通用介入","14","14","血管鞘","普通型","/","/","已维护","国械注准20163030179","一次性使用血管鞘组","一次性使用血管鞘组","全包包括血管鞘、配件涂层导丝/不锈钢导丝、套管针/穿刺针、手术刀和注射器；简包包括血管鞘、配件涂层导丝/不锈钢导丝、套管针/穿刺针。其中血管鞘包括导管鞘和扩张器，导管鞘和扩张器表面均涂覆亲水涂层，导管鞘连接有三通。","乐普（北京）医疗器械股份有限公司","乐普(北京)医疗器械股份有限公司","C02071001500000091240000420","RSA091135","RSA091135",""]
["15031","通用介入","14","14","血管鞘","普通型","/","/","已维护","国械注准20163030179","一次性使用血管鞘组","一次性使用血管鞘组","全包包括血管鞘、配件涂层导丝/不锈钢导丝、套管针/穿刺针、手术刀和注射器；简包包括血管鞘、配件涂层导丝/不锈钢导丝、套管针/穿刺针。其中血管鞘包括导管鞘和扩张器，导管鞘和扩张器表面均涂覆亲水涂层，导管鞘连接有三通。","乐普（北京）医疗器械股份有限公司","乐普(北京)医疗器械股份有限公司","C02071001500000091240000421","RSA061118","RSA061118",""]
["15031","通用介入","14","14","血管鞘","普通型","/","/","已维护","国械注准20163030179","一次性使用血管鞘组","一次性使用血管鞘组","全包包括血管鞘、配件涂层导丝/不锈钢导丝、套管针/穿刺针、手术刀和注射器；简包包括血管鞘、配件涂层导丝/不锈钢导丝、套管针/穿刺针。其中血管鞘包括导管鞘和扩张器，导管鞘和扩张器表面均涂覆亲水涂层，导管鞘连接有三通。","乐普（北京）医疗器械股份有限公司","乐普(北京)医疗器械股份有限公司","C02071001500000091240000422","RSA(J)042425","RSA(J)042425",""]
["15031","通用介入","14","14","血管鞘","普通型","/","/","已维护","国械注准20163030179","一次性使用血管鞘组","一次性使用血管鞘组","全包包括血管鞘、配件涂层导丝/不锈钢导丝、套管针/穿刺针、手术刀和注射器；简包包括血管鞘、配件涂层导丝/不锈钢导丝、套管针/穿刺针。其中血管鞘包括导管鞘和扩张器，导管鞘和扩张器表面均涂覆亲水涂层，导管鞘连接有三通。","乐普（北京）医疗器械股份有限公司","乐普(北京)医疗器械股份有限公司","C02071001500000091240000423","RSA042435","RSA042435",""]
["15031","通用介入","14","14","血管鞘","普通型","/","/","已维护","国械注准20163030179","一次性使用血管鞘组","一次性使用血管鞘组","全包包括血管鞘、配件涂层导丝/不锈钢导丝、套管针/穿刺针、手术刀和注射器；简包包括血管鞘、配件涂层导丝/不锈钢导丝、套管针/穿刺针。其中血管鞘包括导管鞘和扩张器，导管鞘和扩张器表面均涂覆亲水涂层，导管鞘连接有三通。","乐普（北京）医疗器械股份有限公司","乐普(北京)医疗器械股份有限公司","C02071001500000091240000424","RS(J)042435","RS(J)042435",""]
["15031","通用介入","14","14","血管鞘","普通型","/","/","已维护","国械注准20163030179","一次性使用血管鞘组","一次性使用血管鞘组","全包包括血管鞘、配件涂层导丝/不锈钢导丝、套管针/穿刺针、手术刀和注射器；简包包括血管鞘、配件涂层导丝/不锈钢导丝、套管针/穿刺针。其中血管鞘包括导管鞘和扩张器，导管鞘和扩张器表面均涂覆亲水涂层，导管鞘连接有三通。","乐普（北京）医疗器械股份有限公司","乐普(北京)医疗器械股份有限公司","C02071001500000091240000425","RSA(J)651635","RSA(J)651635",""]
["15031","通用介入","14","14","血管鞘","普通型","/","/","已维护","国械注准20163030179","一次性使用血管鞘组","一次性使用血管鞘组","全包包括血管鞘、配件涂层导丝/不锈钢导丝、套管针/穿刺针、手术刀和注射器；简包包括血管鞘、配件涂层导丝/不锈钢导丝、套管针/穿刺针。其中血管鞘包括导管鞘和扩张器，导管鞘和扩张器表面均涂覆亲水涂层，导管鞘连接有三通。","乐普（北京）医疗器械股份有限公司","乐普(北京)医疗器械股份有限公司","C02071001500000091240000426","RS(J)081635","RS(J)081635",""]
["15031","通用介入","14","14","血管鞘","普通型","/","/","已维护","国械注准20163030179","一次性使用血管鞘组","一次性使用血管鞘组","全包包括血管鞘、配件涂层导丝/不锈钢导丝、套管针/穿刺针、手术刀和注射器；简包包括血管鞘、配件涂层导丝/不锈钢导丝、套管针/穿刺针。其中血管鞘包括导管鞘和扩张器，导管鞘和扩张器表面均涂覆亲水涂层，导管鞘连接有三通。","乐普（北京）医疗器械股份有限公司","乐普(北京)医疗器械股份有限公司","C02071001500000091240000427","RS051635","RS051635",""]
["15031","通用介入","14","14","血管鞘","普通型","/","/","已维护","国械注准20163030179","一次性使用血管鞘组","一次性使用血管鞘组","全包包括血管鞘、配件涂层导丝/不锈钢导丝、套管针/穿刺针、手术刀和注射器；简包包括血管鞘、配件涂层导丝/不锈钢导丝、套管针/穿刺针。其中血管鞘包括导管鞘和扩张器，导管鞘和扩张器表面均涂覆亲水涂层，导管鞘连接有三通。","乐普（北京）医疗器械股份有限公司","乐普(北京)医疗器械股份有限公司","C02071001500000091240000428","RSA071121","RSA071121",""]
["15031","通用介入","14","14","血管鞘","普通型","/","/","已维护","国械注准20163030179","一次性使用血管鞘组","一次性使用血管鞘组","全包包括血管鞘、配件涂层导丝/不锈钢导丝、套管针/穿刺针、手术刀和注射器；简包包括血管鞘、配件涂层导丝/不锈钢导丝、套管针/穿刺针。其中血管鞘包括导管鞘和扩张器，导管鞘和扩张器表面均涂覆亲水涂层，导管鞘连接有三通。","乐普（北京）医疗器械股份有限公司","乐普(北京)医疗器械股份有限公司","C02071001500000091240000429","RSA092435","RSA092435",""]
["15031","通用介入","14","14","血管鞘","普通型","/","/","已维护","国械注准20163030179","一次性使用血管鞘组","一次性使用血管鞘组","全包包括血管鞘、配件涂层导丝/不锈钢导丝、套管针/穿刺针、手术刀和注射器；简包包括血管鞘、配件涂层导丝/不锈钢导丝、套管针/穿刺针。其中血管鞘包括导管鞘和扩张器，导管鞘和扩张器表面均涂覆亲水涂层，导管鞘连接有三通。","乐普（北京）医疗器械股份有限公司","乐普(北京)医疗器械股份有限公司","C02071001500000091240000430","RSA(J)061121","RSA(J)061121",""]
["15031","通用介入","14","14","血管鞘","普通型","/","/","已维护","国械注准20163030179","一次性使用血管鞘组","一次性使用血管鞘组","全包包括血管鞘、配件涂层导丝/不锈钢导丝、套管针/穿刺针、手术刀和注射器；简包包括血管鞘、配件涂层导丝/不锈钢导丝、套管针/穿刺针。其中血管鞘包括导管鞘和扩张器，导管鞘和扩张器表面均涂覆亲水涂层，导管鞘连接有三通。","乐普（北京）医疗器械股份有限公司","乐普(北京)医疗器械股份有限公司","C02071001500000091240000431","RSA(J)062438","RSA(J)062438",""]
["15031","通用介入","14","14","血管鞘","普通型","/","/","已维护","国械注准20163030179","一次性使用血管鞘组","一次性使用血管鞘组","全包包括血管鞘、配件涂层导丝/不锈钢导丝、套管针/穿刺针、手术刀和注射器；简包包括血管鞘、配件涂层导丝/不锈钢导丝、套管针/穿刺针。其中血管鞘包括导管鞘和扩张器，导管鞘和扩张器表面均涂覆亲水涂层，导管鞘连接有三通。","乐普（北京）医疗器械股份有限公司","乐普(北京)医疗器械股份有限公司","C02071001500000091240000432","RSA(J)060718","RSA(J)060718",""]
["15031","通用介入","14","14","血管鞘","普通型","/","/","已维护","国械注准20163030179","一次性使用血管鞘组","一次性使用血管鞘组","全包包括血管鞘、配件涂层导丝/不锈钢导丝、套管针/穿刺针、手术刀和注射器；简包包括血管鞘、配件涂层导丝/不锈钢导丝、套管针/穿刺针。其中血管鞘包括导管鞘和扩张器，导管鞘和扩张器表面均涂覆亲水涂层，导管鞘连接有三通。","乐普（北京）医疗器械股份有限公司","乐普(北京)医疗器械股份有限公司","C02071001500000091240000433","RSA092438","RSA092438",""]
["15031","通用介入","14","14","血管鞘","普通型","/","/","已维护","国械注准20163030179","一次性使用血管鞘组","一次性使用血管鞘组","全包包括血管鞘、配件涂层导丝/不锈钢导丝、套管针/穿刺针、手术刀和注射器；简包包括血管鞘、配件涂层导丝/不锈钢导丝、套管针/穿刺针。其中血管鞘包括导管鞘和扩张器，导管鞘和扩张器表面均涂覆亲水涂层，导管鞘连接有三通。","乐普（北京）医疗器械股份有限公司","乐普(北京)医疗器械股份有限公司","C02071001500000091240000434","RSA650721","RSA650721",""]
["15031","通用介入","14","14","血管鞘","普通型","/","/","已维护","国械注准20163030179","一次性使用血管鞘组","一次性使用血管鞘组","全包包括血管鞘、配件涂层导丝/不锈钢导丝、套管针/穿刺针、手术刀和注射器；简包包括血管鞘、配件涂层导丝/不锈钢导丝、套管针/穿刺针。其中血管鞘包括导管鞘和扩张器，导管鞘和扩张器表面均涂覆亲水涂层，导管鞘连接有三通。","乐普（北京）医疗器械股份有限公司","乐普(北京)医疗器械股份有限公司","C02071001500000091240000435","RSA041621","RSA041621",""]
["15031","通用介入","14","14","血管鞘","普通型","/","/","已维护","国械注准20163030179","一次性使用血管鞘组","一次性使用血管鞘组","全包包括血管鞘、配件涂层导丝/不锈钢导丝、套管针/穿刺针、手术刀和注射器；简包包括血管鞘、配件涂层导丝/不锈钢导丝、套管针/穿刺针。其中血管鞘包括导管鞘和扩张器，导管鞘和扩张器表面均涂覆亲水涂层，导管鞘连接有三通。","乐普（北京）医疗器械股份有限公司","乐普(北京)医疗器械股份有限公司","C02071001500000091240000436","RSA071125","RSA071125",""]
["15031","通用介入","14","14","血管鞘","普通型","/","/","已维护","国械注准20163030179","一次性使用血管鞘组","一次性使用血管鞘组","全包包括血管鞘、配件涂层导丝/不锈钢导丝、套管针/穿刺针、手术刀和注射器；简包包括血管鞘、配件涂层导丝/不锈钢导丝、套管针/穿刺针。其中血管鞘包括导管鞘和扩张器，导管鞘和扩张器表面均涂覆亲水涂层，导管鞘连接有三通。","乐普（北京）医疗器械股份有限公司","乐普(北京)医疗器械股份有限公司","C02071001500000091240000437","RSA(J)061638","RSA(J)061638",""]
["15031","通用介入","14","14","血管鞘","普通型","/","/","已维护","国械注准20163030179","一次性使用血管鞘组","一次性使用血管鞘组","全包包括血管鞘、配件涂层导丝/不锈钢导丝、套管针/穿刺针、手术刀和注射器；简包包括血管鞘、配件涂层导丝/不锈钢导丝、套管针/穿刺针。其中血管鞘包括导管鞘和扩张器，导管鞘和扩张器表面均涂覆亲水涂层，导管鞘连接有三通。","乐普（北京）医疗器械股份有限公司","乐普(北京)医疗器械股份有限公司","C02071001500000091240000438","RS060718","RS060718",""]
["15031","通用介入","14","14","血管鞘","普通型","/","/","已维护","国械注准20163030179","一次性使用血管鞘组","一次性使用血管鞘组","全包包括血管鞘、配件涂层导丝/不锈钢导丝、套管针/穿刺针、手术刀和注射器；简包包括血管鞘、配件涂层导丝/不锈钢导丝、套管针/穿刺针。其中血管鞘包括导管鞘和扩张器，导管鞘和扩张器表面均涂覆亲水涂层，导管鞘连接有三通。","乐普（北京）医疗器械股份有限公司","乐普(北京)医疗器械股份有限公司","C02071001500000091240000439","RS091635","RS091635",""]
["15031","通用介入","14","14","血管鞘","普通型","/","/","已维护","国械注准20163030179","一次性使用血管鞘组","一次性使用血管鞘组","全包包括血管鞘、配件涂层导丝/不锈钢导丝、套管针/穿刺针、手术刀和注射器；简包包括血管鞘、配件涂层导丝/不锈钢导丝、套管针/穿刺针。其中血管鞘包括导管鞘和扩张器，导管鞘和扩张器表面均涂覆亲水涂层，导管鞘连接有三通。","乐普（北京）医疗器械股份有限公司","乐普(北京)医疗器械股份有限公司","C02071001500000091240000440","RS(J)062418","RS(J)062418",""]
["15031","通用介入","14","14","血管鞘","普通型","/","/","已维护","国械注准20163030179","一次性使用血管鞘组","一次性使用血管鞘组","全包包括血管鞘、配件涂层导丝/不锈钢导丝、套管针/穿刺针、手术刀和注射器；简包包括血管鞘、配件涂层导丝/不锈钢导丝、套管针/穿刺针。其中血管鞘包括导管鞘和扩张器，导管鞘和扩张器表面均涂覆亲水涂层，导管鞘连接有三通。","乐普（北京）医疗器械股份有限公司","乐普(北京)医疗器械股份有限公司","C02071001500000091240000441","RS(J)071118","RS(J)071118",""]
["15031","通用介入","14","14","血管鞘","普通型","/","/","已维护","国械注准20163030179","一次性使用血管鞘组","一次性使用血管鞘组","全包包括血管鞘、配件涂层导丝/不锈钢导丝、套管针/穿刺针、手术刀和注射器；简包包括血管鞘、配件涂层导丝/不锈钢导丝、套管针/穿刺针。其中血管鞘包括导管鞘和扩张器，导管鞘和扩张器表面均涂覆亲水涂层，导管鞘连接有三通。","乐普（北京）医疗器械股份有限公司","乐普(北京)医疗器械股份有限公司","C02071001500000091240000442","RSA071118","RSA071118",""]
["15031","通用介入","14","14","血管鞘","普通型","/","/","已维护","国械注准20163030179","一次性使用血管鞘组","一次性使用血管鞘组","全包包括血管鞘、配件涂层导丝/不锈钢导丝、套管针/穿刺针、手术刀和注射器；简包包括血管鞘、配件涂层导丝/不锈钢导丝、套管针/穿刺针。其中血管鞘包括导管鞘和扩张器，导管鞘和扩张器表面均涂覆亲水涂层，导管鞘连接有三通。","乐普（北京）医疗器械股份有限公司","乐普(北京)医疗器械股份有限公司","C02071001500000091240000443","RSA051125","RSA051125",""]
["15031","通用介入","14","14","血管鞘","普通型","/","/","已维护","国械注准20163030179","一次性使用血管鞘组","一次性使用血管鞘组","全包包括血管鞘、配件涂层导丝/不锈钢导丝、套管针/穿刺针、手术刀和注射器；简包包括血管鞘、配件涂层导丝/不锈钢导丝、套管针/穿刺针。其中血管鞘包括导管鞘和扩张器，导管鞘和扩张器表面均涂覆亲水涂层，导管鞘连接有三通。","乐普（北京）医疗器械股份有限公司","乐普(北京)医疗器械股份有限公司","C02071001500000091240000444","RSA091138","RSA091138",""]
["15031","通用介入","14","14","血管鞘","普通型","/","/","已维护","国械注准20163030179","一次性使用血管鞘组","一次性使用血管鞘组","全包包括血管鞘、配件涂层导丝/不锈钢导丝、套管针/穿刺针、手术刀和注射器；简包包括血管鞘、配件涂层导丝/不锈钢导丝、套管针/穿刺针。其中血管鞘包括导管鞘和扩张器，导管鞘和扩张器表面均涂覆亲水涂层，导管鞘连接有三通。","乐普（北京）医疗器械股份有限公司","乐普(北京)医疗器械股份有限公司","C02071001500000091240000445","RSA(J)041118","RSA(J)041118",""]
["15031","通用介入","14","14","血管鞘","普通型","/","/","已维护","国械注准20163030179","一次性使用血管鞘组","一次性使用血管鞘组","全包包括血管鞘、配件涂层导丝/不锈钢导丝、套管针/穿刺针、手术刀和注射器；简包包括血管鞘、配件涂层导丝/不锈钢导丝、套管针/穿刺针。其中血管鞘包括导管鞘和扩张器，导管鞘和扩张器表面均涂覆亲水涂层，导管鞘连接有三通。","乐普（北京）医疗器械股份有限公司","乐普(北京)医疗器械股份有限公司","C02071001500000091240000446","RSA651125","RSA651125",""]
["15031","通用介入","14","14","血管鞘","普通型","/","/","已维护","国械注准20163030179","一次性使用血管鞘组","一次性使用血管鞘组","全包包括血管鞘、配件涂层导丝/不锈钢导丝、套管针/穿刺针、手术刀和注射器；简包包括血管鞘、配件涂层导丝/不锈钢导丝、套管针/穿刺针。其中血管鞘包括导管鞘和扩张器，导管鞘和扩张器表面均涂覆亲水涂层，导管鞘连接有三通。","乐普（北京）医疗器械股份有限公司","乐普(北京)医疗器械股份有限公司","C02071001500000091240000447","RSA(J)051135","RSA(J)051135",""]
["15031","通用介入","14","14","血管鞘","普通型","/","/","已维护","国械注准20163030179","一次性使用血管鞘组","一次性使用血管鞘组","全包包括血管鞘、配件涂层导丝/不锈钢导丝、套管针/穿刺针、手术刀和注射器；简包包括血管鞘、配件涂层导丝/不锈钢导丝、套管针/穿刺针。其中血管鞘包括导管鞘和扩张器，导管鞘和扩张器表面均涂覆亲水涂层，导管鞘连接有三通。","乐普（北京）医疗器械股份有限公司","乐普(北京)医疗器械股份有限公司","C02071001500000091240000448","RSA(J)091638","RSA(J)091638",""]
["15031","通用介入","14","14","血管鞘","普通型","/","/","已维护","国械注准20163030179","一次性使用血管鞘组","一次性使用血管鞘组","全包包括血管鞘、配件涂层导丝/不锈钢导丝、套管针/穿刺针、手术刀和注射器；简包包括血管鞘、配件涂层导丝/不锈钢导丝、套管针/穿刺针。其中血管鞘包括导管鞘和扩张器，导管鞘和扩张器表面均涂覆亲水涂层，导管鞘连接有三通。","乐普（北京）医疗器械股份有限公司","乐普(北京)医疗器械股份有限公司","C02071001500000091240000449","RSA651635","RSA651635",""]
["15031","通用介入","14","14","血管鞘","普通型","/","/","已维护","国械注准20163030179","一次性使用血管鞘组","一次性使用血管鞘组","全包包括血管鞘、配件涂层导丝/不锈钢导丝、套管针/穿刺针、手术刀和注射器；简包包括血管鞘、配件涂层导丝/不锈钢导丝、套管针/穿刺针。其中血管鞘包括导管鞘和扩张器，导管鞘和扩张器表面均涂覆亲水涂层，导管鞘连接有三通。","乐普（北京）医疗器械股份有限公司","乐普(北京)医疗器械股份有限公司","C02071001500000091240000450","RSA(J)072435","RSA(J)072435",""]
["15031","通用介入","14","14","血管鞘","普通型","/","/","已维护","国械注准20163030179","一次性使用血管鞘组","一次性使用血管鞘组","全包包括血管鞘、配件涂层导丝/不锈钢导丝、套管针/穿刺针、手术刀和注射器；简包包括血管鞘、配件涂层导丝/不锈钢导丝、套管针/穿刺针。其中血管鞘包括导管鞘和扩张器，导管鞘和扩张器表面均涂覆亲水涂层，导管鞘连接有三通。","乐普（北京）医疗器械股份有限公司","乐普(北京)医疗器械股份有限公司","C02071001500000091240000451","RSA(J)040721","RSA(J)040721",""]
["15031","通用介入","14","14","血管鞘","普通型","/","/","已维护","国械注准20163030179","一次性使用血管鞘组","一次性使用血管鞘组","全包包括血管鞘、配件涂层导丝/不锈钢导丝、套管针/穿刺针、手术刀和注射器；简包包括血管鞘、配件涂层导丝/不锈钢导丝、套管针/穿刺针。其中血管鞘包括导管鞘和扩张器，导管鞘和扩张器表面均涂覆亲水涂层，导管鞘连接有三通。","乐普（北京）医疗器械股份有限公司","乐普(北京)医疗器械股份有限公司","C02071001500000091240000452","RSA(J)041618","RSA(J)041618",""]
["15033","通用介入","6-1","6-1","输液港","静脉型","/","非耐高压型","未维护","国械注准20253142050","植入式给药装置及套件","植入式给药装置及套件","","巴迪脉通医疗科技（苏州）有限公司","巴迪脉通医疗科技（苏州）有限公司","","202122560\n","202122560\n",""]
["15035","通用介入","6-1","6-1","输液港","静脉型","/","非耐高压型","未维护","国械注准20253142050","植入式给药装置及套件","植入式给药装置及套件","","巴迪脉通医疗科技（苏州）有限公司","巴迪脉通医疗科技（苏州）有限公司","","202221660\n","202221660\n",""]
["15038","通用介入","10","10","造影导管","亲水型","/","/","已维护","国械注准20233030849","亲水涂层血管造影导管","亲水涂层血管造影导管","主要原材料为Pebax硫酸钡、色粉、热塑性聚氨酯（TPU）、聚酰胺（PA）、光固胶、瞬干胶、甲基苯丙酮、聚乙烯吡咯烷酮组成","上海瑛泰医疗器械股份有限公司","上海瑛泰医疗器械股份有限公司","C02070100400000092220000513","HVAC5F135-Cobra1","HVAC5F135-Cobra1","5F Cobra1 1.17mm 135cm 0.038”"]
["15038","通用介入","10","10","造影导管","亲水型","/","/","已维护","国械注准20233030849","亲水涂层血管造影导管","亲水涂层血管造影导管","主要原材料为Pebax硫酸钡、色粉、热塑性聚氨酯（TPU）、聚酰胺（PA）、光固胶、瞬干胶、甲基苯丙酮、聚乙烯吡咯烷酮组成","上海瑛泰医疗器械股份有限公司","上海瑛泰医疗器械股份有限公司","C02070100400000092220000514","HVAC4F125-MPA1","HVAC4F125-MPA1","4F Multipurpose-A1 1.07mm 125cm 0.038”\n"]
["15038","通用介入","10","10","造影导管","亲水型","/","/","已维护","国械注准20233030849","亲水涂层血管造影导管","亲水涂层血管造影导管","主要原材料为Pebax硫酸钡、色粉、热塑性聚氨酯（TPU）、聚酰胺（PA）、光固胶、瞬干胶、甲基苯丙酮、聚乙烯吡咯烷酮组成","上海瑛泰医疗器械股份有限公司","上海瑛泰医疗器械股份有限公司","C02070100400000092220000515","HVAC4F065-Davis","HVAC4F065-Davis","4F Davis 1.07mm 65cm 0.038”\n"]
["15038","通用介入","10","10","造影导管","亲水型","/","/","已维护","国械注准20233030849","亲水涂层血管造影导管","亲水涂层血管造影导管","主要原材料为Pebax硫酸钡、色粉、热塑性聚氨酯（TPU）、聚酰胺（PA）、光固胶、瞬干胶、甲基苯丙酮、聚乙烯吡咯烷酮组成","上海瑛泰医疗器械股份有限公司","上海瑛泰医疗器械股份有限公司","C02070100400000092220000516","HVAC5F100-Son2W","HVAC5F100-Son2W","5F SonⅡW 1.17mm 100cm 0.038”\n"]
["15038","通用介入","10","10","造影导管","亲水型","/","/","已维护","国械注准20233030849","亲水涂层血管造影导管","亲水涂层血管造影导管","主要原材料为Pebax硫酸钡、色粉、热塑性聚氨酯（TPU）、聚酰胺（PA）、光固胶、瞬干胶、甲基苯丙酮、聚乙烯吡咯烷酮组成","上海瑛泰医疗器械股份有限公司","上海瑛泰医疗器械股份有限公司","C02070100400000092220000517","HVAC7F125-Cobra2","HVAC7F125-Cobra2","7F Cobra2 1.62mm 125cm 0.038”\n"]
["15038","通用介入","10","10","造影导管","亲水型","/","/","已维护","国械注准20233030849","亲水涂层血管造影导管","亲水涂层血管造影导管","主要原材料为Pebax硫酸钡、色粉、热塑性聚氨酯（TPU）、聚酰胺（PA）、光固胶、瞬干胶、甲基苯丙酮、聚乙烯吡咯烷酮组成","上海瑛泰医疗器械股份有限公司","上海瑛泰医疗器械股份有限公司","C02070100400000092220000518","HVAC5F100-RLG","HVAC5F100-RLG","5F RLG 1.17mm 100cm 0.038”\n"]
["15038","通用介入","10","10","造影导管","亲水型","/","/","已维护","国械注准20233030849","亲水涂层血管造影导管","亲水涂层血管造影导管","主要原材料为Pebax硫酸钡、色粉、热塑性聚氨酯（TPU）、聚酰胺（PA）、光固胶、瞬干胶、甲基苯丙酮、聚乙烯吡咯烷酮组成","上海瑛泰医疗器械股份有限公司","上海瑛泰医疗器械股份有限公司","C02070100400000092220000519","HVAC4F135-155PIG","HVAC4F135-155PIG","4F 155°PIG 1.07mm 135cm 0.038”\n"]
["15038","通用介入","10","10","造影导管","亲水型","/","/","已维护","国械注准20233030849","亲水涂层血管造影导管","亲水涂层血管造影导管","主要原材料为Pebax硫酸钡、色粉、热塑性聚氨酯（TPU）、聚酰胺（PA）、光固胶、瞬干胶、甲基苯丙酮、聚乙烯吡咯烷酮组成","上海瑛泰医疗器械股份有限公司","上海瑛泰医疗器械股份有限公司","C02070100400000092220000520","HVAC7F125-Simmons1","HVAC7F125-Simmons1","7F Simmons1 1.62mm 125cm 0.038”\n"]
["15038","通用介入","10","10","造影导管","亲水型","/","/","已维护","国械注准20233030849","亲水涂层血管造影导管","亲水涂层血管造影导管","主要原材料为Pebax硫酸钡、色粉、热塑性聚氨酯（TPU）、聚酰胺（PA）、光固胶、瞬干胶、甲基苯丙酮、聚乙烯吡咯烷酮组成","上海瑛泰医疗器械股份有限公司","上海瑛泰医疗器械股份有限公司","C02070100400000092220000521","HVAC7F120-Davis","HVAC7F120-Davis","7F Davis 1.62mm 120cm 0.038”\n"]
["15038","通用介入","10","10","造影导管","亲水型","/","/","已维护","国械注准20233030849","亲水涂层血管造影导管","亲水涂层血管造影导管","主要原材料为Pebax硫酸钡、色粉、热塑性聚氨酯（TPU）、聚酰胺（PA）、光固胶、瞬干胶、甲基苯丙酮、聚乙烯吡咯烷酮组成","上海瑛泰医疗器械股份有限公司","上海瑛泰医疗器械股份有限公司","C02070100400000092220000522","HVAC4F125-MP1","HVAC4F125-MP1","4F Multipurpose1 1.07mm 125cm 0.038”\n"]
["15038","通用介入","10","10","造影导管","亲水型","/","/","已维护","国械注准20233030849","亲水涂层血管造影导管","亲水涂层血管造影导管","主要原材料为Pebax硫酸钡、色粉、热塑性聚氨酯（TPU）、聚酰胺（PA）、光固胶、瞬干胶、甲基苯丙酮、聚乙烯吡咯烷酮组成","上海瑛泰医疗器械股份有限公司","上海瑛泰医疗器械股份有限公司","C02070100400000092220000523","HVAC4F110-155PIG","HVAC4F110-155PIG","4F 155°PIG 1.07mm 110cm 0.038”\n"]
["15038","通用介入","10","10","造影导管","亲水型","/","/","已维护","国械注准20233030849","亲水涂层血管造影导管","亲水涂层血管造影导管","主要原材料为Pebax硫酸钡、色粉、热塑性聚氨酯（TPU）、聚酰胺（PA）、光固胶、瞬干胶、甲基苯丙酮、聚乙烯吡咯烷酮组成","上海瑛泰医疗器械股份有限公司","上海瑛泰医疗器械股份有限公司","C02070100400000092220000524","HVAC7F100-HN3","HVAC7F100-HN3","7F HN3 1.62mm 100cm 0.038”\n"]
["15038","通用介入","10","10","造影导管","亲水型","/","/","已维护","国械注准20233030849","亲水涂层血管造影导管","亲水涂层血管造影导管","主要原材料为Pebax硫酸钡、色粉、热塑性聚氨酯（TPU）、聚酰胺（PA）、光固胶、瞬干胶、甲基苯丙酮、聚乙烯吡咯烷酮组成","上海瑛泰医疗器械股份有限公司","上海瑛泰医疗器械股份有限公司","C02070100400000092220000525","HVAC5F065-Rim","HVAC5F065-Rim","5F RIM 1.17mm 65cm 0.038”\n"]
["15038","通用介入","10","10","造影导管","亲水型","/","/","已维护","国械注准20233030849","亲水涂层血管造影导管","亲水涂层血管造影导管","主要原材料为Pebax硫酸钡、色粉、热塑性聚氨酯（TPU）、聚酰胺（PA）、光固胶、瞬干胶、甲基苯丙酮、聚乙烯吡咯烷酮组成","上海瑛泰医疗器械股份有限公司","上海瑛泰医疗器械股份有限公司","C02070100400000092220000526","HVAC7F125-MP1","HVAC7F125-MP1","7F Multipurpose1 1.62mm 125cm 0.038”\n"]
["15038","通用介入","10","10","造影导管","亲水型","/","/","已维护","国械注准20233030849","亲水涂层血管造影导管","亲水涂层血管造影导管","主要原材料为Pebax硫酸钡、色粉、热塑性聚氨酯（TPU）、聚酰胺（PA）、光固胶、瞬干胶、甲基苯丙酮、聚乙烯吡咯烷酮组成","上海瑛泰医疗器械股份有限公司","上海瑛泰医疗器械股份有限公司","C02070100400000092220000527","HVAC4F100-IM","HVAC4F100-IM","4F IM 1.07mm 100cm 0.038”\n"]
["15038","通用介入","10","10","造影导管","亲水型","/","/","已维护","国械注准20233030849","亲水涂层血管造影导管","亲水涂层血管造影导管","主要原材料为Pebax硫酸钡、色粉、热塑性聚氨酯（TPU）、聚酰胺（PA）、光固胶、瞬干胶、甲基苯丙酮、聚乙烯吡咯烷酮组成","上海瑛泰医疗器械股份有限公司","上海瑛泰医疗器械股份有限公司","C02070100400000092220000528","HVAC7F080-RUC","HVAC7F080-RUC","7F RUC 1.62mm 80cm 0.038”\n"]
["15038","通用介入","10","10","造影导管","亲水型","/","/","已维护","国械注准20233030849","亲水涂层血管造影导管","亲水涂层血管造影导管","主要原材料为Pebax硫酸钡、色粉、热塑性聚氨酯（TPU）、聚酰胺（PA）、光固胶、瞬干胶、甲基苯丙酮、聚乙烯吡咯烷酮组成","上海瑛泰医疗器械股份有限公司","上海瑛泰医疗器械股份有限公司","C02070100400000092220000529","HVAC6F100-Cobra2","HVAC6F100-Cobra2","6F Cobra2 1.37mm 100cm 0.038”\n"]
["15038","通用介入","10","10","造影导管","亲水型","/","/","已维护","国械注准20233030849","亲水涂层血管造影导管","亲水涂层血管造影导管","主要原材料为Pebax硫酸钡、色粉、热塑性聚氨酯（TPU）、聚酰胺（PA）、光固胶、瞬干胶、甲基苯丙酮、聚乙烯吡咯烷酮组成","上海瑛泰医疗器械股份有限公司","上海瑛泰医疗器械股份有限公司","C02070100400000092220000530","HVAC5F100-Son3W","HVAC5F100-Son3W","5F SonⅢW 1.17mm 100cm 0.038”\n"]
["15038","通用介入","10","10","造影导管","亲水型","/","/","已维护","国械注准20233030849","亲水涂层血管造影导管","亲水涂层血管造影导管","主要原材料为Pebax硫酸钡、色粉、热塑性聚氨酯（TPU）、聚酰胺（PA）、光固胶、瞬干胶、甲基苯丙酮、聚乙烯吡咯烷酮组成","上海瑛泰医疗器械股份有限公司","上海瑛泰医疗器械股份有限公司","C02070100400000092220000531","HVAC4F100-MPA1","HVAC4F100-MPA1","4F Multipurpose-A1 1.07mm 100cm 0.038”\n"]
["15038","通用介入","10","10","造影导管","亲水型","/","/","已维护","国械注准20233030849","亲水涂层血管造影导管","亲水涂层血管造影导管","主要原材料为Pebax硫酸钡、色粉、热塑性聚氨酯（TPU）、聚酰胺（PA）、光固胶、瞬干胶、甲基苯丙酮、聚乙烯吡咯烷酮组成","上海瑛泰医疗器械股份有限公司","上海瑛泰医疗器械股份有限公司","C02070100400000092220000532","HVAC4F065-MPA1","HVAC4F065-MPA1","4F Multipurpose-A1 1.07mm 65cm 0.038”\n"]
["15038","通用介入","10","10","造影导管","亲水型","/","/","已维护","国械注准20233030849","亲水涂层血管造影导管","亲水涂层血管造影导管","主要原材料为Pebax硫酸钡、色粉、热塑性聚氨酯（TPU）、聚酰胺（PA）、光固胶、瞬干胶、甲基苯丙酮、聚乙烯吡咯烷酮组成","上海瑛泰医疗器械股份有限公司","上海瑛泰医疗器械股份有限公司","C02070100400000092220000533","HVAC5F135-Cobra2","HVAC5F135-Cobra2","5F Cobra2 1.17mm 135cm 0.038”\n"]
["15038","通用介入","10","10","造影导管","亲水型","/","/","已维护","国械注准20233030849","亲水涂层血管造影导管","亲水涂层血管造影导管","主要原材料为Pebax硫酸钡、色粉、热塑性聚氨酯（TPU）、聚酰胺（PA）、光固胶、瞬干胶、甲基苯丙酮、聚乙烯吡咯烷酮组成","上海瑛泰医疗器械股份有限公司","上海瑛泰医疗器械股份有限公司","C02070100400000092220000534","HVAC4F100-MP2","HVAC4F100-MP2","4F Multipurpose2 1.07mm 100cm 0.038”\n"]
["15038","通用介入","10","10","造影导管","亲水型","/","/","已维护","国械注准20233030849","亲水涂层血管造影导管","亲水涂层血管造影导管","主要原材料为Pebax硫酸钡、色粉、热塑性聚氨酯（TPU）、聚酰胺（PA）、光固胶、瞬干胶、甲基苯丙酮、聚乙烯吡咯烷酮组成","上海瑛泰医疗器械股份有限公司","上海瑛泰医疗器械股份有限公司","C02070100400000092220000535","HVAC6F100-Son1","HVAC6F100-Son1","6F SonⅠ 1.37mm 100cm 0.038”\n"]
["15038","通用介入","10","10","造影导管","亲水型","/","/","已维护","国械注准20233030849","亲水涂层血管造影导管","亲水涂层血管造影导管","主要原材料为Pebax硫酸钡、色粉、热塑性聚氨酯（TPU）、聚酰胺（PA）、光固胶、瞬干胶、甲基苯丙酮、聚乙烯吡咯烷酮组成","上海瑛泰医疗器械股份有限公司","上海瑛泰医疗器械股份有限公司","C02070100400000092220000536","HVAC6F080-Simmons1","HVAC6F080-Simmons1","6F Simmons1 1.37mm 80cm 0.038”\n"]
["15038","通用介入","10","10","造影导管","亲水型","/","/","已维护","国械注准20233030849","亲水涂层血管造影导管","亲水涂层血管造影导管","主要原材料为Pebax硫酸钡、色粉、热塑性聚氨酯（TPU）、聚酰胺（PA）、光固胶、瞬干胶、甲基苯丙酮、聚乙烯吡咯烷酮组成","上海瑛泰医疗器械股份有限公司","上海瑛泰医疗器械股份有限公司","C02070100400000092220000537","HVAC4F100-RUC","HVAC4F100-RUC","4F RUC 1.07mm 100cm 0.038”\n"]
["15038","通用介入","10","10","造影导管","亲水型","/","/","已维护","国械注准20233030849","亲水涂层血管造影导管","亲水涂层血管造影导管","主要原材料为Pebax硫酸钡、色粉、热塑性聚氨酯（TPU）、聚酰胺（PA）、光固胶、瞬干胶、甲基苯丙酮、聚乙烯吡咯烷酮组成","上海瑛泰医疗器械股份有限公司","上海瑛泰医疗器械股份有限公司","C02070100400000092220000538","HVAC5F125-Simmons1","HVAC5F125-Simmons1","5F Simmons1 1.17mm 125cm 0.038”\n"]
["15038","通用介入","10","10","造影导管","亲水型","/","/","已维护","国械注准20233030849","亲水涂层血管造影导管","亲水涂层血管造影导管","主要原材料为Pebax硫酸钡、色粉、热塑性聚氨酯（TPU）、聚酰胺（PA）、光固胶、瞬干胶、甲基苯丙酮、聚乙烯吡咯烷酮组成","上海瑛泰医疗器械股份有限公司","上海瑛泰医疗器械股份有限公司","C02070100400000092220000539","HVAC6F100-MP","HVAC6F100-MP","6F MP 1.37mm 100cm 0.038”\n"]
["15038","通用介入","10","10","造影导管","亲水型","/","/","已维护","国械注准20233030849","亲水涂层血管造影导管","亲水涂层血管造影导管","主要原材料为Pebax硫酸钡、色粉、热塑性聚氨酯（TPU）、聚酰胺（PA）、光固胶、瞬干胶、甲基苯丙酮、聚乙烯吡咯烷酮组成","上海瑛泰医疗器械股份有限公司","上海瑛泰医疗器械股份有限公司","C02070100400000092220000540","HVAC5F040-RLG","HVAC5F040-RLG","5F RLG 1.17mm 40cm 0.038”\n"]
["15038","通用介入","10","10","造影导管","亲水型","/","/","已维护","国械注准20233030849","亲水涂层血管造影导管","亲水涂层血管造影导管","主要原材料为Pebax硫酸钡、色粉、热塑性聚氨酯（TPU）、聚酰胺（PA）、光固胶、瞬干胶、甲基苯丙酮、聚乙烯吡咯烷酮组成","上海瑛泰医疗器械股份有限公司","上海瑛泰医疗器械股份有限公司","C02070100400000092220000541","HVAC6F100-HN3","HVAC6F100-HN3","6F HN3 1.37mm 100cm 0.038”\n"]
["15038","通用介入","10","10","造影导管","亲水型","/","/","已维护","国械注准20233030849","亲水涂层血管造影导管","亲水涂层血管造影导管","主要原材料为Pebax硫酸钡、色粉、热塑性聚氨酯（TPU）、聚酰胺（PA）、光固胶、瞬干胶、甲基苯丙酮、聚乙烯吡咯烷酮组成","上海瑛泰医疗器械股份有限公司","上海瑛泰医疗器械股份有限公司","C02070100400000092220000542","HVAC6F080-RUC","HVAC6F080-RUC","6F RUC 1.37mm 80cm 0.038”\n"]
["15038","通用介入","10","10","造影导管","亲水型","/","/","已维护","国械注准20233030849","亲水涂层血管造影导管","亲水涂层血管造影导管","主要原材料为Pebax硫酸钡、色粉、热塑性聚氨酯（TPU）、聚酰胺（PA）、光固胶、瞬干胶、甲基苯丙酮、聚乙烯吡咯烷酮组成","上海瑛泰医疗器械股份有限公司","上海瑛泰医疗器械股份有限公司","C02070100400000092220000543","HVAC6F135-PIG","HVAC6F135-PIG","6F PIG 1.37mm 135cm 0.038”\n"]
["15038","通用介入","10","10","造影导管","亲水型","/","/","已维护","国械注准20233030849","亲水涂层血管造影导管","亲水涂层血管造影导管","主要原材料为Pebax硫酸钡、色粉、热塑性聚氨酯（TPU）、聚酰胺（PA）、光固胶、瞬干胶、甲基苯丙酮、聚乙烯吡咯烷酮组成","上海瑛泰医疗器械股份有限公司","上海瑛泰医疗器械股份有限公司","C02070100400000092220000544","HVAC5F125-Cobra2","HVAC5F125-Cobra2","5F Cobra2 1.17mm 125cm 0.038”\n"]
["15038","通用介入","10","10","造影导管","亲水型","/","/","已维护","国械注准20233030849","亲水涂层血管造影导管","亲水涂层血管造影导管","主要原材料为Pebax硫酸钡、色粉、热塑性聚氨酯（TPU）、聚酰胺（PA）、光固胶、瞬干胶、甲基苯丙酮、聚乙烯吡咯烷酮组成","上海瑛泰医疗器械股份有限公司","上海瑛泰医疗器械股份有限公司","C02070100400000092220000545","HVAC5F100-MPA1","HVAC5F100-MPA1","5F Multipurpose-A1 1.17mm 100cm 0.038”\n"]
["15038","通用介入","10","10","造影导管","亲水型","/","/","已维护","国械注准20233030849","亲水涂层血管造影导管","亲水涂层血管造影导管","主要原材料为Pebax硫酸钡、色粉、热塑性聚氨酯（TPU）、聚酰胺（PA）、光固胶、瞬干胶、甲基苯丙酮、聚乙烯吡咯烷酮组成","上海瑛泰医疗器械股份有限公司","上海瑛泰医疗器械股份有限公司","C02070100400000092220000546","HVAC6F125-MP3","HVAC6F125-MP3","6F Multipurpose3 1.37mm 125cm 0.038”\n"]
["15038","通用介入","10","10","造影导管","亲水型","/","/","已维护","国械注准20233030849","亲水涂层血管造影导管","亲水涂层血管造影导管","主要原材料为Pebax硫酸钡、色粉、热塑性聚氨酯（TPU）、聚酰胺（PA）、光固胶、瞬干胶、甲基苯丙酮、聚乙烯吡咯烷酮组成","上海瑛泰医疗器械股份有限公司","上海瑛泰医疗器械股份有限公司","C02070100400000092220000547","HVAC6F110-155PIG","HVAC6F110-155PIG","6F 155°PIG 1.37mm 110cm 0.038”\n"]
["15038","通用介入","10","10","造影导管","亲水型","/","/","已维护","国械注准20233030849","亲水涂层血管造影导管","亲水涂层血管造影导管","主要原材料为Pebax硫酸钡、色粉、热塑性聚氨酯（TPU）、聚酰胺（PA）、光固胶、瞬干胶、甲基苯丙酮、聚乙烯吡咯烷酮组成","上海瑛泰医疗器械股份有限公司","上海瑛泰医疗器械股份有限公司","C02070100400000092220000548","HVAC5F100-MP1","HVAC5F100-MP1","5F Multipurpose1 1.17mm 100cm 0.038”\n"]
["15038","通用介入","10","10","造影导管","亲水型","/","/","已维护","国械注准20233030849","亲水涂层血管造影导管","亲水涂层血管造影导管","主要原材料为Pebax硫酸钡、色粉、热塑性聚氨酯（TPU）、聚酰胺（PA）、光固胶、瞬干胶、甲基苯丙酮、聚乙烯吡咯烷酮组成","上海瑛泰医疗器械股份有限公司","上海瑛泰医疗器械股份有限公司","C02070100400000092220000549","HVAC4F080-RLG","HVAC4F080-RLG","4F RLG 1.07mm 80cm 0.038”\n"]
["15038","通用介入","10","10","造影导管","亲水型","/","/","已维护","国械注准20233030849","亲水涂层血管造影导管","亲水涂层血管造影导管","主要原材料为Pebax硫酸钡、色粉、热塑性聚氨酯（TPU）、聚酰胺（PA）、光固胶、瞬干胶、甲基苯丙酮、聚乙烯吡咯烷酮组成","上海瑛泰医疗器械股份有限公司","上海瑛泰医疗器械股份有限公司","C02070100400000092220000550","HVAC6F125-VTK","HVAC6F125-VTK","6F VTK 1.37mm 125cm 0.038”\n"]
["15038","通用介入","10","10","造影导管","亲水型","/","/","已维护","国械注准20233030849","亲水涂层血管造影导管","亲水涂层血管造影导管","主要原材料为Pebax硫酸钡、色粉、热塑性聚氨酯（TPU）、聚酰胺（PA）、光固胶、瞬干胶、甲基苯丙酮、聚乙烯吡咯烷酮组成","上海瑛泰医疗器械股份有限公司","上海瑛泰医疗器械股份有限公司","C02070100400000092220000551","HVAC5F080-MPA1","HVAC5F080-MPA1","5F Multipurpose-A1 1.17mm 80cm 0.038”\n"]
["15038","通用介入","10","10","造影导管","亲水型","/","/","已维护","国械注准20233030849","亲水涂层血管造影导管","亲水涂层血管造影导管","主要原材料为Pebax硫酸钡、色粉、热塑性聚氨酯（TPU）、聚酰胺（PA）、光固胶、瞬干胶、甲基苯丙酮、聚乙烯吡咯烷酮组成","上海瑛泰医疗器械股份有限公司","上海瑛泰医疗器械股份有限公司","C02070100400000092220000552","HVAC5F080-Davis","HVAC5F080-Davis","5F Davis 1.17mm 80cm 0.038”\n"]
["15038","通用介入","10","10","造影导管","亲水型","/","/","已维护","国械注准20233030849","亲水涂层血管造影导管","亲水涂层血管造影导管","主要原材料为Pebax硫酸钡、色粉、热塑性聚氨酯（TPU）、聚酰胺（PA）、光固胶、瞬干胶、甲基苯丙酮、聚乙烯吡咯烷酮组成","上海瑛泰医疗器械股份有限公司","上海瑛泰医疗器械股份有限公司","C02070100400000092220000553","HVAC7F080-Rim","HVAC7F080-Rim","7F RIM 1.62mm 80cm 0.038”\n"]
["15038","通用介入","10","10","造影导管","亲水型","/","/","已维护","国械注准20233030849","亲水涂层血管造影导管","亲水涂层血管造影导管","主要原材料为Pebax硫酸钡、色粉、热塑性聚氨酯（TPU）、聚酰胺（PA）、光固胶、瞬干胶、甲基苯丙酮、聚乙烯吡咯烷酮组成","上海瑛泰医疗器械股份有限公司","上海瑛泰医疗器械股份有限公司","C02070100400000092220000554","HVAC5F065-Simmons1","HVAC5F065-Simmons1","5F Simmons1 1.17mm 65cm 0.038”\n"]
["15038","通用介入","10","10","造影导管","亲水型","/","/","已维护","国械注准20233030849","亲水涂层血管造影导管","亲水涂层血管造影导管","主要原材料为Pebax硫酸钡、色粉、热塑性聚氨酯（TPU）、聚酰胺（PA）、光固胶、瞬干胶、甲基苯丙酮、聚乙烯吡咯烷酮组成","上海瑛泰医疗器械股份有限公司","上海瑛泰医疗器械股份有限公司","C02070100400000092220000555","HVAC6F125-VER","HVAC6F125-VER","6F VER 1.37mm 125cm 0.038”\n"]
["15038","通用介入","10","10","造影导管","亲水型","/","/","已维护","国械注准20233030849","亲水涂层血管造影导管","亲水涂层血管造影导管","主要原材料为Pebax硫酸钡、色粉、热塑性聚氨酯（TPU）、聚酰胺（PA）、光固胶、瞬干胶、甲基苯丙酮、聚乙烯吡咯烷酮组成","上海瑛泰医疗器械股份有限公司","上海瑛泰医疗器械股份有限公司","C02070100400000092220000556","HVAC6F080-Rim","HVAC6F080-Rim","6F RIM 1.37mm 80cm 0.038”\n"]
["15038","通用介入","10","10","造影导管","亲水型","/","/","已维护","国械注准20233030849","亲水涂层血管造影导管","亲水涂层血管造影导管","主要原材料为Pebax硫酸钡、色粉、热塑性聚氨酯（TPU）、聚酰胺（PA）、光固胶、瞬干胶、甲基苯丙酮、聚乙烯吡咯烷酮组成","上海瑛泰医疗器械股份有限公司","上海瑛泰医疗器械股份有限公司","C02070100400000092220000557","HVAC7F135-Cobra1","HVAC7F135-Cobra1","7F Cobra1 1.62mm 135cm 0.038”\n"]
["15038","通用介入","10","10","造影导管","亲水型","/","/","已维护","国械注准20233030849","亲水涂层血管造影导管","亲水涂层血管造影导管","主要原材料为Pebax硫酸钡、色粉、热塑性聚氨酯（TPU）、聚酰胺（PA）、光固胶、瞬干胶、甲基苯丙酮、聚乙烯吡咯烷酮组成","上海瑛泰医疗器械股份有限公司","上海瑛泰医疗器械股份有限公司","C02070100400000092220000558","HVAC5F100-Son3","HVAC5F100-Son3","5F SonⅢ 1.17mm 100cm 0.038”\n"]
["15038","通用介入","10","10","造影导管","亲水型","/","/","已维护","国械注准20233030849","亲水涂层血管造影导管","亲水涂层血管造影导管","主要原材料为Pebax硫酸钡、色粉、热塑性聚氨酯（TPU）、聚酰胺（PA）、光固胶、瞬干胶、甲基苯丙酮、聚乙烯吡咯烷酮组成","上海瑛泰医疗器械股份有限公司","上海瑛泰医疗器械股份有限公司","C02070100400000092220000559","HVAC6F080-RLG","HVAC6F080-RLG","6F RLG 1.37mm 80cm 0.038”\n"]
["15038","通用介入","10","10","造影导管","亲水型","/","/","已维护","国械注准20233030849","亲水涂层血管造影导管","亲水涂层血管造影导管","主要原材料为Pebax硫酸钡、色粉、热塑性聚氨酯（TPU）、聚酰胺（PA）、光固胶、瞬干胶、甲基苯丙酮、聚乙烯吡咯烷酮组成","上海瑛泰医疗器械股份有限公司","上海瑛泰医疗器械股份有限公司","C02070100400000092220000560","HVAC5F125-Hinck","HVAC5F125-Hinck","5F Hinck 1.17mm 125cm 0.038”\n"]
["15038","通用介入","10","10","造影导管","亲水型","/","/","已维护","国械注准20233030849","亲水涂层血管造影导管","亲水涂层血管造影导管","主要原材料为Pebax硫酸钡、色粉、热塑性聚氨酯（TPU）、聚酰胺（PA）、光固胶、瞬干胶、甲基苯丙酮、聚乙烯吡咯烷酮组成","上海瑛泰医疗器械股份有限公司","上海瑛泰医疗器械股份有限公司","C02070100400000092220000561","HVAC4F100-CBL","HVAC4F100-CBL","4F CBL 1.07mm 100cm 0.038”\n"]
["15038","通用介入","10","10","造影导管","亲水型","/","/","已维护","国械注准20233030849","亲水涂层血管造影导管","亲水涂层血管造影导管","主要原材料为Pebax硫酸钡、色粉、热塑性聚氨酯（TPU）、聚酰胺（PA）、光固胶、瞬干胶、甲基苯丙酮、聚乙烯吡咯烷酮组成","上海瑛泰医疗器械股份有限公司","上海瑛泰医疗器械股份有限公司","C02070100400000092220000562","HVAC5F065-RH","HVAC5F065-RH","5F RH 1.17mm 65cm 0.038”\n"]
["15038","通用介入","10","10","造影导管","亲水型","/","/","已维护","国械注准20233030849","亲水涂层血管造影导管","亲水涂层血管造影导管","主要原材料为Pebax硫酸钡、色粉、热塑性聚氨酯（TPU）、聚酰胺（PA）、光固胶、瞬干胶、甲基苯丙酮、聚乙烯吡咯烷酮组成","上海瑛泰医疗器械股份有限公司","上海瑛泰医疗器械股份有限公司","C02070100400000092220000563","HVAC5F100-Cobra3","HVAC5F100-Cobra3","5F Cobra3 1.17mm 100cm 0.038”\n"]
["15038","通用介入","10","10","造影导管","亲水型","/","/","已维护","国械注准20233030849","亲水涂层血管造影导管","亲水涂层血管造影导管","主要原材料为Pebax硫酸钡、色粉、热塑性聚氨酯（TPU）、聚酰胺（PA）、光固胶、瞬干胶、甲基苯丙酮、聚乙烯吡咯烷酮组成","上海瑛泰医疗器械股份有限公司","上海瑛泰医疗器械股份有限公司","C02070100400000092220000564","HVAC7F080-MP2","HVAC7F080-MP2","7F Multipurpose2 1.62mm 80cm 0.038”\n"]
["15038","通用介入","10","10","造影导管","亲水型","/","/","已维护","国械注准20233030849","亲水涂层血管造影导管","亲水涂层血管造影导管","主要原材料为Pebax硫酸钡、色粉、热塑性聚氨酯（TPU）、聚酰胺（PA）、光固胶、瞬干胶、甲基苯丙酮、聚乙烯吡咯烷酮组成","上海瑛泰医疗器械股份有限公司","上海瑛泰医疗器械股份有限公司","C02070100400000092220000565","HVAC5F135-155PIG","HVAC5F135-155PIG","5F 155°PIG 1.17mm 135cm 0.038”\n"]
["15038","通用介入","10","10","造影导管","亲水型","/","/","已维护","国械注准20233030849","亲水涂层血管造影导管","亲水涂层血管造影导管","主要原材料为Pebax硫酸钡、色粉、热塑性聚氨酯（TPU）、聚酰胺（PA）、光固胶、瞬干胶、甲基苯丙酮、聚乙烯吡咯烷酮组成","上海瑛泰医疗器械股份有限公司","上海瑛泰医疗器械股份有限公司","C02070100400000092220000566","HVAC7F100-Son2","HVAC7F100-Son2","7F SonⅡ 1.62mm 100cm 0.038”\n"]
["15038","通用介入","10","10","造影导管","亲水型","/","/","已维护","国械注准20233030849","亲水涂层血管造影导管","亲水涂层血管造影导管","主要原材料为Pebax硫酸钡、色粉、热塑性聚氨酯（TPU）、聚酰胺（PA）、光固胶、瞬干胶、甲基苯丙酮、聚乙烯吡咯烷酮组成","上海瑛泰医疗器械股份有限公司","上海瑛泰医疗器械股份有限公司","C02070100400000092220000567","HVAC6F065-Cobra2","HVAC6F065-Cobra2","6F Cobra2 1.37mm 65cm 0.038”\n"]
["15038","通用介入","10","10","造影导管","亲水型","/","/","已维护","国械注准20233030849","亲水涂层血管造影导管","亲水涂层血管造影导管","主要原材料为Pebax硫酸钡、色粉、热塑性聚氨酯（TPU）、聚酰胺（PA）、光固胶、瞬干胶、甲基苯丙酮、聚乙烯吡咯烷酮组成","上海瑛泰医疗器械股份有限公司","上海瑛泰医疗器械股份有限公司","C02070100400000092220000568","HVAC6F110-145PIG","HVAC6F110-145PIG","6F 145°PIG 1.37mm 110cm 0.038”\n"]
["15038","通用介入","10","10","造影导管","亲水型","/","/","已维护","国械注准20233030849","亲水涂层血管造影导管","亲水涂层血管造影导管","主要原材料为Pebax硫酸钡、色粉、热塑性聚氨酯（TPU）、聚酰胺（PA）、光固胶、瞬干胶、甲基苯丙酮、聚乙烯吡咯烷酮组成","上海瑛泰医疗器械股份有限公司","上海瑛泰医疗器械股份有限公司","C02070100400000092220000569","HVAC4F065-Simmons2","HVAC4F065-Simmons2","4F Simmons2 1.07mm 65cm 0.038”\n"]
["15038","通用介入","10","10","造影导管","亲水型","/","/","已维护","国械注准20233030849","亲水涂层血管造影导管","亲水涂层血管造影导管","主要原材料为Pebax硫酸钡、色粉、热塑性聚氨酯（TPU）、聚酰胺（PA）、光固胶、瞬干胶、甲基苯丙酮、聚乙烯吡咯烷酮组成","上海瑛泰医疗器械股份有限公司","上海瑛泰医疗器械股份有限公司","C02070100400000092220000570","HVAC7F100-Davis","HVAC7F100-Davis","7F Davis 1.62mm 100cm 0.038”\n"]
["15038","通用介入","10","10","造影导管","亲水型","/","/","已维护","国械注准20233030849","亲水涂层血管造影导管","亲水涂层血管造影导管","主要原材料为Pebax硫酸钡、色粉、热塑性聚氨酯（TPU）、聚酰胺（PA）、光固胶、瞬干胶、甲基苯丙酮、聚乙烯吡咯烷酮组成","上海瑛泰医疗器械股份有限公司","上海瑛泰医疗器械股份有限公司","C02070100400000092220000571","HVAC6F100-Simmons1","HVAC6F100-Simmons1","6F Simmons1 1.37mm 100cm 0.038”\n"]
["15038","通用介入","10","10","造影导管","亲水型","/","/","已维护","国械注准20233030849","亲水涂层血管造影导管","亲水涂层血管造影导管","主要原材料为Pebax硫酸钡、色粉、热塑性聚氨酯（TPU）、聚酰胺（PA）、光固胶、瞬干胶、甲基苯丙酮、聚乙烯吡咯烷酮组成","上海瑛泰医疗器械股份有限公司","上海瑛泰医疗器械股份有限公司","C02070100400000092220000572","HVAC7F125-Hinck","HVAC7F125-Hinck","7F Hinck 1.62mm 125cm 0.038”\n"]
["15038","通用介入","10","10","造影导管","亲水型","/","/","已维护","国械注准20233030849","亲水涂层血管造影导管","亲水涂层血管造影导管","主要原材料为Pebax硫酸钡、色粉、热塑性聚氨酯（TPU）、聚酰胺（PA）、光固胶、瞬干胶、甲基苯丙酮、聚乙烯吡咯烷酮组成","上海瑛泰医疗器械股份有限公司","上海瑛泰医疗器械股份有限公司","C02070100400000092220000573","HVAC6F080-RH","HVAC6F080-RH","6F RH 1.37mm 80cm 0.038”\n"]
["15038","通用介入","10","10","造影导管","亲水型","/","/","已维护","国械注准20233030849","亲水涂层血管造影导管","亲水涂层血管造影导管","主要原材料为Pebax硫酸钡、色粉、热塑性聚氨酯（TPU）、聚酰胺（PA）、光固胶、瞬干胶、甲基苯丙酮、聚乙烯吡咯烷酮组成","上海瑛泰医疗器械股份有限公司","上海瑛泰医疗器械股份有限公司","C02070100400000092220000574","HVAC7F100-Son3W","HVAC7F100-Son3W","7F SonⅢW 1.62mm 100cm 0.038”\n"]
["15038","通用介入","10","10","造影导管","亲水型","/","/","已维护","国械注准20233030849","亲水涂层血管造影导管","亲水涂层血管造影导管","主要原材料为Pebax硫酸钡、色粉、热塑性聚氨酯（TPU）、聚酰胺（PA）、光固胶、瞬干胶、甲基苯丙酮、聚乙烯吡咯烷酮组成","上海瑛泰医疗器械股份有限公司","上海瑛泰医疗器械股份有限公司","C02070100400000092220000575","HVAC6F100-MPB2","HVAC6F100-MPB2","6F Multipurpose-B2 1.37mm 100cm 0.038”\n"]
["15038","通用介入","10","10","造影导管","亲水型","/","/","已维护","国械注准20233030849","亲水涂层血管造影导管","亲水涂层血管造影导管","主要原材料为Pebax硫酸钡、色粉、热塑性聚氨酯（TPU）、聚酰胺（PA）、光固胶、瞬干胶、甲基苯丙酮、聚乙烯吡咯烷酮组成","上海瑛泰医疗器械股份有限公司","上海瑛泰医疗器械股份有限公司","C02070100400000092220000576","HVAC6F125-Hinck","HVAC6F125-Hinck","6F Hinck 1.37mm 125cm 0.038”\n"]
["15038","通用介入","10","10","造影导管","亲水型","/","/","已维护","国械注准20233030849","亲水涂层血管造影导管","亲水涂层血管造影导管","主要原材料为Pebax硫酸钡、色粉、热塑性聚氨酯（TPU）、聚酰胺（PA）、光固胶、瞬干胶、甲基苯丙酮、聚乙烯吡咯烷酮组成","上海瑛泰医疗器械股份有限公司","上海瑛泰医疗器械股份有限公司","C02070100400000092220000577","HVAC7F100-Cobra2","HVAC7F100-Cobra2","7F Cobra2 1.62mm 100cm 0.038”\n"]
["15038","通用介入","10","10","造影导管","亲水型","/","/","已维护","国械注准20233030849","亲水涂层血管造影导管","亲水涂层血管造影导管","主要原材料为Pebax硫酸钡、色粉、热塑性聚氨酯（TPU）、聚酰胺（PA）、光固胶、瞬干胶、甲基苯丙酮、聚乙烯吡咯烷酮组成","上海瑛泰医疗器械股份有限公司","上海瑛泰医疗器械股份有限公司","C02070100400000092220000578","HVAC5F125-MP1","HVAC5F125-MP1","5F Multipurpose1 1.17mm 125cm 0.038”\n"]
["15038","通用介入","10","10","造影导管","亲水型","/","/","已维护","国械注准20233030849","亲水涂层血管造影导管","亲水涂层血管造影导管","主要原材料为Pebax硫酸钡、色粉、热塑性聚氨酯（TPU）、聚酰胺（PA）、光固胶、瞬干胶、甲基苯丙酮、聚乙烯吡咯烷酮组成","上海瑛泰医疗器械股份有限公司","上海瑛泰医疗器械股份有限公司","C02070100400000092220000579","HVAC7F100-H3","HVAC7F100-H3","7F Headhunter3 1.62mm 100cm 0.038”\n"]
["15038","通用介入","10","10","造影导管","亲水型","/","/","已维护","国械注准20233030849","亲水涂层血管造影导管","亲水涂层血管造影导管","主要原材料为Pebax硫酸钡、色粉、热塑性聚氨酯（TPU）、聚酰胺（PA）、光固胶、瞬干胶、甲基苯丙酮、聚乙烯吡咯烷酮组成","上海瑛泰医疗器械股份有限公司","上海瑛泰医疗器械股份有限公司","C02070100400000092220000580","HVAC7F125-145PIG","HVAC7F125-145PIG","7F 145°PIG 1.62mm 125cm 0.038”\n"]
["15038","通用介入","10","10","造影导管","亲水型","/","/","已维护","国械注准20233030849","亲水涂层血管造影导管","亲水涂层血管造影导管","主要原材料为Pebax硫酸钡、色粉、热塑性聚氨酯（TPU）、聚酰胺（PA）、光固胶、瞬干胶、甲基苯丙酮、聚乙烯吡咯烷酮组成","上海瑛泰医疗器械股份有限公司","上海瑛泰医疗器械股份有限公司","C02070100400000092220000581","HVAC4F110-PIG","HVAC4F110-PIG","4F PIG 1.07mm 110cm 0.038”\n"]
["15038","通用介入","10","10","造影导管","亲水型","/","/","已维护","国械注准20233030849","亲水涂层血管造影导管","亲水涂层血管造影导管","主要原材料为Pebax硫酸钡、色粉、热塑性聚氨酯（TPU）、聚酰胺（PA）、光固胶、瞬干胶、甲基苯丙酮、聚乙烯吡咯烷酮组成","上海瑛泰医疗器械股份有限公司","上海瑛泰医疗器械股份有限公司","C02070100400000092220000582","HVAC6F080-MPA1","HVAC6F080-MPA1","6F Multipurpose-A1 1.37mm 80cm 0.038”\n"]
["15038","通用介入","10","10","造影导管","亲水型","/","/","已维护","国械注准20233030849","亲水涂层血管造影导管","亲水涂层血管造影导管","主要原材料为Pebax硫酸钡、色粉、热塑性聚氨酯（TPU）、聚酰胺（PA）、光固胶、瞬干胶、甲基苯丙酮、聚乙烯吡咯烷酮组成","上海瑛泰医疗器械股份有限公司","上海瑛泰医疗器械股份有限公司","C02070100400000092220000583","HVAC6F125-Cobra2","HVAC6F125-Cobra2","6F Cobra2 1.37mm 125cm 0.038”\n"]
["15038","通用介入","10","10","造影导管","亲水型","/","/","已维护","国械注准20233030849","亲水涂层血管造影导管","亲水涂层血管造影导管","主要原材料为Pebax硫酸钡、色粉、热塑性聚氨酯（TPU）、聚酰胺（PA）、光固胶、瞬干胶、甲基苯丙酮、聚乙烯吡咯烷酮组成","上海瑛泰医疗器械股份有限公司","上海瑛泰医疗器械股份有限公司","C02070100400000092220000584","HVAC7F080-TIG","HVAC7F080-TIG","7F TIG 1.62mm 80cm 0.038”\n"]
["15038","通用介入","10","10","造影导管","亲水型","/","/","已维护","国械注准20233030849","亲水涂层血管造影导管","亲水涂层血管造影导管","主要原材料为Pebax硫酸钡、色粉、热塑性聚氨酯（TPU）、聚酰胺（PA）、光固胶、瞬干胶、甲基苯丙酮、聚乙烯吡咯烷酮组成","上海瑛泰医疗器械股份有限公司","上海瑛泰医疗器械股份有限公司","C02070100400000092220000585","HVAC6F100-Cobra1","HVAC6F100-Cobra1","6F Cobra1 1.37mm 100cm 0.038”\n"]
["15038","通用介入","10","10","造影导管","亲水型","/","/","已维护","国械注准20233030849","亲水涂层血管造影导管","亲水涂层血管造影导管","主要原材料为Pebax硫酸钡、色粉、热塑性聚氨酯（TPU）、聚酰胺（PA）、光固胶、瞬干胶、甲基苯丙酮、聚乙烯吡咯烷酮组成","上海瑛泰医疗器械股份有限公司","上海瑛泰医疗器械股份有限公司","C02070100400000092220000586","HVAC6F125-Simmons2","HVAC6F125-Simmons2","6F Simmons2 1.37mm 125cm 0.038”\n"]
["15038","通用介入","10","10","造影导管","亲水型","/","/","已维护","国械注准20233030849","亲水涂层血管造影导管","亲水涂层血管造影导管","主要原材料为Pebax硫酸钡、色粉、热塑性聚氨酯（TPU）、聚酰胺（PA）、光固胶、瞬干胶、甲基苯丙酮、聚乙烯吡咯烷酮组成","上海瑛泰医疗器械股份有限公司","上海瑛泰医疗器械股份有限公司","C02070100400000092220000587","HVAC7F100-CBL","HVAC7F100-CBL","7F CBL 1.62mm 100cm 0.038”\n"]
["15038","通用介入","10","10","造影导管","亲水型","/","/","已维护","国械注准20233030849","亲水涂层血管造影导管","亲水涂层血管造影导管","主要原材料为Pebax硫酸钡、色粉、热塑性聚氨酯（TPU）、聚酰胺（PA）、光固胶、瞬干胶、甲基苯丙酮、聚乙烯吡咯烷酮组成","上海瑛泰医疗器械股份有限公司","上海瑛泰医疗器械股份有限公司","C02070100400000092220000588","HVAC6F125-Cobra1","HVAC6F125-Cobra1","6F Cobra1 1.37mm 125cm 0.038”\n"]
["15038","通用介入","10","10","造影导管","亲水型","/","/","已维护","国械注准20233030849","亲水涂层血管造影导管","亲水涂层血管造影导管","主要原材料为Pebax硫酸钡、色粉、热塑性聚氨酯（TPU）、聚酰胺（PA）、光固胶、瞬干胶、甲基苯丙酮、聚乙烯吡咯烷酮组成","上海瑛泰医疗器械股份有限公司","上海瑛泰医疗器械股份有限公司","C02070100400000092220000589","HVAC4F065-Rim","HVAC4F065-Rim","4F RIM 1.07mm 65cm 0.038”\n"]
["15038","通用介入","10","10","造影导管","亲水型","/","/","已维护","国械注准20233030849","亲水涂层血管造影导管","亲水涂层血管造影导管","主要原材料为Pebax硫酸钡、色粉、热塑性聚氨酯（TPU）、聚酰胺（PA）、光固胶、瞬干胶、甲基苯丙酮、聚乙烯吡咯烷酮组成","上海瑛泰医疗器械股份有限公司","上海瑛泰医疗器械股份有限公司","C02070100400000092220000590","HVAC5F100-IM","HVAC5F100-IM","5F IM 1.17mm 100cm 0.038”\n"]
["15038","通用介入","10","10","造影导管","亲水型","/","/","已维护","国械注准20233030849","亲水涂层血管造影导管","亲水涂层血管造影导管","主要原材料为Pebax硫酸钡、色粉、热塑性聚氨酯（TPU）、聚酰胺（PA）、光固胶、瞬干胶、甲基苯丙酮、聚乙烯吡咯烷酮组成","上海瑛泰医疗器械股份有限公司","上海瑛泰医疗器械股份有限公司","C02070100400000092220000591","HVAC6F100-RLG","HVAC6F100-RLG","6F RLG 1.37mm 100cm 0.038”\n"]
["15038","通用介入","10","10","造影导管","亲水型","/","/","已维护","国械注准20233030849","亲水涂层血管造影导管","亲水涂层血管造影导管","主要原材料为Pebax硫酸钡、色粉、热塑性聚氨酯（TPU）、聚酰胺（PA）、光固胶、瞬干胶、甲基苯丙酮、聚乙烯吡咯烷酮组成","上海瑛泰医疗器械股份有限公司","上海瑛泰医疗器械股份有限公司","C02070100400000092220000592","HVAC4F100-Rim","HVAC4F100-Rim","4F RIM 1.07mm 100cm 0.038”\n"]
["15038","通用介入","10","10","造影导管","亲水型","/","/","已维护","国械注准20233030849","亲水涂层血管造影导管","亲水涂层血管造影导管","主要原材料为Pebax硫酸钡、色粉、热塑性聚氨酯（TPU）、聚酰胺（PA）、光固胶、瞬干胶、甲基苯丙酮、聚乙烯吡咯烷酮组成","上海瑛泰医疗器械股份有限公司","上海瑛泰医疗器械股份有限公司","C02070100400000092220000593","HVAC5F125-TIG","HVAC5F125-TIG","5F TIG 1.17mm 125cm 0.038”\n"]
["15038","通用介入","10","10","造影导管","亲水型","/","/","已维护","国械注准20233030849","亲水涂层血管造影导管","亲水涂层血管造影导管","主要原材料为Pebax硫酸钡、色粉、热塑性聚氨酯（TPU）、聚酰胺（PA）、光固胶、瞬干胶、甲基苯丙酮、聚乙烯吡咯烷酮组成","上海瑛泰医疗器械股份有限公司","上海瑛泰医疗器械股份有限公司","C02070100400000092220000594","HVAC5F100-Davis","HVAC5F100-Davis","5F Davis 1.17mm 100cm 0.038”\n"]
["15038","通用介入","10","10","造影导管","亲水型","/","/","已维护","国械注准20233030849","亲水涂层血管造影导管","亲水涂层血管造影导管","主要原材料为Pebax硫酸钡、色粉、热塑性聚氨酯（TPU）、聚酰胺（PA）、光固胶、瞬干胶、甲基苯丙酮、聚乙烯吡咯烷酮组成","上海瑛泰医疗器械股份有限公司","上海瑛泰医疗器械股份有限公司","C02070100400000092220000595","HVAC6F125-MP2","HVAC6F125-MP2","6F Multipurpose2 1.37mm 125cm 0.038”\n"]
["15038","通用介入","10","10","造影导管","亲水型","/","/","已维护","国械注准20233030849","亲水涂层血管造影导管","亲水涂层血管造影导管","主要原材料为Pebax硫酸钡、色粉、热塑性聚氨酯（TPU）、聚酰胺（PA）、光固胶、瞬干胶、甲基苯丙酮、聚乙烯吡咯烷酮组成","上海瑛泰医疗器械股份有限公司","上海瑛泰医疗器械股份有限公司","C02070100400000092220000596","HVAC5F060-RLG","HVAC5F060-RLG","5F RLG 1.17mm 60cm 0.038”\n"]
["15038","通用介入","10","10","造影导管","亲水型","/","/","已维护","国械注准20233030849","亲水涂层血管造影导管","亲水涂层血管造影导管","主要原材料为Pebax硫酸钡、色粉、热塑性聚氨酯（TPU）、聚酰胺（PA）、光固胶、瞬干胶、甲基苯丙酮、聚乙烯吡咯烷酮组成","上海瑛泰医疗器械股份有限公司","上海瑛泰医疗器械股份有限公司","C02070100400000092220000597","HVAC4F100-NIH","HVAC4F100-NIH","4F NIH 1.07mm 100cm 0.038”\n"]
["15038","通用介入","10","10","造影导管","亲水型","/","/","已维护","国械注准20233030849","亲水涂层血管造影导管","亲水涂层血管造影导管","主要原材料为Pebax硫酸钡、色粉、热塑性聚氨酯（TPU）、聚酰胺（PA）、光固胶、瞬干胶、甲基苯丙酮、聚乙烯吡咯烷酮组成","上海瑛泰医疗器械股份有限公司","上海瑛泰医疗器械股份有限公司","C02070100400000092220000598","HVAC5F100-CBL","HVAC5F100-CBL","5F CBL 1.17mm 100cm 0.038”\n"]
["15038","通用介入","10","10","造影导管","亲水型","/","/","已维护","国械注准20233030849","亲水涂层血管造影导管","亲水涂层血管造影导管","主要原材料为Pebax硫酸钡、色粉、热塑性聚氨酯（TPU）、聚酰胺（PA）、光固胶、瞬干胶、甲基苯丙酮、聚乙烯吡咯烷酮组成","上海瑛泰医疗器械股份有限公司","上海瑛泰医疗器械股份有限公司","C02070100400000092220000599","HVAC4F100-Simmons2","HVAC4F100-Simmons2","4F Simmons2 1.07mm 100cm 0.038”\n"]
["15038","通用介入","10","10","造影导管","亲水型","/","/","已维护","国械注准20233030849","亲水涂层血管造影导管","亲水涂层血管造影导管","主要原材料为Pebax硫酸钡、色粉、热塑性聚氨酯（TPU）、聚酰胺（PA）、光固胶、瞬干胶、甲基苯丙酮、聚乙烯吡咯烷酮组成","上海瑛泰医疗器械股份有限公司","上海瑛泰医疗器械股份有限公司","C02070100400000092220000600","HVAC7F125-155PIG","HVAC7F125-155PIG","7F 155°PIG 1.62mm 125cm 0.038”\n"]
["15038","通用介入","10","10","造影导管","亲水型","/","/","已维护","国械注准20233030849","亲水涂层血管造影导管","亲水涂层血管造影导管","主要原材料为Pebax硫酸钡、色粉、热塑性聚氨酯（TPU）、聚酰胺（PA）、光固胶、瞬干胶、甲基苯丙酮、聚乙烯吡咯烷酮组成","上海瑛泰医疗器械股份有限公司","上海瑛泰医疗器械股份有限公司","C02070100400000092220000601","HVAC4F125-MP3","HVAC4F125-MP3","4F Multipurpose3 1.07mm 125cm 0.038”\n"]
["15038","通用介入","10","10","造影导管","亲水型","/","/","已维护","国械注准20233030849","亲水涂层血管造影导管","亲水涂层血管造影导管","主要原材料为Pebax硫酸钡、色粉、热塑性聚氨酯（TPU）、聚酰胺（PA）、光固胶、瞬干胶、甲基苯丙酮、聚乙烯吡咯烷酮组成","上海瑛泰医疗器械股份有限公司","上海瑛泰医疗器械股份有限公司","C02070100400000092220000602","HVAC6F100-Simmons3","HVAC6F100-Simmons3","6F Simmons3 1.37mm 100cm 0.038”\n"]
["15038","通用介入","10","10","造影导管","亲水型","/","/","已维护","国械注准20233030849","亲水涂层血管造影导管","亲水涂层血管造影导管","主要原材料为Pebax硫酸钡、色粉、热塑性聚氨酯（TPU）、聚酰胺（PA）、光固胶、瞬干胶、甲基苯丙酮、聚乙烯吡咯烷酮组成","上海瑛泰医疗器械股份有限公司","上海瑛泰医疗器械股份有限公司","C02070100400000092220000603","HVAC6F065-Rim","HVAC6F065-Rim","6F RIM 1.37mm 65cm 0.038”\n"]
["15038","通用介入","10","10","造影导管","亲水型","/","/","已维护","国械注准20233030849","亲水涂层血管造影导管","亲水涂层血管造影导管","主要原材料为Pebax硫酸钡、色粉、热塑性聚氨酯（TPU）、聚酰胺（PA）、光固胶、瞬干胶、甲基苯丙酮、聚乙烯吡咯烷酮组成","上海瑛泰医疗器械股份有限公司","上海瑛泰医疗器械股份有限公司","C02070100400000092220000604","HVAC6F065-Cobra3","HVAC6F065-Cobra3","6F Cobra3 1.37mm 65cm 0.038”\n"]
["15038","通用介入","10","10","造影导管","亲水型","/","/","已维护","国械注准20233030849","亲水涂层血管造影导管","亲水涂层血管造影导管","主要原材料为Pebax硫酸钡、色粉、热塑性聚氨酯（TPU）、聚酰胺（PA）、光固胶、瞬干胶、甲基苯丙酮、聚乙烯吡咯烷酮组成","上海瑛泰医疗器械股份有限公司","上海瑛泰医疗器械股份有限公司","C02070100400000092220000605","HVAC5F100-Simmons2","HVAC5F100-Simmons2","5F Simmons2 1.17mm 100cm 0.038”\n"]
["15038","通用介入","10","10","造影导管","亲水型","/","/","已维护","国械注准20233030849","亲水涂层血管造影导管","亲水涂层血管造影导管","主要原材料为Pebax硫酸钡、色粉、热塑性聚氨酯（TPU）、聚酰胺（PA）、光固胶、瞬干胶、甲基苯丙酮、聚乙烯吡咯烷酮组成","上海瑛泰医疗器械股份有限公司","上海瑛泰医疗器械股份有限公司","C02070100400000092220000606","HVAC4F125-PIG","HVAC4F125-PIG","4F PIG 1.07mm 125cm 0.038”\n"]
["15038","通用介入","10","10","造影导管","亲水型","/","/","已维护","国械注准20233030849","亲水涂层血管造影导管","亲水涂层血管造影导管","主要原材料为Pebax硫酸钡、色粉、热塑性聚氨酯（TPU）、聚酰胺（PA）、光固胶、瞬干胶、甲基苯丙酮、聚乙烯吡咯烷酮组成","上海瑛泰医疗器械股份有限公司","上海瑛泰医疗器械股份有限公司","C02070100400000092220000607","HVAC7F110-PIG","HVAC7F110-PIG","7F PIG 1.62mm 110cm 0.038”\n"]
["15038","通用介入","10","10","造影导管","亲水型","/","/","已维护","国械注准20233030849","亲水涂层血管造影导管","亲水涂层血管造影导管","主要原材料为Pebax硫酸钡、色粉、热塑性聚氨酯（TPU）、聚酰胺（PA）、光固胶、瞬干胶、甲基苯丙酮、聚乙烯吡咯烷酮组成","上海瑛泰医疗器械股份有限公司","上海瑛泰医疗器械股份有限公司","C02070100400000092220000608","HVAC4F080-TIG","HVAC4F080-TIG","4F TIG 1.07mm 80cm 0.038”\n"]
["15038","通用介入","10","10","造影导管","亲水型","/","/","已维护","国械注准20233030849","亲水涂层血管造影导管","亲水涂层血管造影导管","主要原材料为Pebax硫酸钡、色粉、热塑性聚氨酯（TPU）、聚酰胺（PA）、光固胶、瞬干胶、甲基苯丙酮、聚乙烯吡咯烷酮组成","上海瑛泰医疗器械股份有限公司","上海瑛泰医疗器械股份有限公司","C02070100400000092220000609","HVAC6F065-RH","HVAC6F065-RH","6F RH 1.37mm 65cm 0.038”\n"]
["15038","通用介入","10","10","造影导管","亲水型","/","/","已维护","国械注准20233030849","亲水涂层血管造影导管","亲水涂层血管造影导管","主要原材料为Pebax硫酸钡、色粉、热塑性聚氨酯（TPU）、聚酰胺（PA）、光固胶、瞬干胶、甲基苯丙酮、聚乙烯吡咯烷酮组成","上海瑛泰医疗器械股份有限公司","上海瑛泰医疗器械股份有限公司","C02070100400000092220000610","HVAC6F100-H3","HVAC6F100-H3","6F Headhunter3 1.37mm 100cm 0.038”\n"]
["15038","通用介入","10","10","造影导管","亲水型","/","/","已维护","国械注准20233030849","亲水涂层血管造影导管","亲水涂层血管造影导管","主要原材料为Pebax硫酸钡、色粉、热塑性聚氨酯（TPU）、聚酰胺（PA）、光固胶、瞬干胶、甲基苯丙酮、聚乙烯吡咯烷酮组成","上海瑛泰医疗器械股份有限公司","上海瑛泰医疗器械股份有限公司","C02070100400000092220000611","HVAC7F065-Simmons1","HVAC7F065-Simmons1","7F Simmons1 1.62mm 65cm 0.038”\n"]
["15038","通用介入","10","10","造影导管","亲水型","/","/","已维护","国械注准20233030849","亲水涂层血管造影导管","亲水涂层血管造影导管","主要原材料为Pebax硫酸钡、色粉、热塑性聚氨酯（TPU）、聚酰胺（PA）、光固胶、瞬干胶、甲基苯丙酮、聚乙烯吡咯烷酮组成","上海瑛泰医疗器械股份有限公司","上海瑛泰医疗器械股份有限公司","C02070100400000092220000612","HVAC7F100-RLG","HVAC7F100-RLG","7F RLG 1.62mm 100cm 0.038”\n"]
["15038","通用介入","10","10","造影导管","亲水型","/","/","已维护","国械注准20233030849","亲水涂层血管造影导管","亲水涂层血管造影导管","主要原材料为Pebax硫酸钡、色粉、热塑性聚氨酯（TPU）、聚酰胺（PA）、光固胶、瞬干胶、甲基苯丙酮、聚乙烯吡咯烷酮组成","上海瑛泰医疗器械股份有限公司","上海瑛泰医疗器械股份有限公司","C02070100400000092220000613","HVAC4F100-Son2W","HVAC4F100-Son2W","4F SonⅡW 1.07mm 100cm 0.038”\n"]
["15038","通用介入","10","10","造影导管","亲水型","/","/","已维护","国械注准20233030849","亲水涂层血管造影导管","亲水涂层血管造影导管","主要原材料为Pebax硫酸钡、色粉、热塑性聚氨酯（TPU）、聚酰胺（PA）、光固胶、瞬干胶、甲基苯丙酮、聚乙烯吡咯烷酮组成","上海瑛泰医疗器械股份有限公司","上海瑛泰医疗器械股份有限公司","C02070100400000092220000614","HVAC6F100-CBL","HVAC6F100-CBL","6F CBL 1.37mm 100cm 0.038”\n"]
["15038","通用介入","10","10","造影导管","亲水型","/","/","已维护","国械注准20233030849","亲水涂层血管造影导管","亲水涂层血管造影导管","主要原材料为Pebax硫酸钡、色粉、热塑性聚氨酯（TPU）、聚酰胺（PA）、光固胶、瞬干胶、甲基苯丙酮、聚乙烯吡咯烷酮组成","上海瑛泰医疗器械股份有限公司","上海瑛泰医疗器械股份有限公司","C02070100400000092220000615","HVAC7F100-MP1","HVAC7F100-MP1","7F Multipurpose1 1.62mm 100cm 0.038”\n"]
["15038","通用介入","10","10","造影导管","亲水型","/","/","已维护","国械注准20233030849","亲水涂层血管造影导管","亲水涂层血管造影导管","主要原材料为Pebax硫酸钡、色粉、热塑性聚氨酯（TPU）、聚酰胺（PA）、光固胶、瞬干胶、甲基苯丙酮、聚乙烯吡咯烷酮组成","上海瑛泰医疗器械股份有限公司","上海瑛泰医疗器械股份有限公司","C02070100400000092220000616","HVAC7F080-Yashiro","HVAC7F080-Yashiro","7F YASHIRO 1.62mm 80cm 0.038”\n"]
["15038","通用介入","10","10","造影导管","亲水型","/","/","已维护","国械注准20233030849","亲水涂层血管造影导管","亲水涂层血管造影导管","主要原材料为Pebax硫酸钡、色粉、热塑性聚氨酯（TPU）、聚酰胺（PA）、光固胶、瞬干胶、甲基苯丙酮、聚乙烯吡咯烷酮组成","上海瑛泰医疗器械股份有限公司","上海瑛泰医疗器械股份有限公司","C02070100400000092220000617","HVAC7F065-Rim","HVAC7F065-Rim","7F RIM 1.62mm 65cm 0.038”\n"]
["15038","通用介入","10","10","造影导管","亲水型","/","/","已维护","国械注准20233030849","亲水涂层血管造影导管","亲水涂层血管造影导管","主要原材料为Pebax硫酸钡、色粉、热塑性聚氨酯（TPU）、聚酰胺（PA）、光固胶、瞬干胶、甲基苯丙酮、聚乙烯吡咯烷酮组成","上海瑛泰医疗器械股份有限公司","上海瑛泰医疗器械股份有限公司","C02070100400000092220000618","HVAC7F125-Cobra3","HVAC7F125-Cobra3","7F Cobra3 1.62mm 125cm 0.038”\n"]
["15038","通用介入","10","10","造影导管","亲水型","/","/","已维护","国械注准20233030849","亲水涂层血管造影导管","亲水涂层血管造影导管","主要原材料为Pebax硫酸钡、色粉、热塑性聚氨酯（TPU）、聚酰胺（PA）、光固胶、瞬干胶、甲基苯丙酮、聚乙烯吡咯烷酮组成","上海瑛泰医疗器械股份有限公司","上海瑛泰医疗器械股份有限公司","C02070100400000092220000619","HVAC4F080-Cobra3","HVAC4F080-Cobra3","4F Cobra3 1.07mm 80cm 0.038”\n"]
["15038","通用介入","10","10","造影导管","亲水型","/","/","已维护","国械注准20233030849","亲水涂层血管造影导管","亲水涂层血管造影导管","主要原材料为Pebax硫酸钡、色粉、热塑性聚氨酯（TPU）、聚酰胺（PA）、光固胶、瞬干胶、甲基苯丙酮、聚乙烯吡咯烷酮组成","上海瑛泰医疗器械股份有限公司","上海瑛泰医疗器械股份有限公司","C02070100400000092220000620","HVAC5F100-MPB1","HVAC5F100-MPB1","5F Multipurpose-B1 1.17mm 100cm 0.038”\n"]
["15038","通用介入","10","10","造影导管","亲水型","/","/","已维护","国械注准20233030849","亲水涂层血管造影导管","亲水涂层血管造影导管","主要原材料为Pebax硫酸钡、色粉、热塑性聚氨酯（TPU）、聚酰胺（PA）、光固胶、瞬干胶、甲基苯丙酮、聚乙烯吡咯烷酮组成","上海瑛泰医疗器械股份有限公司","上海瑛泰医疗器械股份有限公司","C02070100400000092220000621","HVAC4F100-Son3W","HVAC4F100-Son3W","4F SonⅢW 1.07mm 100cm 0.038”\n"]
["15038","通用介入","10","10","造影导管","亲水型","/","/","已维护","国械注准20233030849","亲水涂层血管造影导管","亲水涂层血管造影导管","主要原材料为Pebax硫酸钡、色粉、热塑性聚氨酯（TPU）、聚酰胺（PA）、光固胶、瞬干胶、甲基苯丙酮、聚乙烯吡咯烷酮组成","上海瑛泰医疗器械股份有限公司","上海瑛泰医疗器械股份有限公司","C02070100400000092220000622","HVAC4F125-Cobra2","HVAC4F125-Cobra2","4F Cobra2 1.07mm 125cm 0.038”\n"]
["15038","通用介入","10","10","造影导管","亲水型","/","/","已维护","国械注准20233030849","亲水涂层血管造影导管","亲水涂层血管造影导管","主要原材料为Pebax硫酸钡、色粉、热塑性聚氨酯（TPU）、聚酰胺（PA）、光固胶、瞬干胶、甲基苯丙酮、聚乙烯吡咯烷酮组成","上海瑛泰医疗器械股份有限公司","上海瑛泰医疗器械股份有限公司","C02070100400000092220000623","HVAC4F135-Cobra2","HVAC4F135-Cobra2","4F Cobra2 1.07mm 135cm 0.038”\n"]
["15038","通用介入","10","10","造影导管","亲水型","/","/","已维护","国械注准20233030849","亲水涂层血管造影导管","亲水涂层血管造影导管","主要原材料为Pebax硫酸钡、色粉、热塑性聚氨酯（TPU）、聚酰胺（PA）、光固胶、瞬干胶、甲基苯丙酮、聚乙烯吡咯烷酮组成","上海瑛泰医疗器械股份有限公司","上海瑛泰医疗器械股份有限公司","C02070100400000092220000624","HVAC4F100-Simmons3","HVAC4F100-Simmons3","4F Simmons3 1.07mm 100cm 0.038”\n"]
["15038","通用介入","10","10","造影导管","亲水型","/","/","已维护","国械注准20233030849","亲水涂层血管造影导管","亲水涂层血管造影导管","主要原材料为Pebax硫酸钡、色粉、热塑性聚氨酯（TPU）、聚酰胺（PA）、光固胶、瞬干胶、甲基苯丙酮、聚乙烯吡咯烷酮组成","上海瑛泰医疗器械股份有限公司","上海瑛泰医疗器械股份有限公司","C02070100400000092220000625","HVAC5F100-Son2","HVAC5F100-Son2","5F SonⅡ 1.17mm 100cm 0.038”\n"]
["15038","通用介入","10","10","造影导管","亲水型","/","/","已维护","国械注准20233030849","亲水涂层血管造影导管","亲水涂层血管造影导管","主要原材料为Pebax硫酸钡、色粉、热塑性聚氨酯（TPU）、聚酰胺（PA）、光固胶、瞬干胶、甲基苯丙酮、聚乙烯吡咯烷酮组成","上海瑛泰医疗器械股份有限公司","上海瑛泰医疗器械股份有限公司","C02070100400000092220000626","HVAC4F080-Simmons1","HVAC4F080-Simmons1","4F Simmons1 1.07mm 80cm 0.038”\n"]
["15038","通用介入","10","10","造影导管","亲水型","/","/","已维护","国械注准20233030849","亲水涂层血管造影导管","亲水涂层血管造影导管","主要原材料为Pebax硫酸钡、色粉、热塑性聚氨酯（TPU）、聚酰胺（PA）、光固胶、瞬干胶、甲基苯丙酮、聚乙烯吡咯烷酮组成","上海瑛泰医疗器械股份有限公司","上海瑛泰医疗器械股份有限公司","C02070100400000092220000627","HVAC6F080-Yashiro","HVAC6F080-Yashiro","6F YASHIRO 1.37mm 80cm 0.038”\n"]
["15038","通用介入","10","10","造影导管","亲水型","/","/","已维护","国械注准20233030849","亲水涂层血管造影导管","亲水涂层血管造影导管","主要原材料为Pebax硫酸钡、色粉、热塑性聚氨酯（TPU）、聚酰胺（PA）、光固胶、瞬干胶、甲基苯丙酮、聚乙烯吡咯烷酮组成","上海瑛泰医疗器械股份有限公司","上海瑛泰医疗器械股份有限公司","C02070100400000092220000628","HVAC4F125-TIG","HVAC4F125-TIG","4F TIG 1.07mm 125cm 0.038”\n"]
["15038","通用介入","10","10","造影导管","亲水型","/","/","已维护","国械注准20233030849","亲水涂层血管造影导管","亲水涂层血管造影导管","主要原材料为Pebax硫酸钡、色粉、热塑性聚氨酯（TPU）、聚酰胺（PA）、光固胶、瞬干胶、甲基苯丙酮、聚乙烯吡咯烷酮组成","上海瑛泰医疗器械股份有限公司","上海瑛泰医疗器械股份有限公司","C02070100400000092220000629","HVAC7F100-Cobra3","HVAC7F100-Cobra3","7F Cobra3 1.62mm 100cm 0.038”\n"]
["15038","通用介入","10","10","造影导管","亲水型","/","/","已维护","国械注准20233030849","亲水涂层血管造影导管","亲水涂层血管造影导管","主要原材料为Pebax硫酸钡、色粉、热塑性聚氨酯（TPU）、聚酰胺（PA）、光固胶、瞬干胶、甲基苯丙酮、聚乙烯吡咯烷酮组成","上海瑛泰医疗器械股份有限公司","上海瑛泰医疗器械股份有限公司","C02070100400000092220000630","HVAC6F100-MPA2","HVAC6F100-MPA2","6F Multipurpose-A2 1.37mm 100cm 0.038”\n"]
["15038","通用介入","10","10","造影导管","亲水型","/","/","已维护","国械注准20233030849","亲水涂层血管造影导管","亲水涂层血管造影导管","主要原材料为Pebax硫酸钡、色粉、热塑性聚氨酯（TPU）、聚酰胺（PA）、光固胶、瞬干胶、甲基苯丙酮、聚乙烯吡咯烷酮组成","上海瑛泰医疗器械股份有限公司","上海瑛泰医疗器械股份有限公司","C02070100400000092220000631","HVAC5F080-Yashiro","HVAC5F080-Yashiro","5F YASHIRO 1.17mm 80cm 0.038”\n"]
["15038","通用介入","10","10","造影导管","亲水型","/","/","已维护","国械注准20233030849","亲水涂层血管造影导管","亲水涂层血管造影导管","主要原材料为Pebax硫酸钡、色粉、热塑性聚氨酯（TPU）、聚酰胺（PA）、光固胶、瞬干胶、甲基苯丙酮、聚乙烯吡咯烷酮组成","上海瑛泰医疗器械股份有限公司","上海瑛泰医疗器械股份有限公司","C02070100400000092220000632","HVAC7F110-145PIG","HVAC7F110-145PIG","7F 145°PIG 1.62mm 110cm 0.038”\n"]
["15038","通用介入","10","10","造影导管","亲水型","/","/","已维护","国械注准20233030849","亲水涂层血管造影导管","亲水涂层血管造影导管","主要原材料为Pebax硫酸钡、色粉、热塑性聚氨酯（TPU）、聚酰胺（PA）、光固胶、瞬干胶、甲基苯丙酮、聚乙烯吡咯烷酮组成","上海瑛泰医疗器械股份有限公司","上海瑛泰医疗器械股份有限公司","C02070100400000092220000633","HVAC7F100-Renal","HVAC7F100-Renal","7F Renal 1.62mm 100cm 0.038”\n"]
["15038","通用介入","10","10","造影导管","亲水型","/","/","已维护","国械注准20233030849","亲水涂层血管造影导管","亲水涂层血管造影导管","主要原材料为Pebax硫酸钡、色粉、热塑性聚氨酯（TPU）、聚酰胺（PA）、光固胶、瞬干胶、甲基苯丙酮、聚乙烯吡咯烷酮组成","上海瑛泰医疗器械股份有限公司","上海瑛泰医疗器械股份有限公司","C02070100400000092220000634","HVAC7F040-RLG","HVAC7F040-RLG","7F RLG 1.62mm 40cm 0.038”\n"]
["15038","通用介入","10","10","造影导管","亲水型","/","/","已维护","国械注准20233030849","亲水涂层血管造影导管","亲水涂层血管造影导管","主要原材料为Pebax硫酸钡、色粉、热塑性聚氨酯（TPU）、聚酰胺（PA）、光固胶、瞬干胶、甲基苯丙酮、聚乙烯吡咯烷酮组成","上海瑛泰医疗器械股份有限公司","上海瑛泰医疗器械股份有限公司","C02070100400000092220000635","HVAC5F100-Cobra1","HVAC5F100-Cobra1","5F Cobra1 1.17mm 100cm 0.038”\n"]
["15038","通用介入","10","10","造影导管","亲水型","/","/","已维护","国械注准20233030849","亲水涂层血管造影导管","亲水涂层血管造影导管","主要原材料为Pebax硫酸钡、色粉、热塑性聚氨酯（TPU）、聚酰胺（PA）、光固胶、瞬干胶、甲基苯丙酮、聚乙烯吡咯烷酮组成","上海瑛泰医疗器械股份有限公司","上海瑛泰医疗器械股份有限公司","C02070100400000092220000636","HVAC5F125-VTK","HVAC5F125-VTK","5F VTK 1.17mm 125cm 0.038”\n"]
["15038","通用介入","10","10","造影导管","亲水型","/","/","已维护","国械注准20233030849","亲水涂层血管造影导管","亲水涂层血管造影导管","主要原材料为Pebax硫酸钡、色粉、热塑性聚氨酯（TPU）、聚酰胺（PA）、光固胶、瞬干胶、甲基苯丙酮、聚乙烯吡咯烷酮组成","上海瑛泰医疗器械股份有限公司","上海瑛泰医疗器械股份有限公司","C02070100400000092220000637","HVAC5F080-Cobra2","HVAC5F080-Cobra2","5F Cobra2 1.17mm 80cm 0.038”\n"]
["15038","通用介入","10","10","造影导管","亲水型","/","/","已维护","国械注准20233030849","亲水涂层血管造影导管","亲水涂层血管造影导管","主要原材料为Pebax硫酸钡、色粉、热塑性聚氨酯（TPU）、聚酰胺（PA）、光固胶、瞬干胶、甲基苯丙酮、聚乙烯吡咯烷酮组成","上海瑛泰医疗器械股份有限公司","上海瑛泰医疗器械股份有限公司","C02070100400000092220000638","HVAC4F080-Yashiro","HVAC4F080-Yashiro","4F YASHIRO 1.07mm 80cm 0.038”\n"]
["15038","通用介入","10","10","造影导管","亲水型","/","/","已维护","国械注准20233030849","亲水涂层血管造影导管","亲水涂层血管造影导管","主要原材料为Pebax硫酸钡、色粉、热塑性聚氨酯（TPU）、聚酰胺（PA）、光固胶、瞬干胶、甲基苯丙酮、聚乙烯吡咯烷酮组成","上海瑛泰医疗器械股份有限公司","上海瑛泰医疗器械股份有限公司","C02070100400000092220000639","HVAC6F100-MP3","HVAC6F100-MP3","6F Multipurpose3 1.37mm 100cm 0.038”\n"]
["15038","通用介入","10","10","造影导管","亲水型","/","/","已维护","国械注准20233030849","亲水涂层血管造影导管","亲水涂层血管造影导管","主要原材料为Pebax硫酸钡、色粉、热塑性聚氨酯（TPU）、聚酰胺（PA）、光固胶、瞬干胶、甲基苯丙酮、聚乙烯吡咯烷酮组成","上海瑛泰医疗器械股份有限公司","上海瑛泰医疗器械股份有限公司","C02070100400000092220000640","HVAC5F100-VTK","HVAC5F100-VTK","5F VTK 1.17mm 100cm 0.038”\n"]
["15038","通用介入","10","10","造影导管","亲水型","/","/","已维护","国械注准20233030849","亲水涂层血管造影导管","亲水涂层血管造影导管","主要原材料为Pebax硫酸钡、色粉、热塑性聚氨酯（TPU）、聚酰胺（PA）、光固胶、瞬干胶、甲基苯丙酮、聚乙烯吡咯烷酮组成","上海瑛泰医疗器械股份有限公司","上海瑛泰医疗器械股份有限公司","C02070100400000092220000641","HVAC5F125-Simmons2","HVAC5F125-Simmons2","5F Simmons2 1.17mm 125cm 0.038”\n"]
["15038","通用介入","10","10","造影导管","亲水型","/","/","已维护","国械注准20233030849","亲水涂层血管造影导管","亲水涂层血管造影导管","主要原材料为Pebax硫酸钡、色粉、热塑性聚氨酯（TPU）、聚酰胺（PA）、光固胶、瞬干胶、甲基苯丙酮、聚乙烯吡咯烷酮组成","上海瑛泰医疗器械股份有限公司","上海瑛泰医疗器械股份有限公司","C02070100400000092220000642","HVAC5F100-MP3","HVAC5F100-MP3","5F Multipurpose3 1.17mm 100cm 0.038”\n"]
["15038","通用介入","10","10","造影导管","亲水型","/","/","已维护","国械注准20233030849","亲水涂层血管造影导管","亲水涂层血管造影导管","主要原材料为Pebax硫酸钡、色粉、热塑性聚氨酯（TPU）、聚酰胺（PA）、光固胶、瞬干胶、甲基苯丙酮、聚乙烯吡咯烷酮组成","上海瑛泰医疗器械股份有限公司","上海瑛泰医疗器械股份有限公司","C02070100400000092220000643","HVAC7F100-MPA2","HVAC7F100-MPA2","7F Multipurpose-A2 1.62mm 100cm 0.038”\n"]
["15038","通用介入","10","10","造影导管","亲水型","/","/","已维护","国械注准20233030849","亲水涂层血管造影导管","亲水涂层血管造影导管","主要原材料为Pebax硫酸钡、色粉、热塑性聚氨酯（TPU）、聚酰胺（PA）、光固胶、瞬干胶、甲基苯丙酮、聚乙烯吡咯烷酮组成","上海瑛泰医疗器械股份有限公司","上海瑛泰医疗器械股份有限公司","C02070100400000092220000644","HVAC7F065-MPA1","HVAC7F065-MPA1","7F Multipurpose-A1 1.62mm 65cm 0.038”\n"]
["15038","通用介入","10","10","造影导管","亲水型","/","/","已维护","国械注准20233030849","亲水涂层血管造影导管","亲水涂层血管造影导管","主要原材料为Pebax硫酸钡、色粉、热塑性聚氨酯（TPU）、聚酰胺（PA）、光固胶、瞬干胶、甲基苯丙酮、聚乙烯吡咯烷酮组成","上海瑛泰医疗器械股份有限公司","上海瑛泰医疗器械股份有限公司","C02070100400000092220000645","HVAC4F100-Davis","HVAC4F100-Davis","4F Davis 1.07mm 100cm 0.038”\n"]
["15038","通用介入","10","10","造影导管","亲水型","/","/","已维护","国械注准20233030849","亲水涂层血管造影导管","亲水涂层血管造影导管","主要原材料为Pebax硫酸钡、色粉、热塑性聚氨酯（TPU）、聚酰胺（PA）、光固胶、瞬干胶、甲基苯丙酮、聚乙烯吡咯烷酮组成","上海瑛泰医疗器械股份有限公司","上海瑛泰医疗器械股份有限公司","C02070100400000092220000646","HVAC7F135-VER","HVAC7F135-VER","7F VER 1.62mm 135cm 0.038”\n"]
["15038","通用介入","10","10","造影导管","亲水型","/","/","已维护","国械注准20233030849","亲水涂层血管造影导管","亲水涂层血管造影导管","主要原材料为Pebax硫酸钡、色粉、热塑性聚氨酯（TPU）、聚酰胺（PA）、光固胶、瞬干胶、甲基苯丙酮、聚乙烯吡咯烷酮组成","上海瑛泰医疗器械股份有限公司","上海瑛泰医疗器械股份有限公司","C02070100400000092220000647","HVAC4F100-Son1W","HVAC4F100-Son1W","4F SonⅠW 1.07mm 100cm 0.038”\n"]
["15038","通用介入","10","10","造影导管","亲水型","/","/","已维护","国械注准20233030849","亲水涂层血管造影导管","亲水涂层血管造影导管","主要原材料为Pebax硫酸钡、色粉、热塑性聚氨酯（TPU）、聚酰胺（PA）、光固胶、瞬干胶、甲基苯丙酮、聚乙烯吡咯烷酮组成","上海瑛泰医疗器械股份有限公司","上海瑛泰医疗器械股份有限公司","C02070100400000092220000648","HVAC5F100-RH","HVAC5F100-RH","5F RH 1.17mm 100cm 0.038”\n"]
["15038","通用介入","10","10","造影导管","亲水型","/","/","已维护","国械注准20233030849","亲水涂层血管造影导管","亲水涂层血管造影导管","主要原材料为Pebax硫酸钡、色粉、热塑性聚氨酯（TPU）、聚酰胺（PA）、光固胶、瞬干胶、甲基苯丙酮、聚乙烯吡咯烷酮组成","上海瑛泰医疗器械股份有限公司","上海瑛泰医疗器械股份有限公司","C02070100400000092220000649","HVAC7F080-Cobra1","HVAC7F080-Cobra1","7F Cobra1 1.62mm 80cm 0.038”\n"]
["15038","通用介入","10","10","造影导管","亲水型","/","/","已维护","国械注准20233030849","亲水涂层血管造影导管","亲水涂层血管造影导管","主要原材料为Pebax硫酸钡、色粉、热塑性聚氨酯（TPU）、聚酰胺（PA）、光固胶、瞬干胶、甲基苯丙酮、聚乙烯吡咯烷酮组成","上海瑛泰医疗器械股份有限公司","上海瑛泰医疗器械股份有限公司","C02070100400000092220000650","HVAC4F080-Cobra2","HVAC4F080-Cobra2","4F Cobra2 1.07mm 80cm 0.038”\n"]
["15038","通用介入","10","10","造影导管","亲水型","/","/","已维护","国械注准20233030849","亲水涂层血管造影导管","亲水涂层血管造影导管","主要原材料为Pebax硫酸钡、色粉、热塑性聚氨酯（TPU）、聚酰胺（PA）、光固胶、瞬干胶、甲基苯丙酮、聚乙烯吡咯烷酮组成","上海瑛泰医疗器械股份有限公司","上海瑛泰医疗器械股份有限公司","C02070100400000092220000651","HVAC6F100-RUC","HVAC6F100-RUC","6F RUC 1.37mm 100cm 0.038”\n"]
["15038","通用介入","10","10","造影导管","亲水型","/","/","已维护","国械注准20233030849","亲水涂层血管造影导管","亲水涂层血管造影导管","主要原材料为Pebax硫酸钡、色粉、热塑性聚氨酯（TPU）、聚酰胺（PA）、光固胶、瞬干胶、甲基苯丙酮、聚乙烯吡咯烷酮组成","上海瑛泰医疗器械股份有限公司","上海瑛泰医疗器械股份有限公司","C02070100400000092220000652","HVAC5F100-RUC","HVAC5F100-RUC","5F RUC 1.17mm 100cm 0.038”\n"]
["15038","通用介入","10","10","造影导管","亲水型","/","/","已维护","国械注准20233030849","亲水涂层血管造影导管","亲水涂层血管造影导管","主要原材料为Pebax硫酸钡、色粉、热塑性聚氨酯（TPU）、聚酰胺（PA）、光固胶、瞬干胶、甲基苯丙酮、聚乙烯吡咯烷酮组成","上海瑛泰医疗器械股份有限公司","上海瑛泰医疗器械股份有限公司","C02070100400000092220000653","HVAC7F065-Cobra2","HVAC7F065-Cobra2","7F Cobra2 1.62mm 65cm 0.038”\n"]
["15038","通用介入","10","10","造影导管","亲水型","/","/","已维护","国械注准20233030849","亲水涂层血管造影导管","亲水涂层血管造影导管","主要原材料为Pebax硫酸钡、色粉、热塑性聚氨酯（TPU）、聚酰胺（PA）、光固胶、瞬干胶、甲基苯丙酮、聚乙烯吡咯烷酮组成","上海瑛泰医疗器械股份有限公司","上海瑛泰医疗器械股份有限公司","C02070100400000092220000654","HVAC7F125-MP3","HVAC7F125-MP3","7F Multipurpose3 1.62mm 125cm 0.038”\n"]
["15038","通用介入","10","10","造影导管","亲水型","/","/","已维护","国械注准20233030849","亲水涂层血管造影导管","亲水涂层血管造影导管","主要原材料为Pebax硫酸钡、色粉、热塑性聚氨酯（TPU）、聚酰胺（PA）、光固胶、瞬干胶、甲基苯丙酮、聚乙烯吡咯烷酮组成","上海瑛泰医疗器械股份有限公司","上海瑛泰医疗器械股份有限公司","C02070100400000092220000655","HVAC7F100-Hinck","HVAC7F100-Hinck","7F Hinck 1.62mm 100cm 0.038”\n"]
["15038","通用介入","10","10","造影导管","亲水型","/","/","已维护","国械注准20233030849","亲水涂层血管造影导管","亲水涂层血管造影导管","主要原材料为Pebax硫酸钡、色粉、热塑性聚氨酯（TPU）、聚酰胺（PA）、光固胶、瞬干胶、甲基苯丙酮、聚乙烯吡咯烷酮组成","上海瑛泰医疗器械股份有限公司","上海瑛泰医疗器械股份有限公司","C02070100400000092220000656","HVAC7F100-Son2W","HVAC7F100-Son2W","7F SonⅡW 1.62mm 100cm 0.038”\n"]
["15038","通用介入","10","10","造影导管","亲水型","/","/","已维护","国械注准20233030849","亲水涂层血管造影导管","亲水涂层血管造影导管","主要原材料为Pebax硫酸钡、色粉、热塑性聚氨酯（TPU）、聚酰胺（PA）、光固胶、瞬干胶、甲基苯丙酮、聚乙烯吡咯烷酮组成","上海瑛泰医疗器械股份有限公司","上海瑛泰医疗器械股份有限公司","C02070100400000092220000657","HVAC6F125-Cobra3","HVAC6F125-Cobra3","6F Cobra3 1.37mm 125cm 0.038”\n"]
["15038","通用介入","10","10","造影导管","亲水型","/","/","已维护","国械注准20233030849","亲水涂层血管造影导管","亲水涂层血管造影导管","主要原材料为Pebax硫酸钡、色粉、热塑性聚氨酯（TPU）、聚酰胺（PA）、光固胶、瞬干胶、甲基苯丙酮、聚乙烯吡咯烷酮组成","上海瑛泰医疗器械股份有限公司","上海瑛泰医疗器械股份有限公司","C02070100400000092220000658","HVAC7F125-Simmons2","HVAC7F125-Simmons2","7F Simmons2 1.62mm 125cm 0.038”\n"]
["15038","通用介入","10","10","造影导管","亲水型","/","/","已维护","国械注准20233030849","亲水涂层血管造影导管","亲水涂层血管造影导管","主要原材料为Pebax硫酸钡、色粉、热塑性聚氨酯（TPU）、聚酰胺（PA）、光固胶、瞬干胶、甲基苯丙酮、聚乙烯吡咯烷酮组成","上海瑛泰医疗器械股份有限公司","上海瑛泰医疗器械股份有限公司","C02070100400000092220000659","HVAC5F080-Cobra3","HVAC5F080-Cobra3","5F Cobra3 1.17mm 80cm 0.038”\n"]
["15038","通用介入","10","10","造影导管","亲水型","/","/","已维护","国械注准20233030849","亲水涂层血管造影导管","亲水涂层血管造影导管","主要原材料为Pebax硫酸钡、色粉、热塑性聚氨酯（TPU）、聚酰胺（PA）、光固胶、瞬干胶、甲基苯丙酮、聚乙烯吡咯烷酮组成","上海瑛泰医疗器械股份有限公司","上海瑛泰医疗器械股份有限公司","C02070100400000092220000660","HVAC6F100-MPB1","HVAC6F100-MPB1","6F Multipurpose-B1 1.37mm 100cm 0.038”\n"]
["15038","通用介入","10","10","造影导管","亲水型","/","/","已维护","国械注准20233030849","亲水涂层血管造影导管","亲水涂层血管造影导管","主要原材料为Pebax硫酸钡、色粉、热塑性聚氨酯（TPU）、聚酰胺（PA）、光固胶、瞬干胶、甲基苯丙酮、聚乙烯吡咯烷酮组成","上海瑛泰医疗器械股份有限公司","上海瑛泰医疗器械股份有限公司","C02070100400000092220000661","HVAC6F100-H1","HVAC6F100-H1","6F Headhunter1 1.37mm 100cm 0.038”\n"]
["15038","通用介入","10","10","造影导管","亲水型","/","/","已维护","国械注准20233030849","亲水涂层血管造影导管","亲水涂层血管造影导管","主要原材料为Pebax硫酸钡、色粉、热塑性聚氨酯（TPU）、聚酰胺（PA）、光固胶、瞬干胶、甲基苯丙酮、聚乙烯吡咯烷酮组成","上海瑛泰医疗器械股份有限公司","上海瑛泰医疗器械股份有限公司","C02070100400000092220000662","HVAC4F080-MP3","HVAC4F080-MP3","4F Multipurpose3 1.07mm 80cm 0.038”\n"]
["15038","通用介入","10","10","造影导管","亲水型","/","/","已维护","国械注准20233030849","亲水涂层血管造影导管","亲水涂层血管造影导管","主要原材料为Pebax硫酸钡、色粉、热塑性聚氨酯（TPU）、聚酰胺（PA）、光固胶、瞬干胶、甲基苯丙酮、聚乙烯吡咯烷酮组成","上海瑛泰医疗器械股份有限公司","上海瑛泰医疗器械股份有限公司","C02070100400000092220000663","HVAC7F125-TIG","HVAC7F125-TIG","7F TIG 1.62mm 125cm 0.038”\n"]
["15038","通用介入","10","10","造影导管","亲水型","/","/","已维护","国械注准20233030849","亲水涂层血管造影导管","亲水涂层血管造影导管","主要原材料为Pebax硫酸钡、色粉、热塑性聚氨酯（TPU）、聚酰胺（PA）、光固胶、瞬干胶、甲基苯丙酮、聚乙烯吡咯烷酮组成","上海瑛泰医疗器械股份有限公司","上海瑛泰医疗器械股份有限公司","C02070100400000092220000664","HVAC7F100-TIG","HVAC7F100-TIG","7F TIG 1.62mm 100cm 0.038”\n"]
["15038","通用介入","10","10","造影导管","亲水型","/","/","已维护","国械注准20233030849","亲水涂层血管造影导管","亲水涂层血管造影导管","主要原材料为Pebax硫酸钡、色粉、热塑性聚氨酯（TPU）、聚酰胺（PA）、光固胶、瞬干胶、甲基苯丙酮、聚乙烯吡咯烷酮组成","上海瑛泰医疗器械股份有限公司","上海瑛泰医疗器械股份有限公司","C02070100400000092220000665","HVAC5F125-MPA1","HVAC5F125-MPA1","5F Multipurpose-A1 1.17mm 125cm 0.038”\n"]
["15038","通用介入","10","10","造影导管","亲水型","/","/","已维护","国械注准20233030849","亲水涂层血管造影导管","亲水涂层血管造影导管","主要原材料为Pebax硫酸钡、色粉、热塑性聚氨酯（TPU）、聚酰胺（PA）、光固胶、瞬干胶、甲基苯丙酮、聚乙烯吡咯烷酮组成","上海瑛泰医疗器械股份有限公司","上海瑛泰医疗器械股份有限公司","C02070100400000092220000666","HVAC4F080-RH","HVAC4F080-RH","4F RH 1.07mm 80cm 0.038”\n"]
["15038","通用介入","10","10","造影导管","亲水型","/","/","已维护","国械注准20233030849","亲水涂层血管造影导管","亲水涂层血管造影导管","主要原材料为Pebax硫酸钡、色粉、热塑性聚氨酯（TPU）、聚酰胺（PA）、光固胶、瞬干胶、甲基苯丙酮、聚乙烯吡咯烷酮组成","上海瑛泰医疗器械股份有限公司","上海瑛泰医疗器械股份有限公司","C02070100400000092220000667","HVAC4F125-Simmons2","HVAC4F125-Simmons2","4F Simmons2 1.07mm 125cm 0.038”\n"]
["15038","通用介入","10","10","造影导管","亲水型","/","/","已维护","国械注准20233030849","亲水涂层血管造影导管","亲水涂层血管造影导管","主要原材料为Pebax硫酸钡、色粉、热塑性聚氨酯（TPU）、聚酰胺（PA）、光固胶、瞬干胶、甲基苯丙酮、聚乙烯吡咯烷酮组成","上海瑛泰医疗器械股份有限公司","上海瑛泰医疗器械股份有限公司","C02070100400000092220000668","HVAC6F080-MP1","HVAC6F080-MP1","6F Multipurpose1 1.37mm 80cm 0.038”\n"]
["15038","通用介入","10","10","造影导管","亲水型","/","/","已维护","国械注准20233030849","亲水涂层血管造影导管","亲水涂层血管造影导管","主要原材料为Pebax硫酸钡、色粉、热塑性聚氨酯（TPU）、聚酰胺（PA）、光固胶、瞬干胶、甲基苯丙酮、聚乙烯吡咯烷酮组成","上海瑛泰医疗器械股份有限公司","上海瑛泰医疗器械股份有限公司","C02070100400000092220000669","HVAC6F110-PIG","HVAC6F110-PIG","6F PIG 1.37mm 110cm 0.038”\n"]
["15038","通用介入","10","10","造影导管","亲水型","/","/","已维护","国械注准20233030849","亲水涂层血管造影导管","亲水涂层血管造影导管","主要原材料为Pebax硫酸钡、色粉、热塑性聚氨酯（TPU）、聚酰胺（PA）、光固胶、瞬干胶、甲基苯丙酮、聚乙烯吡咯烷酮组成","上海瑛泰医疗器械股份有限公司","上海瑛泰医疗器械股份有限公司","C02070100400000092220000670","HVAC6F135-Cobra2","HVAC6F135-Cobra2","6F Cobra2 1.37mm 135cm 0.038”\n"]
["15038","通用介入","10","10","造影导管","亲水型","/","/","已维护","国械注准20233030849","亲水涂层血管造影导管","亲水涂层血管造影导管","主要原材料为Pebax硫酸钡、色粉、热塑性聚氨酯（TPU）、聚酰胺（PA）、光固胶、瞬干胶、甲基苯丙酮、聚乙烯吡咯烷酮组成","上海瑛泰医疗器械股份有限公司","上海瑛泰医疗器械股份有限公司","C02070100400000092220000671","HVAC5F100-Son1","HVAC5F100-Son1","5F SonⅠ 1.17mm 100cm 0.038”\n"]
["15038","通用介入","10","10","造影导管","亲水型","/","/","已维护","国械注准20233030849","亲水涂层血管造影导管","亲水涂层血管造影导管","主要原材料为Pebax硫酸钡、色粉、热塑性聚氨酯（TPU）、聚酰胺（PA）、光固胶、瞬干胶、甲基苯丙酮、聚乙烯吡咯烷酮组成","上海瑛泰医疗器械股份有限公司","上海瑛泰医疗器械股份有限公司","C02070100400000092220000672","HVAC6F080-Cobra1","HVAC6F080-Cobra1","6F Cobra1 1.37mm 80cm 0.038”\n"]
["15038","通用介入","10","10","造影导管","亲水型","/","/","已维护","国械注准20233030849","亲水涂层血管造影导管","亲水涂层血管造影导管","主要原材料为Pebax硫酸钡、色粉、热塑性聚氨酯（TPU）、聚酰胺（PA）、光固胶、瞬干胶、甲基苯丙酮、聚乙烯吡咯烷酮组成","上海瑛泰医疗器械股份有限公司","上海瑛泰医疗器械股份有限公司","C02070100400000092220000673","HVAC4F100-VTK","HVAC4F100-VTK","4F VTK 1.07mm 100cm 0.038”\n"]
["15038","通用介入","10","10","造影导管","亲水型","/","/","已维护","国械注准20233030849","亲水涂层血管造影导管","亲水涂层血管造影导管","主要原材料为Pebax硫酸钡、色粉、热塑性聚氨酯（TPU）、聚酰胺（PA）、光固胶、瞬干胶、甲基苯丙酮、聚乙烯吡咯烷酮组成","上海瑛泰医疗器械股份有限公司","上海瑛泰医疗器械股份有限公司","C02070100400000092220000674","HVAC6F135-VER","HVAC6F135-VER","6F VER 1.37mm 135cm 0.038”\n"]
["15038","通用介入","10","10","造影导管","亲水型","/","/","已维护","国械注准20233030849","亲水涂层血管造影导管","亲水涂层血管造影导管","主要原材料为Pebax硫酸钡、色粉、热塑性聚氨酯（TPU）、聚酰胺（PA）、光固胶、瞬干胶、甲基苯丙酮、聚乙烯吡咯烷酮组成","上海瑛泰医疗器械股份有限公司","上海瑛泰医疗器械股份有限公司","C02070100400000092220000675","HVAC7F100-RH","HVAC7F100-RH","7F RH 1.62mm 100cm 0.038”\n"]
["15038","通用介入","10","10","造影导管","亲水型","/","/","已维护","国械注准20233030849","亲水涂层血管造影导管","亲水涂层血管造影导管","主要原材料为Pebax硫酸钡、色粉、热塑性聚氨酯（TPU）、聚酰胺（PA）、光固胶、瞬干胶、甲基苯丙酮、聚乙烯吡咯烷酮组成","上海瑛泰医疗器械股份有限公司","上海瑛泰医疗器械股份有限公司","C02070100400000092220000676","HVAC4F125-145PIG","HVAC4F125-145PIG","4F 145°PIG 1.07mm 125cm 0.038”\n"]
["15038","通用介入","10","10","造影导管","亲水型","/","/","已维护","国械注准20233030849","亲水涂层血管造影导管","亲水涂层血管造影导管","主要原材料为Pebax硫酸钡、色粉、热塑性聚氨酯（TPU）、聚酰胺（PA）、光固胶、瞬干胶、甲基苯丙酮、聚乙烯吡咯烷酮组成","上海瑛泰医疗器械股份有限公司","上海瑛泰医疗器械股份有限公司","C02070100400000092220000677","HVAC7F125-VER","HVAC7F125-VER","7F VER 1.62mm 125cm 0.038”\n"]
["15038","通用介入","10","10","造影导管","亲水型","/","/","已维护","国械注准20233030849","亲水涂层血管造影导管","亲水涂层血管造影导管","主要原材料为Pebax硫酸钡、色粉、热塑性聚氨酯（TPU）、聚酰胺（PA）、光固胶、瞬干胶、甲基苯丙酮、聚乙烯吡咯烷酮组成","上海瑛泰医疗器械股份有限公司","上海瑛泰医疗器械股份有限公司","C02070100400000092220000678","HVAC5F100-Yashiro","HVAC5F100-Yashiro","5F YASHIRO 1.17mm 100cm 0.038”\n"]
["15038","通用介入","10","10","造影导管","亲水型","/","/","已维护","国械注准20233030849","亲水涂层血管造影导管","亲水涂层血管造影导管","主要原材料为Pebax硫酸钡、色粉、热塑性聚氨酯（TPU）、聚酰胺（PA）、光固胶、瞬干胶、甲基苯丙酮、聚乙烯吡咯烷酮组成","上海瑛泰医疗器械股份有限公司","上海瑛泰医疗器械股份有限公司","C02070100400000092220000679","HVAC4F080-MPA1","HVAC4F080-MPA1","4F Multipurpose-A1 1.07mm 80cm 0.038”\n"]
["15038","通用介入","10","10","造影导管","亲水型","/","/","已维护","国械注准20233030849","亲水涂层血管造影导管","亲水涂层血管造影导管","主要原材料为Pebax硫酸钡、色粉、热塑性聚氨酯（TPU）、聚酰胺（PA）、光固胶、瞬干胶、甲基苯丙酮、聚乙烯吡咯烷酮组成","上海瑛泰医疗器械股份有限公司","上海瑛泰医疗器械股份有限公司","C02070100400000092220000680","HVAC5F125-Cobra1","HVAC5F125-Cobra1","5F Cobra1 1.17mm 125cm 0.038”\n"]
["15038","通用介入","10","10","造影导管","亲水型","/","/","已维护","国械注准20233030849","亲水涂层血管造影导管","亲水涂层血管造影导管","主要原材料为Pebax硫酸钡、色粉、热塑性聚氨酯（TPU）、聚酰胺（PA）、光固胶、瞬干胶、甲基苯丙酮、聚乙烯吡咯烷酮组成","上海瑛泰医疗器械股份有限公司","上海瑛泰医疗器械股份有限公司","C02070100400000092220000681","HVAC4F080-MP1","HVAC4F080-MP1","4F Multipurpose1 1.07mm 80cm 0.038”\n"]
["15038","通用介入","10","10","造影导管","亲水型","/","/","已维护","国械注准20233030849","亲水涂层血管造影导管","亲水涂层血管造影导管","主要原材料为Pebax硫酸钡、色粉、热塑性聚氨酯（TPU）、聚酰胺（PA）、光固胶、瞬干胶、甲基苯丙酮、聚乙烯吡咯烷酮组成","上海瑛泰医疗器械股份有限公司","上海瑛泰医疗器械股份有限公司","C02070100400000092220000682","HVAC4F080-MP2","HVAC4F080-MP2","4F Multipurpose2 1.07mm 80cm 0.038”\n"]
["15038","通用介入","10","10","造影导管","亲水型","/","/","已维护","国械注准20233030849","亲水涂层血管造影导管","亲水涂层血管造影导管","主要原材料为Pebax硫酸钡、色粉、热塑性聚氨酯（TPU）、聚酰胺（PA）、光固胶、瞬干胶、甲基苯丙酮、聚乙烯吡咯烷酮组成","上海瑛泰医疗器械股份有限公司","上海瑛泰医疗器械股份有限公司","C02070100400000092220000683","HVAC7F125-VTK","HVAC7F125-VTK","7F VTK 1.62mm 125cm 0.038”\n"]
["15038","通用介入","10","10","造影导管","亲水型","/","/","已维护","国械注准20233030849","亲水涂层血管造影导管","亲水涂层血管造影导管","主要原材料为Pebax硫酸钡、色粉、热塑性聚氨酯（TPU）、聚酰胺（PA）、光固胶、瞬干胶、甲基苯丙酮、聚乙烯吡咯烷酮组成","上海瑛泰医疗器械股份有限公司","上海瑛泰医疗器械股份有限公司","C02070100400000092220000684","HVAC4F100-H3","HVAC4F100-H3","4F Headhunter3 1.07mm 100cm 0.038”\n"]
["15038","通用介入","10","10","造影导管","亲水型","/","/","已维护","国械注准20233030849","亲水涂层血管造影导管","亲水涂层血管造影导管","主要原材料为Pebax硫酸钡、色粉、热塑性聚氨酯（TPU）、聚酰胺（PA）、光固胶、瞬干胶、甲基苯丙酮、聚乙烯吡咯烷酮组成","上海瑛泰医疗器械股份有限公司","上海瑛泰医疗器械股份有限公司","C02070100400000092220000685","HVAC6F100-Son3W","HVAC6F100-Son3W","6F SonⅢW 1.37mm 100cm 0.038”\n"]
["15038","通用介入","10","10","造影导管","亲水型","/","/","已维护","国械注准20233030849","亲水涂层血管造影导管","亲水涂层血管造影导管","主要原材料为Pebax硫酸钡、色粉、热塑性聚氨酯（TPU）、聚酰胺（PA）、光固胶、瞬干胶、甲基苯丙酮、聚乙烯吡咯烷酮组成","上海瑛泰医疗器械股份有限公司","上海瑛泰医疗器械股份有限公司","C02070100400000092220000686","HVAC5F100-MP","HVAC5F100-MP","5F MP 1.17mm 100cm 0.038”\n"]
["15038","通用介入","10","10","造影导管","亲水型","/","/","已维护","国械注准20233030849","亲水涂层血管造影导管","亲水涂层血管造影导管","主要原材料为Pebax硫酸钡、色粉、热塑性聚氨酯（TPU）、聚酰胺（PA）、光固胶、瞬干胶、甲基苯丙酮、聚乙烯吡咯烷酮组成","上海瑛泰医疗器械股份有限公司","上海瑛泰医疗器械股份有限公司","C02070100400000092220000687","HVAC5F100-VER","HVAC5F100-VER","5F VER 1.17mm 100cm 0.038”\n"]
["15038","通用介入","10","10","造影导管","亲水型","/","/","已维护","国械注准20233030849","亲水涂层血管造影导管","亲水涂层血管造影导管","主要原材料为Pebax硫酸钡、色粉、热塑性聚氨酯（TPU）、聚酰胺（PA）、光固胶、瞬干胶、甲基苯丙酮、聚乙烯吡咯烷酮组成","上海瑛泰医疗器械股份有限公司","上海瑛泰医疗器械股份有限公司","C02070100400000092220000688","HVAC7F100-MP","HVAC7F100-MP","7F MP 1.62mm 100cm 0.038”\n"]
["15038","通用介入","10","10","造影导管","亲水型","/","/","已维护","国械注准20233030849","亲水涂层血管造影导管","亲水涂层血管造影导管","主要原材料为Pebax硫酸钡、色粉、热塑性聚氨酯（TPU）、聚酰胺（PA）、光固胶、瞬干胶、甲基苯丙酮、聚乙烯吡咯烷酮组成","上海瑛泰医疗器械股份有限公司","上海瑛泰医疗器械股份有限公司","C02070100400000092220000689","HVAC7F125-PIG","HVAC7F125-PIG","7F PIG 1.62mm 125cm 0.038”\n"]
["15038","通用介入","10","10","造影导管","亲水型","/","/","已维护","国械注准20233030849","亲水涂层血管造影导管","亲水涂层血管造影导管","主要原材料为Pebax硫酸钡、色粉、热塑性聚氨酯（TPU）、聚酰胺（PA）、光固胶、瞬干胶、甲基苯丙酮、聚乙烯吡咯烷酮组成","上海瑛泰医疗器械股份有限公司","上海瑛泰医疗器械股份有限公司","C02070100400000092220000690","HVAC4F065-Simmons1","HVAC4F065-Simmons1","4F Simmons1 1.07mm 65cm 0.038”\n"]
["15038","通用介入","10","10","造影导管","亲水型","/","/","已维护","国械注准20233030849","亲水涂层血管造影导管","亲水涂层血管造影导管","主要原材料为Pebax硫酸钡、色粉、热塑性聚氨酯（TPU）、聚酰胺（PA）、光固胶、瞬干胶、甲基苯丙酮、聚乙烯吡咯烷酮组成","上海瑛泰医疗器械股份有限公司","上海瑛泰医疗器械股份有限公司","C02070100400000092220000691","HVAC5F080-Simmons2","HVAC5F080-Simmons2","5F Simmons2 1.17mm 80cm 0.038”\n"]
["15038","通用介入","10","10","造影导管","亲水型","/","/","已维护","国械注准20233030849","亲水涂层血管造影导管","亲水涂层血管造影导管","主要原材料为Pebax硫酸钡、色粉、热塑性聚氨酯（TPU）、聚酰胺（PA）、光固胶、瞬干胶、甲基苯丙酮、聚乙烯吡咯烷酮组成","上海瑛泰医疗器械股份有限公司","上海瑛泰医疗器械股份有限公司","C02070100400000092220000692","HVAC6F100-Renal","HVAC6F100-Renal","6F Renal 1.37mm 100cm 0.038”\n"]
["15038","通用介入","10","10","造影导管","亲水型","/","/","已维护","国械注准20233030849","亲水涂层血管造影导管","亲水涂层血管造影导管","主要原材料为Pebax硫酸钡、色粉、热塑性聚氨酯（TPU）、聚酰胺（PA）、光固胶、瞬干胶、甲基苯丙酮、聚乙烯吡咯烷酮组成","上海瑛泰医疗器械股份有限公司","上海瑛泰医疗器械股份有限公司","C02070100400000092220000693","HVAC7F100-H1","HVAC7F100-H1","7F Headhunter1 1.62mm 100cm 0.038”\n"]
["15038","通用介入","10","10","造影导管","亲水型","/","/","已维护","国械注准20233030849","亲水涂层血管造影导管","亲水涂层血管造影导管","主要原材料为Pebax硫酸钡、色粉、热塑性聚氨酯（TPU）、聚酰胺（PA）、光固胶、瞬干胶、甲基苯丙酮、聚乙烯吡咯烷酮组成","上海瑛泰医疗器械股份有限公司","上海瑛泰医疗器械股份有限公司","C02070100400000092220000694","HVAC4F125-VTK","HVAC4F125-VTK","4F VTK 1.07mm 125cm 0.038”\n"]
["15038","通用介入","10","10","造影导管","亲水型","/","/","已维护","国械注准20233030849","亲水涂层血管造影导管","亲水涂层血管造影导管","主要原材料为Pebax硫酸钡、色粉、热塑性聚氨酯（TPU）、聚酰胺（PA）、光固胶、瞬干胶、甲基苯丙酮、聚乙烯吡咯烷酮组成","上海瑛泰医疗器械股份有限公司","上海瑛泰医疗器械股份有限公司","C02070100400000092220000695","HVAC7F100-MP2","HVAC7F100-MP2","7F Multipurpose2 1.62mm 100cm 0.038”\n"]
["15038","通用介入","10","10","造影导管","亲水型","/","/","已维护","国械注准20233030849","亲水涂层血管造影导管","亲水涂层血管造影导管","主要原材料为Pebax硫酸钡、色粉、热塑性聚氨酯（TPU）、聚酰胺（PA）、光固胶、瞬干胶、甲基苯丙酮、聚乙烯吡咯烷酮组成","上海瑛泰医疗器械股份有限公司","上海瑛泰医疗器械股份有限公司","C02070100400000092220000696","HVAC6F100-Son2W","HVAC6F100-Son2W","6F SonⅡW 1.37mm 100cm 0.038”\n"]
["15038","通用介入","10","10","造影导管","亲水型","/","/","已维护","国械注准20233030849","亲水涂层血管造影导管","亲水涂层血管造影导管","主要原材料为Pebax硫酸钡、色粉、热塑性聚氨酯（TPU）、聚酰胺（PA）、光固胶、瞬干胶、甲基苯丙酮、聚乙烯吡咯烷酮组成","上海瑛泰医疗器械股份有限公司","上海瑛泰医疗器械股份有限公司","C02070100400000092220000697","HVAC6F065-Davis","HVAC6F065-Davis","6F Davis 1.37mm 65cm 0.038”\n"]
["15038","通用介入","10","10","造影导管","亲水型","/","/","已维护","国械注准20233030849","亲水涂层血管造影导管","亲水涂层血管造影导管","主要原材料为Pebax硫酸钡、色粉、热塑性聚氨酯（TPU）、聚酰胺（PA）、光固胶、瞬干胶、甲基苯丙酮、聚乙烯吡咯烷酮组成","上海瑛泰医疗器械股份有限公司","上海瑛泰医疗器械股份有限公司","C02070100400000092220000698","HVAC6F100-Yashiro","HVAC6F100-Yashiro","6F YASHIRO 1.37mm 100cm 0.038”\n"]
["15038","通用介入","10","10","造影导管","亲水型","/","/","已维护","国械注准20233030849","亲水涂层血管造影导管","亲水涂层血管造影导管","主要原材料为Pebax硫酸钡、色粉、热塑性聚氨酯（TPU）、聚酰胺（PA）、光固胶、瞬干胶、甲基苯丙酮、聚乙烯吡咯烷酮组成","上海瑛泰医疗器械股份有限公司","上海瑛泰医疗器械股份有限公司","C02070100400000092220000699","HVAC6F080-Cobra3","HVAC6F080-Cobra3","6F Cobra3 1.37mm 80cm 0.038”\n"]
["15038","通用介入","10","10","造影导管","亲水型","/","/","已维护","国械注准20233030849","亲水涂层血管造影导管","亲水涂层血管造影导管","主要原材料为Pebax硫酸钡、色粉、热塑性聚氨酯（TPU）、聚酰胺（PA）、光固胶、瞬干胶、甲基苯丙酮、聚乙烯吡咯烷酮组成","上海瑛泰医疗器械股份有限公司","上海瑛泰医疗器械股份有限公司","C02070100400000092220000700","HVAC7F100-Simmons1","HVAC7F100-Simmons1","7F Simmons1 1.62mm 100cm 0.038”\n"]
["15038","通用介入","10","10","造影导管","亲水型","/","/","已维护","国械注准20233030849","亲水涂层血管造影导管","亲水涂层血管造影导管","主要原材料为Pebax硫酸钡、色粉、热塑性聚氨酯（TPU）、聚酰胺（PA）、光固胶、瞬干胶、甲基苯丙酮、聚乙烯吡咯烷酮组成","上海瑛泰医疗器械股份有限公司","上海瑛泰医疗器械股份有限公司","C02070100400000092220000701","HVAC5F100-MPB2","HVAC5F100-MPB2","5F Multipurpose-B2 1.17mm 100cm 0.038”\n"]
["15038","通用介入","10","10","造影导管","亲水型","/","/","已维护","国械注准20233030849","亲水涂层血管造影导管","亲水涂层血管造影导管","主要原材料为Pebax硫酸钡、色粉、热塑性聚氨酯（TPU）、聚酰胺（PA）、光固胶、瞬干胶、甲基苯丙酮、聚乙烯吡咯烷酮组成","上海瑛泰医疗器械股份有限公司","上海瑛泰医疗器械股份有限公司","C02070100400000092220000702","HVAC7F065-Cobra3","HVAC7F065-Cobra3","7F Cobra3 1.62mm 65cm 0.038”\n"]
["15038","通用介入","10","10","造影导管","亲水型","/","/","已维护","国械注准20233030849","亲水涂层血管造影导管","亲水涂层血管造影导管","主要原材料为Pebax硫酸钡、色粉、热塑性聚氨酯（TPU）、聚酰胺（PA）、光固胶、瞬干胶、甲基苯丙酮、聚乙烯吡咯烷酮组成","上海瑛泰医疗器械股份有限公司","上海瑛泰医疗器械股份有限公司","C02070100400000092220000703","HVAC5F110-PIG","HVAC5F110-PIG","5F PIG 1.17mm 110cm 0.038”\n"]
["15038","通用介入","10","10","造影导管","亲水型","/","/","已维护","国械注准20233030849","亲水涂层血管造影导管","亲水涂层血管造影导管","主要原材料为Pebax硫酸钡、色粉、热塑性聚氨酯（TPU）、聚酰胺（PA）、光固胶、瞬干胶、甲基苯丙酮、聚乙烯吡咯烷酮组成","上海瑛泰医疗器械股份有限公司","上海瑛泰医疗器械股份有限公司","C02070100400000092220000704","HVAC7F110-155PIG","HVAC7F110-155PIG","7F 155°PIG 1.62mm 110cm 0.038”\n"]
["15038","通用介入","10","10","造影导管","亲水型","/","/","已维护","国械注准20233030849","亲水涂层血管造影导管","亲水涂层血管造影导管","主要原材料为Pebax硫酸钡、色粉、热塑性聚氨酯（TPU）、聚酰胺（PA）、光固胶、瞬干胶、甲基苯丙酮、聚乙烯吡咯烷酮组成","上海瑛泰医疗器械股份有限公司","上海瑛泰医疗器械股份有限公司","C02070100400000092220000705","HVAC5F100-MPA2","HVAC5F100-MPA2","5F Multipurpose-A2 1.17mm 100cm 0.038”\n"]
["15038","通用介入","10","10","造影导管","亲水型","/","/","已维护","国械注准20233030849","亲水涂层血管造影导管","亲水涂层血管造影导管","主要原材料为Pebax硫酸钡、色粉、热塑性聚氨酯（TPU）、聚酰胺（PA）、光固胶、瞬干胶、甲基苯丙酮、聚乙烯吡咯烷酮组成","上海瑛泰医疗器械股份有限公司","上海瑛泰医疗器械股份有限公司","C02070100400000092220000706","HVAC5F080-RLG","HVAC5F080-RLG","5F RLG 1.17mm 80cm 0.038”\n"]
["15038","通用介入","10","10","造影导管","亲水型","/","/","已维护","国械注准20233030849","亲水涂层血管造影导管","亲水涂层血管造影导管","主要原材料为Pebax硫酸钡、色粉、热塑性聚氨酯（TPU）、聚酰胺（PA）、光固胶、瞬干胶、甲基苯丙酮、聚乙烯吡咯烷酮组成","上海瑛泰医疗器械股份有限公司","上海瑛泰医疗器械股份有限公司","C02070100400000092220000707","HVAC6F100-MPA1","HVAC6F100-MPA1","6F Multipurpose-A1 1.37mm 100cm 0.038”\n"]
["15038","通用介入","10","10","造影导管","亲水型","/","/","已维护","国械注准20233030849","亲水涂层血管造影导管","亲水涂层血管造影导管","主要原材料为Pebax硫酸钡、色粉、热塑性聚氨酯（TPU）、聚酰胺（PA）、光固胶、瞬干胶、甲基苯丙酮、聚乙烯吡咯烷酮组成","上海瑛泰医疗器械股份有限公司","上海瑛泰医疗器械股份有限公司","C02070100400000092220000708","HVAC6F065-MPA1","HVAC6F065-MPA1","6F Multipurpose-A1 1.37mm 65cm 0.038”\n"]
["15038","通用介入","10","10","造影导管","亲水型","/","/","已维护","国械注准20233030849","亲水涂层血管造影导管","亲水涂层血管造影导管","主要原材料为Pebax硫酸钡、色粉、热塑性聚氨酯（TPU）、聚酰胺（PA）、光固胶、瞬干胶、甲基苯丙酮、聚乙烯吡咯烷酮组成","上海瑛泰医疗器械股份有限公司","上海瑛泰医疗器械股份有限公司","C02070100400000092220000709","HVAC5F135-MPA1","HVAC5F135-MPA1","5F Multipurpose-A1 1.17mm 135cm 0.038”\n"]
["15038","通用介入","10","10","造影导管","亲水型","/","/","已维护","国械注准20233030849","亲水涂层血管造影导管","亲水涂层血管造影导管","主要原材料为Pebax硫酸钡、色粉、热塑性聚氨酯（TPU）、聚酰胺（PA）、光固胶、瞬干胶、甲基苯丙酮、聚乙烯吡咯烷酮组成","上海瑛泰医疗器械股份有限公司","上海瑛泰医疗器械股份有限公司","C02070100400000092220000710","HVAC6F125-MPA1","HVAC6F125-MPA1","6F Multipurpose-A1 1.37mm 125cm 0.038”\n"]
["15038","通用介入","10","10","造影导管","亲水型","/","/","已维护","国械注准20233030849","亲水涂层血管造影导管","亲水涂层血管造影导管","主要原材料为Pebax硫酸钡、色粉、热塑性聚氨酯（TPU）、聚酰胺（PA）、光固胶、瞬干胶、甲基苯丙酮、聚乙烯吡咯烷酮组成","上海瑛泰医疗器械股份有限公司","上海瑛泰医疗器械股份有限公司","C02070100400000092220000711","HVAC6F065-Cobra1","HVAC6F065-Cobra1","6F Cobra1 1.37mm 65cm 0.038”\n"]
["15038","通用介入","10","10","造影导管","亲水型","/","/","已维护","国械注准20233030849","亲水涂层血管造影导管","亲水涂层血管造影导管","主要原材料为Pebax硫酸钡、色粉、热塑性聚氨酯（TPU）、聚酰胺（PA）、光固胶、瞬干胶、甲基苯丙酮、聚乙烯吡咯烷酮组成","上海瑛泰医疗器械股份有限公司","上海瑛泰医疗器械股份有限公司","C02070100400000092220000712","HVAC5F110-145PIG","HVAC5F110-145PIG","5F 145°PIG 1.17mm 110cm 0.038”\n"]
["15038","通用介入","10","10","造影导管","亲水型","/","/","已维护","国械注准20233030849","亲水涂层血管造影导管","亲水涂层血管造影导管","主要原材料为Pebax硫酸钡、色粉、热塑性聚氨酯（TPU）、聚酰胺（PA）、光固胶、瞬干胶、甲基苯丙酮、聚乙烯吡咯烷酮组成","上海瑛泰医疗器械股份有限公司","上海瑛泰医疗器械股份有限公司","C02070100400000092220000713","HVAC7F080-RH","HVAC7F080-RH","7F RH 1.62mm 80cm 0.038”\n"]
["15038","通用介入","10","10","造影导管","亲水型","/","/","已维护","国械注准20233030849","亲水涂层血管造影导管","亲水涂层血管造影导管","主要原材料为Pebax硫酸钡、色粉、热塑性聚氨酯（TPU）、聚酰胺（PA）、光固胶、瞬干胶、甲基苯丙酮、聚乙烯吡咯烷酮组成","上海瑛泰医疗器械股份有限公司","上海瑛泰医疗器械股份有限公司","C02070100400000092220000714","HVAC5F080-RUC","HVAC5F080-RUC","5F RUC 1.17mm 80cm 0.038”\n"]
["15038","通用介入","10","10","造影导管","亲水型","/","/","已维护","国械注准20233030849","亲水涂层血管造影导管","亲水涂层血管造影导管","主要原材料为Pebax硫酸钡、色粉、热塑性聚氨酯（TPU）、聚酰胺（PA）、光固胶、瞬干胶、甲基苯丙酮、聚乙烯吡咯烷酮组成","上海瑛泰医疗器械股份有限公司","上海瑛泰医疗器械股份有限公司","C02070100400000092220000715","HVAC4F135-145PIG","HVAC4F135-145PIG","4F 145°PIG 1.07mm 135cm 0.038”\n"]
["15038","通用介入","10","10","造影导管","亲水型","/","/","已维护","国械注准20233030849","亲水涂层血管造影导管","亲水涂层血管造影导管","主要原材料为Pebax硫酸钡、色粉、热塑性聚氨酯（TPU）、聚酰胺（PA）、光固胶、瞬干胶、甲基苯丙酮、聚乙烯吡咯烷酮组成","上海瑛泰医疗器械股份有限公司","上海瑛泰医疗器械股份有限公司","C02070100400000092220000716","HVAC4F060-RLG","HVAC4F060-RLG","4F RLG 1.07mm 60cm 0.038”\n"]
["15038","通用介入","10","10","造影导管","亲水型","/","/","已维护","国械注准20233030849","亲水涂层血管造影导管","亲水涂层血管造影导管","主要原材料为Pebax硫酸钡、色粉、热塑性聚氨酯（TPU）、聚酰胺（PA）、光固胶、瞬干胶、甲基苯丙酮、聚乙烯吡咯烷酮组成","上海瑛泰医疗器械股份有限公司","上海瑛泰医疗器械股份有限公司","C02070100400000092220000717","HVAC5F100-H3","HVAC5F100-H3","5F Headhunter3 1.17mm 100cm 0.038”\n"]
["15038","通用介入","10","10","造影导管","亲水型","/","/","已维护","国械注准20233030849","亲水涂层血管造影导管","亲水涂层血管造影导管","主要原材料为Pebax硫酸钡、色粉、热塑性聚氨酯（TPU）、聚酰胺（PA）、光固胶、瞬干胶、甲基苯丙酮、聚乙烯吡咯烷酮组成","上海瑛泰医疗器械股份有限公司","上海瑛泰医疗器械股份有限公司","C02070100400000092220000718","HVAC6F080-MP2","HVAC6F080-MP2","6F Multipurpose2 1.37mm 80cm 0.038”\n"]
["15038","通用介入","10","10","造影导管","亲水型","/","/","已维护","国械注准20233030849","亲水涂层血管造影导管","亲水涂层血管造影导管","主要原材料为Pebax硫酸钡、色粉、热塑性聚氨酯（TPU）、聚酰胺（PA）、光固胶、瞬干胶、甲基苯丙酮、聚乙烯吡咯烷酮组成","上海瑛泰医疗器械股份有限公司","上海瑛泰医疗器械股份有限公司","C02070100400000092220000719","HVAC6F060-RLG","HVAC6F060-RLG","6F RLG 1.37mm 60cm 0.038”\n"]
["15038","通用介入","10","10","造影导管","亲水型","/","/","已维护","国械注准20233030849","亲水涂层血管造影导管","亲水涂层血管造影导管","主要原材料为Pebax硫酸钡、色粉、热塑性聚氨酯（TPU）、聚酰胺（PA）、光固胶、瞬干胶、甲基苯丙酮、聚乙烯吡咯烷酮组成","上海瑛泰医疗器械股份有限公司","上海瑛泰医疗器械股份有限公司","C02070100400000092220000720","HVAC4F065-Cobra1","HVAC4F065-Cobra1","4F Cobra1 1.07mm 65cm 0.038”\n"]
["15038","通用介入","10","10","造影导管","亲水型","/","/","已维护","国械注准20233030849","亲水涂层血管造影导管","亲水涂层血管造影导管","主要原材料为Pebax硫酸钡、色粉、热塑性聚氨酯（TPU）、聚酰胺（PA）、光固胶、瞬干胶、甲基苯丙酮、聚乙烯吡咯烷酮组成","上海瑛泰医疗器械股份有限公司","上海瑛泰医疗器械股份有限公司","C02070100400000092220000721","HVAC5F080-RH","HVAC5F080-RH","5F RH 1.17mm 80cm 0.038”\n"]
["15038","通用介入","10","10","造影导管","亲水型","/","/","已维护","国械注准20233030849","亲水涂层血管造影导管","亲水涂层血管造影导管","主要原材料为Pebax硫酸钡、色粉、热塑性聚氨酯（TPU）、聚酰胺（PA）、光固胶、瞬干胶、甲基苯丙酮、聚乙烯吡咯烷酮组成","上海瑛泰医疗器械股份有限公司","上海瑛泰医疗器械股份有限公司","C02070100400000092220000722","HVAC7F080-MP1","HVAC7F080-MP1","7F Multipurpose1 1.62mm 80cm 0.038”\n"]
["15038","通用介入","10","10","造影导管","亲水型","/","/","已维护","国械注准20233030849","亲水涂层血管造影导管","亲水涂层血管造影导管","主要原材料为Pebax硫酸钡、色粉、热塑性聚氨酯（TPU）、聚酰胺（PA）、光固胶、瞬干胶、甲基苯丙酮、聚乙烯吡咯烷酮组成","上海瑛泰医疗器械股份有限公司","上海瑛泰医疗器械股份有限公司","C02070100400000092220000723","HVAC7F135-Cobra3","HVAC7F135-Cobra3","7F Cobra3 1.62mm 135cm 0.038”\n"]
["15038","通用介入","10","10","造影导管","亲水型","/","/","已维护","国械注准20233030849","亲水涂层血管造影导管","亲水涂层血管造影导管","主要原材料为Pebax硫酸钡、色粉、热塑性聚氨酯（TPU）、聚酰胺（PA）、光固胶、瞬干胶、甲基苯丙酮、聚乙烯吡咯烷酮组成","上海瑛泰医疗器械股份有限公司","上海瑛泰医疗器械股份有限公司","C02070100400000092220000724","HVAC4F100-RLG","HVAC4F100-RLG","4F RLG 1.07mm 100cm 0.038”\n"]
["15038","通用介入","10","10","造影导管","亲水型","/","/","已维护","国械注准20233030849","亲水涂层血管造影导管","亲水涂层血管造影导管","主要原材料为Pebax硫酸钡、色粉、热塑性聚氨酯（TPU）、聚酰胺（PA）、光固胶、瞬干胶、甲基苯丙酮、聚乙烯吡咯烷酮组成","上海瑛泰医疗器械股份有限公司","上海瑛泰医疗器械股份有限公司","C02070100400000092220000725","HVAC4F100-VER","HVAC4F100-VER","4F VER 1.07mm 100cm 0.038”\n"]
["15038","通用介入","10","10","造影导管","亲水型","/","/","已维护","国械注准20233030849","亲水涂层血管造影导管","亲水涂层血管造影导管","主要原材料为Pebax硫酸钡、色粉、热塑性聚氨酯（TPU）、聚酰胺（PA）、光固胶、瞬干胶、甲基苯丙酮、聚乙烯吡咯烷酮组成","上海瑛泰医疗器械股份有限公司","上海瑛泰医疗器械股份有限公司","C02070100400000092220000726","HVAC6F135-VTK","HVAC6F135-VTK","6F VTK 1.37mm 135cm 0.038”\n"]
["15038","通用介入","10","10","造影导管","亲水型","/","/","已维护","国械注准20233030849","亲水涂层血管造影导管","亲水涂层血管造影导管","主要原材料为Pebax硫酸钡、色粉、热塑性聚氨酯（TPU）、聚酰胺（PA）、光固胶、瞬干胶、甲基苯丙酮、聚乙烯吡咯烷酮组成","上海瑛泰医疗器械股份有限公司","上海瑛泰医疗器械股份有限公司","C02070100400000092220000727","HVAC5F125-145PIG","HVAC5F125-145PIG","5F 145°PIG 1.17mm 125cm 0.038”\n"]
["15038","通用介入","10","10","造影导管","亲水型","/","/","已维护","国械注准20233030849","亲水涂层血管造影导管","亲水涂层血管造影导管","主要原材料为Pebax硫酸钡、色粉、热塑性聚氨酯（TPU）、聚酰胺（PA）、光固胶、瞬干胶、甲基苯丙酮、聚乙烯吡咯烷酮组成","上海瑛泰医疗器械股份有限公司","上海瑛泰医疗器械股份有限公司","C02070100400000092220000728","HVAC7F060-RLG","HVAC7F060-RLG","7F RLG 1.62mm 60cm 0.038”\n"]
["15038","通用介入","10","10","造影导管","亲水型","/","/","已维护","国械注准20233030849","亲水涂层血管造影导管","亲水涂层血管造影导管","主要原材料为Pebax硫酸钡、色粉、热塑性聚氨酯（TPU）、聚酰胺（PA）、光固胶、瞬干胶、甲基苯丙酮、聚乙烯吡咯烷酮组成","上海瑛泰医疗器械股份有限公司","上海瑛泰医疗器械股份有限公司","C02070100400000092220000729","HVAC4F100-H1","HVAC4F100-H1","4F Headhunter1 1.07mm 100cm 0.038”\n"]
["15038","通用介入","10","10","造影导管","亲水型","/","/","已维护","国械注准20233030849","亲水涂层血管造影导管","亲水涂层血管造影导管","主要原材料为Pebax硫酸钡、色粉、热塑性聚氨酯（TPU）、聚酰胺（PA）、光固胶、瞬干胶、甲基苯丙酮、聚乙烯吡咯烷酮组成","上海瑛泰医疗器械股份有限公司","上海瑛泰医疗器械股份有限公司","C02070100400000092220000730","HVAC6F135-145PIG","HVAC6F135-145PIG","6F 145°PIG 1.37mm 135cm 0.038”\n"]
["15038","通用介入","10","10","造影导管","亲水型","/","/","已维护","国械注准20233030849","亲水涂层血管造影导管","亲水涂层血管造影导管","主要原材料为Pebax硫酸钡、色粉、热塑性聚氨酯（TPU）、聚酰胺（PA）、光固胶、瞬干胶、甲基苯丙酮、聚乙烯吡咯烷酮组成","上海瑛泰医疗器械股份有限公司","上海瑛泰医疗器械股份有限公司","C02070100400000092220000731","HVAC4F125-Cobra1","HVAC4F125-Cobra1","4F Cobra1 1.07mm 125cm 0.038”\n"]
["15038","通用介入","10","10","造影导管","亲水型","/","/","已维护","国械注准20233030849","亲水涂层血管造影导管","亲水涂层血管造影导管","主要原材料为Pebax硫酸钡、色粉、热塑性聚氨酯（TPU）、聚酰胺（PA）、光固胶、瞬干胶、甲基苯丙酮、聚乙烯吡咯烷酮组成","上海瑛泰医疗器械股份有限公司","上海瑛泰医疗器械股份有限公司","C02070100400000092220000732","HVAC6F100-Hinck","HVAC6F100-Hinck","6F Hinck 1.37mm 100cm 0.038”\n"]
["15038","通用介入","10","10","造影导管","亲水型","/","/","已维护","国械注准20233030849","亲水涂层血管造影导管","亲水涂层血管造影导管","主要原材料为Pebax硫酸钡、色粉、热塑性聚氨酯（TPU）、聚酰胺（PA）、光固胶、瞬干胶、甲基苯丙酮、聚乙烯吡咯烷酮组成","上海瑛泰医疗器械股份有限公司","上海瑛泰医疗器械股份有限公司","C02070100400000092220000733","HVAC4F100-HN3","HVAC4F100-HN3","4F HN3 1.07mm 100cm 0.038”\n"]
["15038","通用介入","10","10","造影导管","亲水型","/","/","已维护","国械注准20233030849","亲水涂层血管造影导管","亲水涂层血管造影导管","主要原材料为Pebax硫酸钡、色粉、热塑性聚氨酯（TPU）、聚酰胺（PA）、光固胶、瞬干胶、甲基苯丙酮、聚乙烯吡咯烷酮组成","上海瑛泰医疗器械股份有限公司","上海瑛泰医疗器械股份有限公司","C02070100400000092220000734","HVAC4F135-PIG","HVAC4F135-PIG","4F PIG 1.07mm 135cm 0.038”\n"]
["15038","通用介入","10","10","造影导管","亲水型","/","/","已维护","国械注准20233030849","亲水涂层血管造影导管","亲水涂层血管造影导管","主要原材料为Pebax硫酸钡、色粉、热塑性聚氨酯（TPU）、聚酰胺（PA）、光固胶、瞬干胶、甲基苯丙酮、聚乙烯吡咯烷酮组成","上海瑛泰医疗器械股份有限公司","上海瑛泰医疗器械股份有限公司","C02070100400000092220000735","HVAC5F080-Rim","HVAC5F080-Rim","5F RIM 1.17mm 80cm 0.038”\n"]
["15038","通用介入","10","10","造影导管","亲水型","/","/","已维护","国械注准20233030849","亲水涂层血管造影导管","亲水涂层血管造影导管","主要原材料为Pebax硫酸钡、色粉、热塑性聚氨酯（TPU）、聚酰胺（PA）、光固胶、瞬干胶、甲基苯丙酮、聚乙烯吡咯烷酮组成","上海瑛泰医疗器械股份有限公司","上海瑛泰医疗器械股份有限公司","C02070100400000092220000736","HVAC4F100-Cobra3","HVAC4F100-Cobra3","4F Cobra3 1.07mm 100cm 0.038”\n"]
["15038","通用介入","10","10","造影导管","亲水型","/","/","已维护","国械注准20233030849","亲水涂层血管造影导管","亲水涂层血管造影导管","主要原材料为Pebax硫酸钡、色粉、热塑性聚氨酯（TPU）、聚酰胺（PA）、光固胶、瞬干胶、甲基苯丙酮、聚乙烯吡咯烷酮组成","上海瑛泰医疗器械股份有限公司","上海瑛泰医疗器械股份有限公司","C02070100400000092220000737","HVAC7F100-MP3","HVAC7F100-MP3","7F Multipurpose3 1.62mm 100cm 0.038”\n"]
["15038","通用介入","10","10","造影导管","亲水型","/","/","已维护","国械注准20233030849","亲水涂层血管造影导管","亲水涂层血管造影导管","主要原材料为Pebax硫酸钡、色粉、热塑性聚氨酯（TPU）、聚酰胺（PA）、光固胶、瞬干胶、甲基苯丙酮、聚乙烯吡咯烷酮组成","上海瑛泰医疗器械股份有限公司","上海瑛泰医疗器械股份有限公司","C02070100400000092220000738","HVAC4F100-Renal","HVAC4F100-Renal","4F Renal 1.07mm 100cm 0.038”\n"]
["15038","通用介入","10","10","造影导管","亲水型","/","/","已维护","国械注准20233030849","亲水涂层血管造影导管","亲水涂层血管造影导管","主要原材料为Pebax硫酸钡、色粉、热塑性聚氨酯（TPU）、聚酰胺（PA）、光固胶、瞬干胶、甲基苯丙酮、聚乙烯吡咯烷酮组成","上海瑛泰医疗器械股份有限公司","上海瑛泰医疗器械股份有限公司","C02070100400000092220000739","HVAC6F125-155PIG","HVAC6F125-155PIG","6F 155°PIG 1.37mm 125cm 0.038”\n"]
["15038","通用介入","10","10","造影导管","亲水型","/","/","已维护","国械注准20233030849","亲水涂层血管造影导管","亲水涂层血管造影导管","主要原材料为Pebax硫酸钡、色粉、热塑性聚氨酯（TPU）、聚酰胺（PA）、光固胶、瞬干胶、甲基苯丙酮、聚乙烯吡咯烷酮组成","上海瑛泰医疗器械股份有限公司","上海瑛泰医疗器械股份有限公司","C02070100400000092220000740","HVAC7F100-Yashiro","HVAC7F100-Yashiro","7F YASHIRO 1.62mm 100cm 0.038”\n"]
["15038","通用介入","10","10","造影导管","亲水型","/","/","已维护","国械注准20233030849","亲水涂层血管造影导管","亲水涂层血管造影导管","主要原材料为Pebax硫酸钡、色粉、热塑性聚氨酯（TPU）、聚酰胺（PA）、光固胶、瞬干胶、甲基苯丙酮、聚乙烯吡咯烷酮组成","上海瑛泰医疗器械股份有限公司","上海瑛泰医疗器械股份有限公司","C02070100400000092220000741","HVAC4F100-CBR","HVAC4F100-CBR","4F CBR 1.07mm 100cm 0.038”\n"]
["15038","通用介入","10","10","造影导管","亲水型","/","/","已维护","国械注准20233030849","亲水涂层血管造影导管","亲水涂层血管造影导管","主要原材料为Pebax硫酸钡、色粉、热塑性聚氨酯（TPU）、聚酰胺（PA）、光固胶、瞬干胶、甲基苯丙酮、聚乙烯吡咯烷酮组成","上海瑛泰医疗器械股份有限公司","上海瑛泰医疗器械股份有限公司","C02070100400000092220000742","HVAC6F100-Cobra3","HVAC6F100-Cobra3","6F Cobra3 1.37mm 100cm 0.038”\n"]
["15038","通用介入","10","10","造影导管","亲水型","/","/","已维护","国械注准20233030849","亲水涂层血管造影导管","亲水涂层血管造影导管","主要原材料为Pebax硫酸钡、色粉、热塑性聚氨酯（TPU）、聚酰胺（PA）、光固胶、瞬干胶、甲基苯丙酮、聚乙烯吡咯烷酮组成","上海瑛泰医疗器械股份有限公司","上海瑛泰医疗器械股份有限公司","C02070100400000092220000743","HVAC5F125-VER","HVAC5F125-VER","5F VER 1.17mm 125cm 0.038”\n"]
["15038","通用介入","10","10","造影导管","亲水型","/","/","已维护","国械注准20233030849","亲水涂层血管造影导管","亲水涂层血管造影导管","主要原材料为Pebax硫酸钡、色粉、热塑性聚氨酯（TPU）、聚酰胺（PA）、光固胶、瞬干胶、甲基苯丙酮、聚乙烯吡咯烷酮组成","上海瑛泰医疗器械股份有限公司","上海瑛泰医疗器械股份有限公司","C02070100400000092220000744","HVAC7F100-Son3","HVAC7F100-Son3","7F SonⅢ 1.62mm 100cm 0.038”\n"]
["15038","通用介入","10","10","造影导管","亲水型","/","/","已维护","国械注准20233030849","亲水涂层血管造影导管","亲水涂层血管造影导管","主要原材料为Pebax硫酸钡、色粉、热塑性聚氨酯（TPU）、聚酰胺（PA）、光固胶、瞬干胶、甲基苯丙酮、聚乙烯吡咯烷酮组成","上海瑛泰医疗器械股份有限公司","上海瑛泰医疗器械股份有限公司","C02070100400000092220000745","HVAC5F100-CBR","HVAC5F100-CBR","5F CBR 1.17mm 100cm 0.038”\n"]
["15038","通用介入","10","10","造影导管","亲水型","/","/","已维护","国械注准20233030849","亲水涂层血管造影导管","亲水涂层血管造影导管","主要原材料为Pebax硫酸钡、色粉、热塑性聚氨酯（TPU）、聚酰胺（PA）、光固胶、瞬干胶、甲基苯丙酮、聚乙烯吡咯烷酮组成","上海瑛泰医疗器械股份有限公司","上海瑛泰医疗器械股份有限公司","C02070100400000092220000746","HVAC4F065-Cobra3","HVAC4F065-Cobra3","4F Cobra3 1.07mm 65cm 0.038”\n"]
["15038","通用介入","10","10","造影导管","亲水型","/","/","已维护","国械注准20233030849","亲水涂层血管造影导管","亲水涂层血管造影导管","主要原材料为Pebax硫酸钡、色粉、热塑性聚氨酯（TPU）、聚酰胺（PA）、光固胶、瞬干胶、甲基苯丙酮、聚乙烯吡咯烷酮组成","上海瑛泰医疗器械股份有限公司","上海瑛泰医疗器械股份有限公司","C02070100400000092220000747","HVAC6F100-Simmons2","HVAC6F100-Simmons2","6F Simmons2 1.37mm 100cm 0.038”\n"]
["15038","通用介入","10","10","造影导管","亲水型","/","/","已维护","国械注准20233030849","亲水涂层血管造影导管","亲水涂层血管造影导管","主要原材料为Pebax硫酸钡、色粉、热塑性聚氨酯（TPU）、聚酰胺（PA）、光固胶、瞬干胶、甲基苯丙酮、聚乙烯吡咯烷酮组成","上海瑛泰医疗器械股份有限公司","上海瑛泰医疗器械股份有限公司","C02070100400000092220000748","HVAC5F080-MP1","HVAC5F080-MP1","5F Multipurpose1 1.17mm 80cm 0.038”\n"]
["15038","通用介入","10","10","造影导管","亲水型","/","/","已维护","国械注准20233030849","亲水涂层血管造影导管","亲水涂层血管造影导管","主要原材料为Pebax硫酸钡、色粉、热塑性聚氨酯（TPU）、聚酰胺（PA）、光固胶、瞬干胶、甲基苯丙酮、聚乙烯吡咯烷酮组成","上海瑛泰医疗器械股份有限公司","上海瑛泰医疗器械股份有限公司","C02070100400000092220000749","HVAC6F120-Davis","HVAC6F120-Davis","6F Davis 1.37mm 120cm 0.038”\n"]
["15038","通用介入","10","10","造影导管","亲水型","/","/","已维护","国械注准20233030849","亲水涂层血管造影导管","亲水涂层血管造影导管","主要原材料为Pebax硫酸钡、色粉、热塑性聚氨酯（TPU）、聚酰胺（PA）、光固胶、瞬干胶、甲基苯丙酮、聚乙烯吡咯烷酮组成","上海瑛泰医疗器械股份有限公司","上海瑛泰医疗器械股份有限公司","C02070100400000092220000750","HVAC6F040-RLG","HVAC6F040-RLG","6F RLG 1.37mm 40cm 0.038”\n"]
["15038","通用介入","10","10","造影导管","亲水型","/","/","已维护","国械注准20233030849","亲水涂层血管造影导管","亲水涂层血管造影导管","主要原材料为Pebax硫酸钡、色粉、热塑性聚氨酯（TPU）、聚酰胺（PA）、光固胶、瞬干胶、甲基苯丙酮、聚乙烯吡咯烷酮组成","上海瑛泰医疗器械股份有限公司","上海瑛泰医疗器械股份有限公司","C02070100400000092220000751","HVAC7F125-MP2","HVAC7F125-MP2","7F Multipurpose2 1.62mm 125cm 0.038”\n"]
["15038","通用介入","10","10","造影导管","亲水型","/","/","已维护","国械注准20233030849","亲水涂层血管造影导管","亲水涂层血管造影导管","主要原材料为Pebax硫酸钡、色粉、热塑性聚氨酯（TPU）、聚酰胺（PA）、光固胶、瞬干胶、甲基苯丙酮、聚乙烯吡咯烷酮组成","上海瑛泰医疗器械股份有限公司","上海瑛泰医疗器械股份有限公司","C02070100400000092220000752","HVAC4F100-Son2","HVAC4F100-Son2","4F SonⅡ 1.07mm 100cm 0.038”\n"]
["15038","通用介入","10","10","造影导管","亲水型","/","/","已维护","国械注准20233030849","亲水涂层血管造影导管","亲水涂层血管造影导管","主要原材料为Pebax硫酸钡、色粉、热塑性聚氨酯（TPU）、聚酰胺（PA）、光固胶、瞬干胶、甲基苯丙酮、聚乙烯吡咯烷酮组成","上海瑛泰医疗器械股份有限公司","上海瑛泰医疗器械股份有限公司","C02070100400000092220000753","HVAC6F065-Simmons1","HVAC6F065-Simmons1","6F Simmons1 1.37mm 65cm 0.038”\n"]
["15038","通用介入","10","10","造影导管","亲水型","/","/","已维护","国械注准20233030849","亲水涂层血管造影导管","亲水涂层血管造影导管","主要原材料为Pebax硫酸钡、色粉、热塑性聚氨酯（TPU）、聚酰胺（PA）、光固胶、瞬干胶、甲基苯丙酮、聚乙烯吡咯烷酮组成","上海瑛泰医疗器械股份有限公司","上海瑛泰医疗器械股份有限公司","C02070100400000092220000754","HVAC5F135-VTK","HVAC5F135-VTK","5F VTK 1.17mm 135cm 0.038”\n"]
["15038","通用介入","10","10","造影导管","亲水型","/","/","已维护","国械注准20233030849","亲水涂层血管造影导管","亲水涂层血管造影导管","主要原材料为Pebax硫酸钡、色粉、热塑性聚氨酯（TPU）、聚酰胺（PA）、光固胶、瞬干胶、甲基苯丙酮、聚乙烯吡咯烷酮组成","上海瑛泰医疗器械股份有限公司","上海瑛泰医疗器械股份有限公司","C02070100400000092220000755","HVAC7F100-Simmons2","HVAC7F100-Simmons2","7F Simmons2 1.62mm 100cm 0.038”\n"]
["15038","通用介入","10","10","造影导管","亲水型","/","/","已维护","国械注准20233030849","亲水涂层血管造影导管","亲水涂层血管造影导管","主要原材料为Pebax硫酸钡、色粉、热塑性聚氨酯（TPU）、聚酰胺（PA）、光固胶、瞬干胶、甲基苯丙酮、聚乙烯吡咯烷酮组成","上海瑛泰医疗器械股份有限公司","上海瑛泰医疗器械股份有限公司","C02070100400000092220000756","HVAC5F100-HN3","HVAC5F100-HN3","5F HN3 1.17mm 100cm 0.038”\n"]
["15038","通用介入","10","10","造影导管","亲水型","/","/","已维护","国械注准20233030849","亲水涂层血管造影导管","亲水涂层血管造影导管","主要原材料为Pebax硫酸钡、色粉、热塑性聚氨酯（TPU）、聚酰胺（PA）、光固胶、瞬干胶、甲基苯丙酮、聚乙烯吡咯烷酮组成","上海瑛泰医疗器械股份有限公司","上海瑛泰医疗器械股份有限公司","C02070100400000092220000757","HVAC7F100-MPB2","HVAC7F100-MPB2","7F Multipurpose-B2 1.62mm 100cm 0.038”\n"]
["15038","通用介入","10","10","造影导管","亲水型","/","/","已维护","国械注准20233030849","亲水涂层血管造影导管","亲水涂层血管造影导管","主要原材料为Pebax硫酸钡、色粉、热塑性聚氨酯（TPU）、聚酰胺（PA）、光固胶、瞬干胶、甲基苯丙酮、聚乙烯吡咯烷酮组成","上海瑛泰医疗器械股份有限公司","上海瑛泰医疗器械股份有限公司","C02070100400000092220000758","HVAC6F125-TIG","HVAC6F125-TIG","6F TIG 1.37mm 125cm 0.038”\n"]
["15038","通用介入","10","10","造影导管","亲水型","/","/","已维护","国械注准20233030849","亲水涂层血管造影导管","亲水涂层血管造影导管","主要原材料为Pebax硫酸钡、色粉、热塑性聚氨酯（TPU）、聚酰胺（PA）、光固胶、瞬干胶、甲基苯丙酮、聚乙烯吡咯烷酮组成","上海瑛泰医疗器械股份有限公司","上海瑛泰医疗器械股份有限公司","C02070100400000092220000759","HVAC7F080-Simmons1","HVAC7F080-Simmons1","7F Simmons1 1.62mm 80cm 0.038”\n"]
["15038","通用介入","10","10","造影导管","亲水型","/","/","已维护","国械注准20233030849","亲水涂层血管造影导管","亲水涂层血管造影导管","主要原材料为Pebax硫酸钡、色粉、热塑性聚氨酯（TPU）、聚酰胺（PA）、光固胶、瞬干胶、甲基苯丙酮、聚乙烯吡咯烷酮组成","上海瑛泰医疗器械股份有限公司","上海瑛泰医疗器械股份有限公司","C02070100400000092220000760","HVAC5F100-NIH","HVAC5F100-NIH","5F NIH 1.17mm 100cm 0.038”\n"]
["15038","通用介入","10","10","造影导管","亲水型","/","/","已维护","国械注准20233030849","亲水涂层血管造影导管","亲水涂层血管造影导管","主要原材料为Pebax硫酸钡、色粉、热塑性聚氨酯（TPU）、聚酰胺（PA）、光固胶、瞬干胶、甲基苯丙酮、聚乙烯吡咯烷酮组成","上海瑛泰医疗器械股份有限公司","上海瑛泰医疗器械股份有限公司","C02070100400000092220000761","HVAC5F100-TIG","HVAC5F100-TIG","5F TIG 1.17mm 100cm 0.038”\n"]
["15038","通用介入","10","10","造影导管","亲水型","/","/","已维护","国械注准20233030849","亲水涂层血管造影导管","亲水涂层血管造影导管","主要原材料为Pebax硫酸钡、色粉、热塑性聚氨酯（TPU）、聚酰胺（PA）、光固胶、瞬干胶、甲基苯丙酮、聚乙烯吡咯烷酮组成","上海瑛泰医疗器械股份有限公司","上海瑛泰医疗器械股份有限公司","C02070100400000092220000762","HVAC6F065-Simmons2","HVAC6F065-Simmons2","6F Simmons2 1.37mm 65cm 0.038”\n"]
["15038","通用介入","10","10","造影导管","亲水型","/","/","已维护","国械注准20233030849","亲水涂层血管造影导管","亲水涂层血管造影导管","主要原材料为Pebax硫酸钡、色粉、热塑性聚氨酯（TPU）、聚酰胺（PA）、光固胶、瞬干胶、甲基苯丙酮、聚乙烯吡咯烷酮组成","上海瑛泰医疗器械股份有限公司","上海瑛泰医疗器械股份有限公司","C02070100400000092220000763","HVAC4F080-Cobra1","HVAC4F080-Cobra1","4F Cobra1 1.07mm 80cm 0.038”\n"]
["15038","通用介入","10","10","造影导管","亲水型","/","/","已维护","国械注准20233030849","亲水涂层血管造影导管","亲水涂层血管造影导管","主要原材料为Pebax硫酸钡、色粉、热塑性聚氨酯（TPU）、聚酰胺（PA）、光固胶、瞬干胶、甲基苯丙酮、聚乙烯吡咯烷酮组成","上海瑛泰医疗器械股份有限公司","上海瑛泰医疗器械股份有限公司","C02070100400000092220000764","HVAC5F135-Cobra3","HVAC5F135-Cobra3","5F Cobra3 1.17mm 135cm 0.038”\n"]
["15038","通用介入","10","10","造影导管","亲水型","/","/","已维护","国械注准20233030849","亲水涂层血管造影导管","亲水涂层血管造影导管","主要原材料为Pebax硫酸钡、色粉、热塑性聚氨酯（TPU）、聚酰胺（PA）、光固胶、瞬干胶、甲基苯丙酮、聚乙烯吡咯烷酮组成","上海瑛泰医疗器械股份有限公司","上海瑛泰医疗器械股份有限公司","C02070100400000092220000765","HVAC7F100-IM","HVAC7F100-IM","7F IM 1.62mm 100cm 0.038”\n"]
["15038","通用介入","10","10","造影导管","亲水型","/","/","已维护","国械注准20233030849","亲水涂层血管造影导管","亲水涂层血管造影导管","主要原材料为Pebax硫酸钡、色粉、热塑性聚氨酯（TPU）、聚酰胺（PA）、光固胶、瞬干胶、甲基苯丙酮、聚乙烯吡咯烷酮组成","上海瑛泰医疗器械股份有限公司","上海瑛泰医疗器械股份有限公司","C02070100400000092220000766","HVAC6F125-Simmons1","HVAC6F125-Simmons1","6F Simmons1 1.37mm 125cm 0.038”\n"]
["15038","通用介入","10","10","造影导管","亲水型","/","/","已维护","国械注准20233030849","亲水涂层血管造影导管","亲水涂层血管造影导管","主要原材料为Pebax硫酸钡、色粉、热塑性聚氨酯（TPU）、聚酰胺（PA）、光固胶、瞬干胶、甲基苯丙酮、聚乙烯吡咯烷酮组成","上海瑛泰医疗器械股份有限公司","上海瑛泰医疗器械股份有限公司","C02070100400000092220000767","HVAC4F100-Simmons1","HVAC4F100-Simmons1","4F Simmons1 1.07mm 100cm 0.038”\n"]
["15038","通用介入","10","10","造影导管","亲水型","/","/","已维护","国械注准20233030849","亲水涂层血管造影导管","亲水涂层血管造影导管","主要原材料为Pebax硫酸钡、色粉、热塑性聚氨酯（TPU）、聚酰胺（PA）、光固胶、瞬干胶、甲基苯丙酮、聚乙烯吡咯烷酮组成","上海瑛泰医疗器械股份有限公司","上海瑛泰医疗器械股份有限公司","C02070100400000092220000768","HVAC4F080-Simmons2","HVAC4F080-Simmons2","4F Simmons2 1.07mm 80cm 0.038”\n"]
["15038","通用介入","10","10","造影导管","亲水型","/","/","已维护","国械注准20233030849","亲水涂层血管造影导管","亲水涂层血管造影导管","主要原材料为Pebax硫酸钡、色粉、热塑性聚氨酯（TPU）、聚酰胺（PA）、光固胶、瞬干胶、甲基苯丙酮、聚乙烯吡咯烷酮组成","上海瑛泰医疗器械股份有限公司","上海瑛泰医疗器械股份有限公司","C02070100400000092220000769","HVAC5F080-TIG","HVAC5F080-TIG","5F TIG 1.17mm 80cm 0.038”\n"]
["15038","通用介入","10","10","造影导管","亲水型","/","/","已维护","国械注准20233030849","亲水涂层血管造影导管","亲水涂层血管造影导管","主要原材料为Pebax硫酸钡、色粉、热塑性聚氨酯（TPU）、聚酰胺（PA）、光固胶、瞬干胶、甲基苯丙酮、聚乙烯吡咯烷酮组成","上海瑛泰医疗器械股份有限公司","上海瑛泰医疗器械股份有限公司","C02070100400000092220000770","HVAC4F100-Cobra1","HVAC4F100-Cobra1","4F Cobra1 1.07mm 100cm 0.038”\n"]
["15038","通用介入","10","10","造影导管","亲水型","/","/","已维护","国械注准20233030849","亲水涂层血管造影导管","亲水涂层血管造影导管","主要原材料为Pebax硫酸钡、色粉、热塑性聚氨酯（TPU）、聚酰胺（PA）、光固胶、瞬干胶、甲基苯丙酮、聚乙烯吡咯烷酮组成","上海瑛泰医疗器械股份有限公司","上海瑛泰医疗器械股份有限公司","C02070100400000092220000771","HVAC7F100-Son1","HVAC7F100-Son1","7F SonⅠ 1.62mm 100cm 0.038”\n"]
["15038","通用介入","10","10","造影导管","亲水型","/","/","已维护","国械注准20233030849","亲水涂层血管造影导管","亲水涂层血管造影导管","主要原材料为Pebax硫酸钡、色粉、热塑性聚氨酯（TPU）、聚酰胺（PA）、光固胶、瞬干胶、甲基苯丙酮、聚乙烯吡咯烷酮组成","上海瑛泰医疗器械股份有限公司","上海瑛泰医疗器械股份有限公司","C02070100400000092220000772","HVAC5F100-Hinck","HVAC5F100-Hinck","5F Hinck 1.17mm 100cm 0.038”\n"]
["15038","通用介入","10","10","造影导管","亲水型","/","/","已维护","国械注准20233030849","亲水涂层血管造影导管","亲水涂层血管造影导管","主要原材料为Pebax硫酸钡、色粉、热塑性聚氨酯（TPU）、聚酰胺（PA）、光固胶、瞬干胶、甲基苯丙酮、聚乙烯吡咯烷酮组成","上海瑛泰医疗器械股份有限公司","上海瑛泰医疗器械股份有限公司","C02070100400000092220000773","HVAC6F080-MP3","HVAC6F080-MP3","6F Multipurpose3 1.37mm 80cm 0.038”\n"]
["15038","通用介入","10","10","造影导管","亲水型","/","/","已维护","国械注准20233030849","亲水涂层血管造影导管","亲水涂层血管造影导管","主要原材料为Pebax硫酸钡、色粉、热塑性聚氨酯（TPU）、聚酰胺（PA）、光固胶、瞬干胶、甲基苯丙酮、聚乙烯吡咯烷酮组成","上海瑛泰医疗器械股份有限公司","上海瑛泰医疗器械股份有限公司","C02070100400000092220000774","HVAC4F135-Cobra1","HVAC4F135-Cobra1","4F Cobra1 1.07mm 135cm 0.038”\n"]
["15038","通用介入","10","10","造影导管","亲水型","/","/","已维护","国械注准20233030849","亲水涂层血管造影导管","亲水涂层血管造影导管","主要原材料为Pebax硫酸钡、色粉、热塑性聚氨酯（TPU）、聚酰胺（PA）、光固胶、瞬干胶、甲基苯丙酮、聚乙烯吡咯烷酮组成","上海瑛泰医疗器械股份有限公司","上海瑛泰医疗器械股份有限公司","C02070100400000092220000775","HVAC5F065-Cobra3","HVAC5F065-Cobra3","5F Cobra3 1.17mm 65cm 0.038”\n"]
["15038","通用介入","10","10","造影导管","亲水型","/","/","已维护","国械注准20233030849","亲水涂层血管造影导管","亲水涂层血管造影导管","主要原材料为Pebax硫酸钡、色粉、热塑性聚氨酯（TPU）、聚酰胺（PA）、光固胶、瞬干胶、甲基苯丙酮、聚乙烯吡咯烷酮组成","上海瑛泰医疗器械股份有限公司","上海瑛泰医疗器械股份有限公司","C02070100400000092220000776","HVAC6F100-Son1W","HVAC6F100-Son1W","6F SonⅠW 1.37mm 100cm 0.038”\n"]
["15038","通用介入","10","10","造影导管","亲水型","/","/","已维护","国械注准20233030849","亲水涂层血管造影导管","亲水涂层血管造影导管","主要原材料为Pebax硫酸钡、色粉、热塑性聚氨酯（TPU）、聚酰胺（PA）、光固胶、瞬干胶、甲基苯丙酮、聚乙烯吡咯烷酮组成","上海瑛泰医疗器械股份有限公司","上海瑛泰医疗器械股份有限公司","C02070100400000092220000777","HVAC4F100-MPB2","HVAC4F100-MPB2","4F Multipurpose-B2 1.07mm 100cm 0.038”\n"]
["15038","通用介入","10","10","造影导管","亲水型","/","/","已维护","国械注准20233030849","亲水涂层血管造影导管","亲水涂层血管造影导管","主要原材料为Pebax硫酸钡、色粉、热塑性聚氨酯（TPU）、聚酰胺（PA）、光固胶、瞬干胶、甲基苯丙酮、聚乙烯吡咯烷酮组成","上海瑛泰医疗器械股份有限公司","上海瑛泰医疗器械股份有限公司","C02070100400000092220000778","HVAC7F080-RLG","HVAC7F080-RLG","7F RLG 1.62mm 80cm 0.038”\n"]
["15038","通用介入","10","10","造影导管","亲水型","/","/","已维护","国械注准20233030849","亲水涂层血管造影导管","亲水涂层血管造影导管","主要原材料为Pebax硫酸钡、色粉、热塑性聚氨酯（TPU）、聚酰胺（PA）、光固胶、瞬干胶、甲基苯丙酮、聚乙烯吡咯烷酮组成","上海瑛泰医疗器械股份有限公司","上海瑛泰医疗器械股份有限公司","C02070100400000092220000779","HVAC4F135-MPA1","HVAC4F135-MPA1","4F Multipurpose-A1 1.07mm 135cm 0.038”\n"]
["15038","通用介入","10","10","造影导管","亲水型","/","/","已维护","国械注准20233030849","亲水涂层血管造影导管","亲水涂层血管造影导管","主要原材料为Pebax硫酸钡、色粉、热塑性聚氨酯（TPU）、聚酰胺（PA）、光固胶、瞬干胶、甲基苯丙酮、聚乙烯吡咯烷酮组成","上海瑛泰医疗器械股份有限公司","上海瑛泰医疗器械股份有限公司","C02070100400000092220000780","HVAC4F100-MP3","HVAC4F100-MP3","4F Multipurpose3 1.07mm 100cm 0.038”\n"]
["15038","通用介入","10","10","造影导管","亲水型","/","/","已维护","国械注准20233030849","亲水涂层血管造影导管","亲水涂层血管造影导管","主要原材料为Pebax硫酸钡、色粉、热塑性聚氨酯（TPU）、聚酰胺（PA）、光固胶、瞬干胶、甲基苯丙酮、聚乙烯吡咯烷酮组成","上海瑛泰医疗器械股份有限公司","上海瑛泰医疗器械股份有限公司","C02070100400000092220000781","HVAC7F135-145PIG","HVAC7F135-145PIG","7F 145°PIG 1.62mm 135cm 0.038”\n"]
["15038","通用介入","10","10","造影导管","亲水型","/","/","已维护","国械注准20233030849","亲水涂层血管造影导管","亲水涂层血管造影导管","主要原材料为Pebax硫酸钡、色粉、热塑性聚氨酯（TPU）、聚酰胺（PA）、光固胶、瞬干胶、甲基苯丙酮、聚乙烯吡咯烷酮组成","上海瑛泰医疗器械股份有限公司","上海瑛泰医疗器械股份有限公司","C02070100400000092220000782","HVAC4F100-MP1","HVAC4F100-MP1","4F Multipurpose1 1.07mm 100cm 0.038”\n"]
["15038","通用介入","10","10","造影导管","亲水型","/","/","已维护","国械注准20233030849","亲水涂层血管造影导管","亲水涂层血管造影导管","主要原材料为Pebax硫酸钡、色粉、热塑性聚氨酯（TPU）、聚酰胺（PA）、光固胶、瞬干胶、甲基苯丙酮、聚乙烯吡咯烷酮组成","上海瑛泰医疗器械股份有限公司","上海瑛泰医疗器械股份有限公司","C02070100400000092220000783","HVAC6F100-Davis","HVAC6F100-Davis","6F Davis 1.37mm 100cm 0.038”\n"]
["15038","通用介入","10","10","造影导管","亲水型","/","/","已维护","国械注准20233030849","亲水涂层血管造影导管","亲水涂层血管造影导管","主要原材料为Pebax硫酸钡、色粉、热塑性聚氨酯（TPU）、聚酰胺（PA）、光固胶、瞬干胶、甲基苯丙酮、聚乙烯吡咯烷酮组成","上海瑛泰医疗器械股份有限公司","上海瑛泰医疗器械股份有限公司","C02070100400000092220000784","HVAC6F080-Simmons2","HVAC6F080-Simmons2","6F Simmons2 1.37mm 80cm 0.038”\n"]
["15038","通用介入","10","10","造影导管","亲水型","/","/","已维护","国械注准20233030849","亲水涂层血管造影导管","亲水涂层血管造影导管","主要原材料为Pebax硫酸钡、色粉、热塑性聚氨酯（TPU）、聚酰胺（PA）、光固胶、瞬干胶、甲基苯丙酮、聚乙烯吡咯烷酮组成","上海瑛泰医疗器械股份有限公司","上海瑛泰医疗器械股份有限公司","C02070100400000092220000785","HVAC6F100-TIG","HVAC6F100-TIG","6F TIG 1.37mm 100cm 0.038”\n"]
["15038","通用介入","10","10","造影导管","亲水型","/","/","已维护","国械注准20233030849","亲水涂层血管造影导管","亲水涂层血管造影导管","主要原材料为Pebax硫酸钡、色粉、热塑性聚氨酯（TPU）、聚酰胺（PA）、光固胶、瞬干胶、甲基苯丙酮、聚乙烯吡咯烷酮组成","上海瑛泰医疗器械股份有限公司","上海瑛泰医疗器械股份有限公司","C02070100400000092220000786","HVAC4F080-Davis","HVAC4F080-Davis","4F Davis 1.07mm 80cm 0.038”\n"]
["15038","通用介入","10","10","造影导管","亲水型","/","/","已维护","国械注准20233030849","亲水涂层血管造影导管","亲水涂层血管造影导管","主要原材料为Pebax硫酸钡、色粉、热塑性聚氨酯（TPU）、聚酰胺（PA）、光固胶、瞬干胶、甲基苯丙酮、聚乙烯吡咯烷酮组成","上海瑛泰医疗器械股份有限公司","上海瑛泰医疗器械股份有限公司","C02070100400000092220000787","HVAC5F125-PIG","HVAC5F125-PIG","5F PIG 1.17mm 125cm 0.038”\n"]
["15038","通用介入","10","10","造影导管","亲水型","/","/","已维护","国械注准20233030849","亲水涂层血管造影导管","亲水涂层血管造影导管","主要原材料为Pebax硫酸钡、色粉、热塑性聚氨酯（TPU）、聚酰胺（PA）、光固胶、瞬干胶、甲基苯丙酮、聚乙烯吡咯烷酮组成","上海瑛泰医疗器械股份有限公司","上海瑛泰医疗器械股份有限公司","C02070100400000092220000788","HVAC7F100-Cobra1","HVAC7F100-Cobra1","7F Cobra1 1.62mm 100cm 0.038”\n"]
["15038","通用介入","10","10","造影导管","亲水型","/","/","已维护","国械注准20233030849","亲水涂层血管造影导管","亲水涂层血管造影导管","主要原材料为Pebax硫酸钡、色粉、热塑性聚氨酯（TPU）、聚酰胺（PA）、光固胶、瞬干胶、甲基苯丙酮、聚乙烯吡咯烷酮组成","上海瑛泰医疗器械股份有限公司","上海瑛泰医疗器械股份有限公司","C02070100400000092220000789","HVAC7F065-Davis","HVAC7F065-Davis","7F Davis 1.62mm 65cm 0.038”\n"]
["15038","通用介入","10","10","造影导管","亲水型","/","/","已维护","国械注准20233030849","亲水涂层血管造影导管","亲水涂层血管造影导管","主要原材料为Pebax硫酸钡、色粉、热塑性聚氨酯（TPU）、聚酰胺（PA）、光固胶、瞬干胶、甲基苯丙酮、聚乙烯吡咯烷酮组成","上海瑛泰医疗器械股份有限公司","上海瑛泰医疗器械股份有限公司","C02070100400000092220000790","HVAC7F080-Cobra3","HVAC7F080-Cobra3","7F Cobra3 1.62mm 80cm 0.038”\n"]
["15038","通用介入","10","10","造影导管","亲水型","/","/","已维护","国械注准20233030849","亲水涂层血管造影导管","亲水涂层血管造影导管","主要原材料为Pebax硫酸钡、色粉、热塑性聚氨酯（TPU）、聚酰胺（PA）、光固胶、瞬干胶、甲基苯丙酮、聚乙烯吡咯烷酮组成","上海瑛泰医疗器械股份有限公司","上海瑛泰医疗器械股份有限公司","C02070100400000092220000791","HVAC5F125-Cobra3","HVAC5F125-Cobra3","5F Cobra3 1.17mm 125cm 0.038”\n"]
["15038","通用介入","10","10","造影导管","亲水型","/","/","已维护","国械注准20233030849","亲水涂层血管造影导管","亲水涂层血管造影导管","主要原材料为Pebax硫酸钡、色粉、热塑性聚氨酯（TPU）、聚酰胺（PA）、光固胶、瞬干胶、甲基苯丙酮、聚乙烯吡咯烷酮组成","上海瑛泰医疗器械股份有限公司","上海瑛泰医疗器械股份有限公司","C02070100400000092220000792","HVAC5F125-MP2","HVAC5F125-MP2","5F Multipurpose2 1.17mm 125cm 0.038”\n"]
["15038","通用介入","10","10","造影导管","亲水型","/","/","已维护","国械注准20233030849","亲水涂层血管造影导管","亲水涂层血管造影导管","主要原材料为Pebax硫酸钡、色粉、热塑性聚氨酯（TPU）、聚酰胺（PA）、光固胶、瞬干胶、甲基苯丙酮、聚乙烯吡咯烷酮组成","上海瑛泰医疗器械股份有限公司","上海瑛泰医疗器械股份有限公司","C02070100400000092220000793","HVAC5F135-VER","HVAC5F135-VER","5F VER 1.17mm 135cm 0.038”\n"]
["15038","通用介入","10","10","造影导管","亲水型","/","/","已维护","国械注准20233030849","亲水涂层血管造影导管","亲水涂层血管造影导管","主要原材料为Pebax硫酸钡、色粉、热塑性聚氨酯（TPU）、聚酰胺（PA）、光固胶、瞬干胶、甲基苯丙酮、聚乙烯吡咯烷酮组成","上海瑛泰医疗器械股份有限公司","上海瑛泰医疗器械股份有限公司","C02070100400000092220000794","HVAC4F125-VER","HVAC4F125-VER","4F VER 1.07mm 125cm 0.038”\n"]
["15038","通用介入","10","10","造影导管","亲水型","/","/","已维护","国械注准20233030849","亲水涂层血管造影导管","亲水涂层血管造影导管","主要原材料为Pebax硫酸钡、色粉、热塑性聚氨酯（TPU）、聚酰胺（PA）、光固胶、瞬干胶、甲基苯丙酮、聚乙烯吡咯烷酮组成","上海瑛泰医疗器械股份有限公司","上海瑛泰医疗器械股份有限公司","C02070100400000092220000795","HVAC4F100-Yashiro","HVAC4F100-Yashiro","4F YASHIRO 1.07mm 100cm 0.038”\n"]
["15038","通用介入","10","10","造影导管","亲水型","/","/","已维护","国械注准20233030849","亲水涂层血管造影导管","亲水涂层血管造影导管","主要原材料为Pebax硫酸钡、色粉、热塑性聚氨酯（TPU）、聚酰胺（PA）、光固胶、瞬干胶、甲基苯丙酮、聚乙烯吡咯烷酮组成","上海瑛泰医疗器械股份有限公司","上海瑛泰医疗器械股份有限公司","C02070100400000092220000796","HVAC7F100-MPB1","HVAC7F100-MPB1","7F Multipurpose-B1 1.62mm 100cm 0.038”\n"]
["15038","通用介入","10","10","造影导管","亲水型","/","/","已维护","国械注准20233030849","亲水涂层血管造影导管","亲水涂层血管造影导管","主要原材料为Pebax硫酸钡、色粉、热塑性聚氨酯（TPU）、聚酰胺（PA）、光固胶、瞬干胶、甲基苯丙酮、聚乙烯吡咯烷酮组成","上海瑛泰医疗器械股份有限公司","上海瑛泰医疗器械股份有限公司","C02070100400000092220000797","HVAC4F080-RUC","HVAC4F080-RUC","4F RUC 1.07mm 80cm 0.038”\n"]
["15038","通用介入","10","10","造影导管","亲水型","/","/","已维护","国械注准20233030849","亲水涂层血管造影导管","亲水涂层血管造影导管","主要原材料为Pebax硫酸钡、色粉、热塑性聚氨酯（TPU）、聚酰胺（PA）、光固胶、瞬干胶、甲基苯丙酮、聚乙烯吡咯烷酮组成","上海瑛泰医疗器械股份有限公司","上海瑛泰医疗器械股份有限公司","C02070100400000092220000798","HVAC7F080-MPA1","HVAC7F080-MPA1","7F Multipurpose-A1 1.62mm 80cm 0.038”\n"]
["15038","通用介入","10","10","造影导管","亲水型","/","/","已维护","国械注准20233030849","亲水涂层血管造影导管","亲水涂层血管造影导管","主要原材料为Pebax硫酸钡、色粉、热塑性聚氨酯（TPU）、聚酰胺（PA）、光固胶、瞬干胶、甲基苯丙酮、聚乙烯吡咯烷酮组成","上海瑛泰医疗器械股份有限公司","上海瑛泰医疗器械股份有限公司","C02070100400000092220000799","HVAC4F110-145PIG","HVAC4F110-145PIG","4F 145°PIG 1.07mm 110cm 0.038”\n"]
["15038","通用介入","10","10","造影导管","亲水型","/","/","已维护","国械注准20233030849","亲水涂层血管造影导管","亲水涂层血管造影导管","主要原材料为Pebax硫酸钡、色粉、热塑性聚氨酯（TPU）、聚酰胺（PA）、光固胶、瞬干胶、甲基苯丙酮、聚乙烯吡咯烷酮组成","上海瑛泰医疗器械股份有限公司","上海瑛泰医疗器械股份有限公司","C02070100400000092220000800","HVAC7F100-Simmons3","HVAC7F100-Simmons3","7F Simmons3 1.62mm 100cm 0.038”\n"]
["15038","通用介入","10","10","造影导管","亲水型","/","/","已维护","国械注准20233030849","亲水涂层血管造影导管","亲水涂层血管造影导管","主要原材料为Pebax硫酸钡、色粉、热塑性聚氨酯（TPU）、聚酰胺（PA）、光固胶、瞬干胶、甲基苯丙酮、聚乙烯吡咯烷酮组成","上海瑛泰医疗器械股份有限公司","上海瑛泰医疗器械股份有限公司","C02070100400000092220000801","HVAC4F125-Simmons1","HVAC4F125-Simmons1","4F Simmons1 1.07mm 125cm 0.038”\n"]
["15038","通用介入","10","10","造影导管","亲水型","/","/","已维护","国械注准20233030849","亲水涂层血管造影导管","亲水涂层血管造影导管","主要原材料为Pebax硫酸钡、色粉、热塑性聚氨酯（TPU）、聚酰胺（PA）、光固胶、瞬干胶、甲基苯丙酮、聚乙烯吡咯烷酮组成","上海瑛泰医疗器械股份有限公司","上海瑛泰医疗器械股份有限公司","C02070100400000092220000802","HVAC7F065-Cobra1","HVAC7F065-Cobra1","7F Cobra1 1.62mm 65cm 0.038”\n"]
["15038","通用介入","10","10","造影导管","亲水型","/","/","已维护","国械注准20233030849","亲水涂层血管造影导管","亲水涂层血管造影导管","主要原材料为Pebax硫酸钡、色粉、热塑性聚氨酯（TPU）、聚酰胺（PA）、光固胶、瞬干胶、甲基苯丙酮、聚乙烯吡咯烷酮组成","上海瑛泰医疗器械股份有限公司","上海瑛泰医疗器械股份有限公司","C02070100400000092220000803","HVAC4F135-Cobra3","HVAC4F135-Cobra3","4F Cobra3 1.07mm 135cm 0.038”\n"]
["15038","通用介入","10","10","造影导管","亲水型","/","/","已维护","国械注准20233030849","亲水涂层血管造影导管","亲水涂层血管造影导管","主要原材料为Pebax硫酸钡、色粉、热塑性聚氨酯（TPU）、聚酰胺（PA）、光固胶、瞬干胶、甲基苯丙酮、聚乙烯吡咯烷酮组成","上海瑛泰医疗器械股份有限公司","上海瑛泰医疗器械股份有限公司","C02070100400000092220000804","HVAC5F120-Davis","HVAC5F120-Davis","5F Davis 1.17mm 120cm 0.038”\n"]
["15038","通用介入","10","10","造影导管","亲水型","/","/","已维护","国械注准20233030849","亲水涂层血管造影导管","亲水涂层血管造影导管","主要原材料为Pebax硫酸钡、色粉、热塑性聚氨酯（TPU）、聚酰胺（PA）、光固胶、瞬干胶、甲基苯丙酮、聚乙烯吡咯烷酮组成","上海瑛泰医疗器械股份有限公司","上海瑛泰医疗器械股份有限公司","C02070100400000092220000805","HVAC7F100-VTK","HVAC7F100-VTK","7F VTK 1.62mm 100cm 0.038”\n"]
["15038","通用介入","10","10","造影导管","亲水型","/","/","已维护","国械注准20233030849","亲水涂层血管造影导管","亲水涂层血管造影导管","主要原材料为Pebax硫酸钡、色粉、热塑性聚氨酯（TPU）、聚酰胺（PA）、光固胶、瞬干胶、甲基苯丙酮、聚乙烯吡咯烷酮组成","上海瑛泰医疗器械股份有限公司","上海瑛泰医疗器械股份有限公司","C02070100400000092220000806","HVAC5F065-MPA1","HVAC5F065-MPA1","5F Multipurpose-A1 1.17mm 65cm 0.038”\n"]
["15038","通用介入","10","10","造影导管","亲水型","/","/","已维护","国械注准20233030849","亲水涂层血管造影导管","亲水涂层血管造影导管","主要原材料为Pebax硫酸钡、色粉、热塑性聚氨酯（TPU）、聚酰胺（PA）、光固胶、瞬干胶、甲基苯丙酮、聚乙烯吡咯烷酮组成","上海瑛泰医疗器械股份有限公司","上海瑛泰医疗器械股份有限公司","C02070100400000092220000807","HVAC5F125-155PIG","HVAC5F125-155PIG","5F 155°PIG 1.17mm 125cm 0.038”\n"]
["15038","通用介入","10","10","造影导管","亲水型","/","/","已维护","国械注准20233030849","亲水涂层血管造影导管","亲水涂层血管造影导管","主要原材料为Pebax硫酸钡、色粉、热塑性聚氨酯（TPU）、聚酰胺（PA）、光固胶、瞬干胶、甲基苯丙酮、聚乙烯吡咯烷酮组成","上海瑛泰医疗器械股份有限公司","上海瑛泰医疗器械股份有限公司","C02070100400000092220000808","HVAC5F065-Simmons2","HVAC5F065-Simmons2","5F Simmons2 1.17mm 65cm 0.038”\n"]
["15038","通用介入","10","10","造影导管","亲水型","/","/","已维护","国械注准20233030849","亲水涂层血管造影导管","亲水涂层血管造影导管","主要原材料为Pebax硫酸钡、色粉、热塑性聚氨酯（TPU）、聚酰胺（PA）、光固胶、瞬干胶、甲基苯丙酮、聚乙烯吡咯烷酮组成","上海瑛泰医疗器械股份有限公司","上海瑛泰医疗器械股份有限公司","C02070100400000092220000809","HVAC4F100-TIG","HVAC4F100-TIG","4F TIG 1.07mm 100cm 0.038”\n"]
["15038","通用介入","10","10","造影导管","亲水型","/","/","已维护","国械注准20233030849","亲水涂层血管造影导管","亲水涂层血管造影导管","主要原材料为Pebax硫酸钡、色粉、热塑性聚氨酯（TPU）、聚酰胺（PA）、光固胶、瞬干胶、甲基苯丙酮、聚乙烯吡咯烷酮组成","上海瑛泰医疗器械股份有限公司","上海瑛泰医疗器械股份有限公司","C02070100400000092220000810","HVAC6F100-IM","HVAC6F100-IM","6F IM 1.37mm 100cm 0.038”\n"]
["15038","通用介入","10","10","造影导管","亲水型","/","/","已维护","国械注准20233030849","亲水涂层血管造影导管","亲水涂层血管造影导管","主要原材料为Pebax硫酸钡、色粉、热塑性聚氨酯（TPU）、聚酰胺（PA）、光固胶、瞬干胶、甲基苯丙酮、聚乙烯吡咯烷酮组成","上海瑛泰医疗器械股份有限公司","上海瑛泰医疗器械股份有限公司","C02070100400000092220000811","HVAC6F100-MP2","HVAC6F100-MP2","6F Multipurpose2 1.37mm 100cm 0.038”\n"]
["15038","通用介入","10","10","造影导管","亲水型","/","/","已维护","国械注准20233030849","亲水涂层血管造影导管","亲水涂层血管造影导管","主要原材料为Pebax硫酸钡、色粉、热塑性聚氨酯（TPU）、聚酰胺（PA）、光固胶、瞬干胶、甲基苯丙酮、聚乙烯吡咯烷酮组成","上海瑛泰医疗器械股份有限公司","上海瑛泰医疗器械股份有限公司","C02070100400000092220000812","HVAC7F100-Son1W","HVAC7F100-Son1W","7F SonⅠW 1.62mm 100cm 0.038”\n"]
["15038","通用介入","10","10","造影导管","亲水型","/","/","已维护","国械注准20233030849","亲水涂层血管造影导管","亲水涂层血管造影导管","主要原材料为Pebax硫酸钡、色粉、热塑性聚氨酯（TPU）、聚酰胺（PA）、光固胶、瞬干胶、甲基苯丙酮、聚乙烯吡咯烷酮组成","上海瑛泰医疗器械股份有限公司","上海瑛泰医疗器械股份有限公司","C02070100400000092220000813","HVAC5F100-Rim","HVAC5F100-Rim","5F RIM 1.17mm 100cm 0.038”\n"]
["15038","通用介入","10","10","造影导管","亲水型","/","/","已维护","国械注准20233030849","亲水涂层血管造影导管","亲水涂层血管造影导管","主要原材料为Pebax硫酸钡、色粉、热塑性聚氨酯（TPU）、聚酰胺（PA）、光固胶、瞬干胶、甲基苯丙酮、聚乙烯吡咯烷酮组成","上海瑛泰医疗器械股份有限公司","上海瑛泰医疗器械股份有限公司","C02070100400000092220000814","HVAC4F100-MP","HVAC4F100-MP","4F MP 1.07mm 100cm 0.038”\n"]
["15038","通用介入","10","10","造影导管","亲水型","/","/","已维护","国械注准20233030849","亲水涂层血管造影导管","亲水涂层血管造影导管","主要原材料为Pebax硫酸钡、色粉、热塑性聚氨酯（TPU）、聚酰胺（PA）、光固胶、瞬干胶、甲基苯丙酮、聚乙烯吡咯烷酮组成","上海瑛泰医疗器械股份有限公司","上海瑛泰医疗器械股份有限公司","C02070100400000092220000815","HVAC4F125-Hinck","HVAC4F125-Hinck","4F Hinck 1.07mm 125cm 0.038”\n"]
["15038","通用介入","10","10","造影导管","亲水型","/","/","已维护","国械注准20233030849","亲水涂层血管造影导管","亲水涂层血管造影导管","主要原材料为Pebax硫酸钡、色粉、热塑性聚氨酯（TPU）、聚酰胺（PA）、光固胶、瞬干胶、甲基苯丙酮、聚乙烯吡咯烷酮组成","上海瑛泰医疗器械股份有限公司","上海瑛泰医疗器械股份有限公司","C02070100400000092220000816","HVAC6F100-Son2","HVAC6F100-Son2","6F SonⅡ 1.37mm 100cm 0.038”\n"]
["15038","通用介入","10","10","造影导管","亲水型","/","/","已维护","国械注准20233030849","亲水涂层血管造影导管","亲水涂层血管造影导管","主要原材料为Pebax硫酸钡、色粉、热塑性聚氨酯（TPU）、聚酰胺（PA）、光固胶、瞬干胶、甲基苯丙酮、聚乙烯吡咯烷酮组成","上海瑛泰医疗器械股份有限公司","上海瑛泰医疗器械股份有限公司","C02070100400000092220000817","HVAC4F065-Cobra2","HVAC4F065-Cobra2","4F Cobra2 1.07mm 65cm 0.038”\n"]
["15038","通用介入","10","10","造影导管","亲水型","/","/","已维护","国械注准20233030849","亲水涂层血管造影导管","亲水涂层血管造影导管","主要原材料为Pebax硫酸钡、色粉、热塑性聚氨酯（TPU）、聚酰胺（PA）、光固胶、瞬干胶、甲基苯丙酮、聚乙烯吡咯烷酮组成","上海瑛泰医疗器械股份有限公司","上海瑛泰医疗器械股份有限公司","C02070100400000092220000818","HVAC6F100-CBR","HVAC6F100-CBR","6F CBR 1.37mm 100cm 0.038”\n"]
["15038","通用介入","10","10","造影导管","亲水型","/","/","已维护","国械注准20233030849","亲水涂层血管造影导管","亲水涂层血管造影导管","主要原材料为Pebax硫酸钡、色粉、热塑性聚氨酯（TPU）、聚酰胺（PA）、光固胶、瞬干胶、甲基苯丙酮、聚乙烯吡咯烷酮组成","上海瑛泰医疗器械股份有限公司","上海瑛泰医疗器械股份有限公司","C02070100400000092220000819","HVAC4F100-MPA2","HVAC4F100-MPA2","4F Multipurpose-A2 1.07mm 100cm 0.038”\n"]
["15038","通用介入","10","10","造影导管","亲水型","/","/","已维护","国械注准20233030849","亲水涂层血管造影导管","亲水涂层血管造影导管","主要原材料为Pebax硫酸钡、色粉、热塑性聚氨酯（TPU）、聚酰胺（PA）、光固胶、瞬干胶、甲基苯丙酮、聚乙烯吡咯烷酮组成","上海瑛泰医疗器械股份有限公司","上海瑛泰医疗器械股份有限公司","C02070100400000092220000820","HVAC4F065-RH","HVAC4F065-RH","4F RH 1.07mm 65cm 0.038”\n"]
["15038","通用介入","10","10","造影导管","亲水型","/","/","已维护","国械注准20233030849","亲水涂层血管造影导管","亲水涂层血管造影导管","主要原材料为Pebax硫酸钡、色粉、热塑性聚氨酯（TPU）、聚酰胺（PA）、光固胶、瞬干胶、甲基苯丙酮、聚乙烯吡咯烷酮组成","上海瑛泰医疗器械股份有限公司","上海瑛泰医疗器械股份有限公司","C02070100400000092220000821","HVAC7F135-MPA1","HVAC7F135-MPA1","7F Multipurpose-A1 1.62mm 135cm 0.038”\n"]
["15038","通用介入","10","10","造影导管","亲水型","/","/","已维护","国械注准20233030849","亲水涂层血管造影导管","亲水涂层血管造影导管","主要原材料为Pebax硫酸钡、色粉、热塑性聚氨酯（TPU）、聚酰胺（PA）、光固胶、瞬干胶、甲基苯丙酮、聚乙烯吡咯烷酮组成","上海瑛泰医疗器械股份有限公司","上海瑛泰医疗器械股份有限公司","C02070100400000092220000822","HVAC5F080-MP2","HVAC5F080-MP2","5F Multipurpose2 1.17mm 80cm 0.038”\n"]
["15038","通用介入","10","10","造影导管","亲水型","/","/","已维护","国械注准20233030849","亲水涂层血管造影导管","亲水涂层血管造影导管","主要原材料为Pebax硫酸钡、色粉、热塑性聚氨酯（TPU）、聚酰胺（PA）、光固胶、瞬干胶、甲基苯丙酮、聚乙烯吡咯烷酮组成","上海瑛泰医疗器械股份有限公司","上海瑛泰医疗器械股份有限公司","C02070100400000092220000823","HVAC4F135-VER","HVAC4F135-VER","4F VER 1.07mm 135cm 0.038”\n"]
["15038","通用介入","10","10","造影导管","亲水型","/","/","已维护","国械注准20233030849","亲水涂层血管造影导管","亲水涂层血管造影导管","主要原材料为Pebax硫酸钡、色粉、热塑性聚氨酯（TPU）、聚酰胺（PA）、光固胶、瞬干胶、甲基苯丙酮、聚乙烯吡咯烷酮组成","上海瑛泰医疗器械股份有限公司","上海瑛泰医疗器械股份有限公司","C02070100400000092220000824","HVAC6F100-Rim","HVAC6F100-Rim","6F RIM 1.37mm 100cm 0.038”\n"]
["15038","通用介入","10","10","造影导管","亲水型","/","/","已维护","国械注准20233030849","亲水涂层血管造影导管","亲水涂层血管造影导管","主要原材料为Pebax硫酸钡、色粉、热塑性聚氨酯（TPU）、聚酰胺（PA）、光固胶、瞬干胶、甲基苯丙酮、聚乙烯吡咯烷酮组成","上海瑛泰医疗器械股份有限公司","上海瑛泰医疗器械股份有限公司","C02070100400000092220000825","HVAC4F100-Cobra2","HVAC4F100-Cobra2","4F Cobra2 1.07mm 100cm 0.038”\n"]
["15038","通用介入","10","10","造影导管","亲水型","/","/","已维护","国械注准20233030849","亲水涂层血管造影导管","亲水涂层血管造影导管","主要原材料为Pebax硫酸钡、色粉、热塑性聚氨酯（TPU）、聚酰胺（PA）、光固胶、瞬干胶、甲基苯丙酮、聚乙烯吡咯烷酮组成","上海瑛泰医疗器械股份有限公司","上海瑛泰医疗器械股份有限公司","C02070100400000092220000826","HVAC6F080-Davis","HVAC6F080-Davis","6F Davis 1.37mm 80cm 0.038”\n"]
["15038","通用介入","10","10","造影导管","亲水型","/","/","已维护","国械注准20233030849","亲水涂层血管造影导管","亲水涂层血管造影导管","主要原材料为Pebax硫酸钡、色粉、热塑性聚氨酯（TPU）、聚酰胺（PA）、光固胶、瞬干胶、甲基苯丙酮、聚乙烯吡咯烷酮组成","上海瑛泰医疗器械股份有限公司","上海瑛泰医疗器械股份有限公司","C02070100400000092220000827","HVAC5F080-MP3","HVAC5F080-MP3","5F Multipurpose3 1.17mm 80cm 0.038”\n"]
["15038","通用介入","10","10","造影导管","亲水型","/","/","已维护","国械注准20233030849","亲水涂层血管造影导管","亲水涂层血管造影导管","主要原材料为Pebax硫酸钡、色粉、热塑性聚氨酯（TPU）、聚酰胺（PA）、光固胶、瞬干胶、甲基苯丙酮、聚乙烯吡咯烷酮组成","上海瑛泰医疗器械股份有限公司","上海瑛泰医疗器械股份有限公司","C02070100400000092220000828","HVAC4F125-Cobra3","HVAC4F125-Cobra3","4F Cobra3 1.07mm 125cm 0.038”\n"]
["15038","通用介入","10","10","造影导管","亲水型","/","/","已维护","国械注准20233030849","亲水涂层血管造影导管","亲水涂层血管造影导管","主要原材料为Pebax硫酸钡、色粉、热塑性聚氨酯（TPU）、聚酰胺（PA）、光固胶、瞬干胶、甲基苯丙酮、聚乙烯吡咯烷酮组成","上海瑛泰医疗器械股份有限公司","上海瑛泰医疗器械股份有限公司","C02070100400000092220000829","HVAC7F135-155PIG","HVAC7F135-155PIG","7F 155°PIG 1.62mm 135cm 0.038”\n"]
["15038","通用介入","10","10","造影导管","亲水型","/","/","已维护","国械注准20233030849","亲水涂层血管造影导管","亲水涂层血管造影导管","主要原材料为Pebax硫酸钡、色粉、热塑性聚氨酯（TPU）、聚酰胺（PA）、光固胶、瞬干胶、甲基苯丙酮、聚乙烯吡咯烷酮组成","上海瑛泰医疗器械股份有限公司","上海瑛泰医疗器械股份有限公司","C02070100400000092220000830","HVAC6F100-NIH","HVAC6F100-NIH","6F NIH 1.37mm 100cm 0.038”\n"]
["15038","通用介入","10","10","造影导管","亲水型","/","/","已维护","国械注准20233030849","亲水涂层血管造影导管","亲水涂层血管造影导管","主要原材料为Pebax硫酸钡、色粉、热塑性聚氨酯（TPU）、聚酰胺（PA）、光固胶、瞬干胶、甲基苯丙酮、聚乙烯吡咯烷酮组成","上海瑛泰医疗器械股份有限公司","上海瑛泰医疗器械股份有限公司","C02070100400000092220000831","HVAC7F135-VTK","HVAC7F135-VTK","7F VTK 1.62mm 135cm 0.038”\n"]
["15038","通用介入","10","10","造影导管","亲水型","/","/","已维护","国械注准20233030849","亲水涂层血管造影导管","亲水涂层血管造影导管","主要原材料为Pebax硫酸钡、色粉、热塑性聚氨酯（TPU）、聚酰胺（PA）、光固胶、瞬干胶、甲基苯丙酮、聚乙烯吡咯烷酮组成","上海瑛泰医疗器械股份有限公司","上海瑛泰医疗器械股份有限公司","C02070100400000092220000832","HVAC7F100-CBR","HVAC7F100-CBR","7F CBR 1.62mm 100cm 0.038”\n"]
["15038","通用介入","10","10","造影导管","亲水型","/","/","已维护","国械注准20233030849","亲水涂层血管造影导管","亲水涂层血管造影导管","主要原材料为Pebax硫酸钡、色粉、热塑性聚氨酯（TPU）、聚酰胺（PA）、光固胶、瞬干胶、甲基苯丙酮、聚乙烯吡咯烷酮组成","上海瑛泰医疗器械股份有限公司","上海瑛泰医疗器械股份有限公司","C02070100400000092220000833","HVAC4F100-RH","HVAC4F100-RH","4F RH 1.07mm 100cm 0.038”\n"]
["15038","通用介入","10","10","造影导管","亲水型","/","/","已维护","国械注准20233030849","亲水涂层血管造影导管","亲水涂层血管造影导管","主要原材料为Pebax硫酸钡、色粉、热塑性聚氨酯（TPU）、聚酰胺（PA）、光固胶、瞬干胶、甲基苯丙酮、聚乙烯吡咯烷酮组成","上海瑛泰医疗器械股份有限公司","上海瑛泰医疗器械股份有限公司","C02070100400000092220000834","HVAC5F065-Davis","HVAC5F065-Davis","5F Davis 1.17mm 65cm 0.038”\n"]
["15038","通用介入","10","10","造影导管","亲水型","/","/","已维护","国械注准20233030849","亲水涂层血管造影导管","亲水涂层血管造影导管","主要原材料为Pebax硫酸钡、色粉、热塑性聚氨酯（TPU）、聚酰胺（PA）、光固胶、瞬干胶、甲基苯丙酮、聚乙烯吡咯烷酮组成","上海瑛泰医疗器械股份有限公司","上海瑛泰医疗器械股份有限公司","C02070100400000092220000835","HVAC5F100-MP2","HVAC5F100-MP2","5F Multipurpose2 1.17mm 100cm 0.038”\n"]
["15038","通用介入","10","10","造影导管","亲水型","/","/","已维护","国械注准20233030849","亲水涂层血管造影导管","亲水涂层血管造影导管","主要原材料为Pebax硫酸钡、色粉、热塑性聚氨酯（TPU）、聚酰胺（PA）、光固胶、瞬干胶、甲基苯丙酮、聚乙烯吡咯烷酮组成","上海瑛泰医疗器械股份有限公司","上海瑛泰医疗器械股份有限公司","C02070100400000092220000836","HVAC4F100-Son3","HVAC4F100-Son3","4F SonⅢ 1.07mm 100cm 0.038”\n"]
["15038","通用介入","10","10","造影导管","亲水型","/","/","已维护","国械注准20233030849","亲水涂层血管造影导管","亲水涂层血管造影导管","主要原材料为Pebax硫酸钡、色粉、热塑性聚氨酯（TPU）、聚酰胺（PA）、光固胶、瞬干胶、甲基苯丙酮、聚乙烯吡咯烷酮组成","上海瑛泰医疗器械股份有限公司","上海瑛泰医疗器械股份有限公司","C02070100400000092220000837","HVAC7F080-Simmons2","HVAC7F080-Simmons2","7F Simmons2 1.62mm 80cm 0.038”\n"]
["15038","通用介入","10","10","造影导管","亲水型","/","/","已维护","国械注准20233030849","亲水涂层血管造影导管","亲水涂层血管造影导管","主要原材料为Pebax硫酸钡、色粉、热塑性聚氨酯（TPU）、聚酰胺（PA）、光固胶、瞬干胶、甲基苯丙酮、聚乙烯吡咯烷酮组成","上海瑛泰医疗器械股份有限公司","上海瑛泰医疗器械股份有限公司","C02070100400000092220000838","HVAC5F100-Simmons3","HVAC5F100-Simmons3","5F Simmons3 1.17mm 100cm 0.038”\n"]
["15038","通用介入","10","10","造影导管","亲水型","/","/","已维护","国械注准20233030849","亲水涂层血管造影导管","亲水涂层血管造影导管","主要原材料为Pebax硫酸钡、色粉、热塑性聚氨酯（TPU）、聚酰胺（PA）、光固胶、瞬干胶、甲基苯丙酮、聚乙烯吡咯烷酮组成","上海瑛泰医疗器械股份有限公司","上海瑛泰医疗器械股份有限公司","C02070100400000092220000839","HVAC7F065-RH","HVAC7F065-RH","7F RH 1.62mm 65cm 0.038”\n"]
["15038","通用介入","10","10","造影导管","亲水型","/","/","已维护","国械注准20233030849","亲水涂层血管造影导管","亲水涂层血管造影导管","主要原材料为Pebax硫酸钡、色粉、热塑性聚氨酯（TPU）、聚酰胺（PA）、光固胶、瞬干胶、甲基苯丙酮、聚乙烯吡咯烷酮组成","上海瑛泰医疗器械股份有限公司","上海瑛泰医疗器械股份有限公司","C02070100400000092220000840","HVAC5F080-Cobra1","HVAC5F080-Cobra1","5F Cobra1 1.17mm 80cm 0.038”\n"]
["15038","通用介入","10","10","造影导管","亲水型","/","/","已维护","国械注准20233030849","亲水涂层血管造影导管","亲水涂层血管造影导管","主要原材料为Pebax硫酸钡、色粉、热塑性聚氨酯（TPU）、聚酰胺（PA）、光固胶、瞬干胶、甲基苯丙酮、聚乙烯吡咯烷酮组成","上海瑛泰医疗器械股份有限公司","上海瑛泰医疗器械股份有限公司","C02070100400000092220000841","HVAC6F080-Cobra2","HVAC6F080-Cobra2","6F Cobra2 1.37mm 80cm 0.038”\n"]
["15038","通用介入","10","10","造影导管","亲水型","/","/","已维护","国械注准20233030849","亲水涂层血管造影导管","亲水涂层血管造影导管","主要原材料为Pebax硫酸钡、色粉、热塑性聚氨酯（TPU）、聚酰胺（PA）、光固胶、瞬干胶、甲基苯丙酮、聚乙烯吡咯烷酮组成","上海瑛泰医疗器械股份有限公司","上海瑛泰医疗器械股份有限公司","C02070100400000092220000842","HVAC5F100-H1","HVAC5F100-H1","5F Headhunter1 1.17mm 100cm 0.038”\n"]
["15038","通用介入","10","10","造影导管","亲水型","/","/","已维护","国械注准20233030849","亲水涂层血管造影导管","亲水涂层血管造影导管","主要原材料为Pebax硫酸钡、色粉、热塑性聚氨酯（TPU）、聚酰胺（PA）、光固胶、瞬干胶、甲基苯丙酮、聚乙烯吡咯烷酮组成","上海瑛泰医疗器械股份有限公司","上海瑛泰医疗器械股份有限公司","C02070100400000092220000843","HVAC5F110-155PIG","HVAC5F110-155PIG","5F 155°PIG 1.17mm 110cm 0.038”\n"]
["15038","通用介入","10","10","造影导管","亲水型","/","/","已维护","国械注准20233030849","亲水涂层血管造影导管","亲水涂层血管造影导管","主要原材料为Pebax硫酸钡、色粉、热塑性聚氨酯（TPU）、聚酰胺（PA）、光固胶、瞬干胶、甲基苯丙酮、聚乙烯吡咯烷酮组成","上海瑛泰医疗器械股份有限公司","上海瑛泰医疗器械股份有限公司","C02070100400000092220000844","HVAC6F135-MPA1","HVAC6F135-MPA1","6F Multipurpose-A1 1.37mm 135cm 0.038”\n"]
["15038","通用介入","10","10","造影导管","亲水型","/","/","已维护","国械注准20233030849","亲水涂层血管造影导管","亲水涂层血管造影导管","主要原材料为Pebax硫酸钡、色粉、热塑性聚氨酯（TPU）、聚酰胺（PA）、光固胶、瞬干胶、甲基苯丙酮、聚乙烯吡咯烷酮组成","上海瑛泰医疗器械股份有限公司","上海瑛泰医疗器械股份有限公司","C02070100400000092220000845","HVAC7F125-MPA1","HVAC7F125-MPA1","7F Multipurpose-A1 1.62mm 125cm 0.038”\n"]
["15038","通用介入","10","10","造影导管","亲水型","/","/","已维护","国械注准20233030849","亲水涂层血管造影导管","亲水涂层血管造影导管","主要原材料为Pebax硫酸钡、色粉、热塑性聚氨酯（TPU）、聚酰胺（PA）、光固胶、瞬干胶、甲基苯丙酮、聚乙烯吡咯烷酮组成","上海瑛泰医疗器械股份有限公司","上海瑛泰医疗器械股份有限公司","C02070100400000092220000846","HVAC4F040-RLG","HVAC4F040-RLG","4F RLG 1.07mm 40cm 0.038”\n"]
["15038","通用介入","10","10","造影导管","亲水型","/","/","已维护","国械注准20233030849","亲水涂层血管造影导管","亲水涂层血管造影导管","主要原材料为Pebax硫酸钡、色粉、热塑性聚氨酯（TPU）、聚酰胺（PA）、光固胶、瞬干胶、甲基苯丙酮、聚乙烯吡咯烷酮组成","上海瑛泰医疗器械股份有限公司","上海瑛泰医疗器械股份有限公司","C02070100400000092220000847","HVAC6F080-TIG","HVAC6F080-TIG","6F TIG 1.37mm 80cm 0.038”\n"]
["15038","通用介入","10","10","造影导管","亲水型","/","/","已维护","国械注准20233030849","亲水涂层血管造影导管","亲水涂层血管造影导管","主要原材料为Pebax硫酸钡、色粉、热塑性聚氨酯（TPU）、聚酰胺（PA）、光固胶、瞬干胶、甲基苯丙酮、聚乙烯吡咯烷酮组成","上海瑛泰医疗器械股份有限公司","上海瑛泰医疗器械股份有限公司","C02070100400000092220000848","HVAC7F125-Cobra1","HVAC7F125-Cobra1","7F Cobra1 1.62mm 125cm 0.038”\n"]
["15038","通用介入","10","10","造影导管","亲水型","/","/","已维护","国械注准20233030849","亲水涂层血管造影导管","亲水涂层血管造影导管","主要原材料为Pebax硫酸钡、色粉、热塑性聚氨酯（TPU）、聚酰胺（PA）、光固胶、瞬干胶、甲基苯丙酮、聚乙烯吡咯烷酮组成","上海瑛泰医疗器械股份有限公司","上海瑛泰医疗器械股份有限公司","C02070100400000092220000849","HVAC7F100-Rim","HVAC7F100-Rim","7F RIM 1.62mm 100cm 0.038”\n"]
["15038","通用介入","10","10","造影导管","亲水型","/","/","已维护","国械注准20233030849","亲水涂层血管造影导管","亲水涂层血管造影导管","主要原材料为Pebax硫酸钡、色粉、热塑性聚氨酯（TPU）、聚酰胺（PA）、光固胶、瞬干胶、甲基苯丙酮、聚乙烯吡咯烷酮组成","上海瑛泰医疗器械股份有限公司","上海瑛泰医疗器械股份有限公司","C02070100400000092220000850","HVAC5F100-Cobra2","HVAC5F100-Cobra2","5F Cobra2 1.17mm 100cm 0.038”\n"]
["15038","通用介入","10","10","造影导管","亲水型","/","/","已维护","国械注准20233030849","亲水涂层血管造影导管","亲水涂层血管造影导管","主要原材料为Pebax硫酸钡、色粉、热塑性聚氨酯（TPU）、聚酰胺（PA）、光固胶、瞬干胶、甲基苯丙酮、聚乙烯吡咯烷酮组成","上海瑛泰医疗器械股份有限公司","上海瑛泰医疗器械股份有限公司","C02070100400000092220000851","HVAC6F100-RH","HVAC6F100-RH","6F RH 1.37mm 100cm 0.038”\n"]
["15038","通用介入","10","10","造影导管","亲水型","/","/","已维护","国械注准20233030849","亲水涂层血管造影导管","亲水涂层血管造影导管","主要原材料为Pebax硫酸钡、色粉、热塑性聚氨酯（TPU）、聚酰胺（PA）、光固胶、瞬干胶、甲基苯丙酮、聚乙烯吡咯烷酮组成","上海瑛泰医疗器械股份有限公司","上海瑛泰医疗器械股份有限公司","C02070100400000092220000852","HVAC5F065-Cobra1","HVAC5F065-Cobra1","5F Cobra1 1.17mm 65cm 0.038”\n"]
["15038","通用介入","10","10","造影导管","亲水型","/","/","已维护","国械注准20233030849","亲水涂层血管造影导管","亲水涂层血管造影导管","主要原材料为Pebax硫酸钡、色粉、热塑性聚氨酯（TPU）、聚酰胺（PA）、光固胶、瞬干胶、甲基苯丙酮、聚乙烯吡咯烷酮组成","上海瑛泰医疗器械股份有限公司","上海瑛泰医疗器械股份有限公司","C02070100400000092220000853","HVAC6F135-155PIG","HVAC6F135-155PIG","6F 155°PIG 1.37mm 135cm 0.038”\n"]
["15038","通用介入","10","10","造影导管","亲水型","/","/","已维护","国械注准20233030849","亲水涂层血管造影导管","亲水涂层血管造影导管","主要原材料为Pebax硫酸钡、色粉、热塑性聚氨酯（TPU）、聚酰胺（PA）、光固胶、瞬干胶、甲基苯丙酮、聚乙烯吡咯烷酮组成","上海瑛泰医疗器械股份有限公司","上海瑛泰医疗器械股份有限公司","C02070100400000092220000854","HVAC5F100-Simmons1","HVAC5F100-Simmons1","5F Simmons1 1.17mm 100cm 0.038”"]
["15038","通用介入","10","10","造影导管","亲水型","/","/","已维护","国械注准20233030849","亲水涂层血管造影导管","亲水涂层血管造影导管","主要原材料为Pebax硫酸钡、色粉、热塑性聚氨酯（TPU）、聚酰胺（PA）、光固胶、瞬干胶、甲基苯丙酮、聚乙烯吡咯烷酮组成","上海瑛泰医疗器械股份有限公司","上海瑛泰医疗器械股份有限公司","C02070100400000092220000855","HVAC4F100-Hinck","HVAC4F100-Hinck","4F Hinck 1.07mm 100cm 0.038”\n"]
["15038","通用介入","10","10","造影导管","亲水型","/","/","已维护","国械注准20233030849","亲水涂层血管造影导管","亲水涂层血管造影导管","主要原材料为Pebax硫酸钡、色粉、热塑性聚氨酯（TPU）、聚酰胺（PA）、光固胶、瞬干胶、甲基苯丙酮、聚乙烯吡咯烷酮组成","上海瑛泰医疗器械股份有限公司","上海瑛泰医疗器械股份有限公司","C02070100400000092220000856","HVAC6F100-VER","HVAC6F100-VER","6F VER 1.37mm 100cm 0.038”\n"]
["15038","通用介入","10","10","造影导管","亲水型","/","/","已维护","国械注准20233030849","亲水涂层血管造影导管","亲水涂层血管造影导管","主要原材料为Pebax硫酸钡、色粉、热塑性聚氨酯（TPU）、聚酰胺（PA）、光固胶、瞬干胶、甲基苯丙酮、聚乙烯吡咯烷酮组成","上海瑛泰医疗器械股份有限公司","上海瑛泰医疗器械股份有限公司","C02070100400000092220000857","HVAC5F135-145PIG","HVAC5F135-145PIG","5F 145°PIG 1.17mm 135cm 0.038”\n"]
["15038","通用介入","10","10","造影导管","亲水型","/","/","已维护","国械注准20233030849","亲水涂层血管造影导管","亲水涂层血管造影导管","主要原材料为Pebax硫酸钡、色粉、热塑性聚氨酯（TPU）、聚酰胺（PA）、光固胶、瞬干胶、甲基苯丙酮、聚乙烯吡咯烷酮组成","上海瑛泰医疗器械股份有限公司","上海瑛泰医疗器械股份有限公司","C02070100400000092220000858","HVAC5F100-Son1W","HVAC5F100-Son1W","5F SonⅠW 1.17mm 100cm 0.038”\n"]
["15038","通用介入","10","10","造影导管","亲水型","/","/","已维护","国械注准20233030849","亲水涂层血管造影导管","亲水涂层血管造影导管","主要原材料为Pebax硫酸钡、色粉、热塑性聚氨酯（TPU）、聚酰胺（PA）、光固胶、瞬干胶、甲基苯丙酮、聚乙烯吡咯烷酮组成","上海瑛泰医疗器械股份有限公司","上海瑛泰医疗器械股份有限公司","C02070100400000092220000859","HVAC6F100-MP1","HVAC6F100-MP1","6F Multipurpose1 1.37mm 100cm 0.038”\n"]
["15038","通用介入","10","10","造影导管","亲水型","/","/","已维护","国械注准20233030849","亲水涂层血管造影导管","亲水涂层血管造影导管","主要原材料为Pebax硫酸钡、色粉、热塑性聚氨酯（TPU）、聚酰胺（PA）、光固胶、瞬干胶、甲基苯丙酮、聚乙烯吡咯烷酮组成","上海瑛泰医疗器械股份有限公司","上海瑛泰医疗器械股份有限公司","C02070100400000092220000860","HVAC4F125-155PIG","HVAC4F125-155PIG","4F 155°PIG 1.07mm 125cm 0.038”\n"]
["15038","通用介入","10","10","造影导管","亲水型","/","/","已维护","国械注准20233030849","亲水涂层血管造影导管","亲水涂层血管造影导管","主要原材料为Pebax硫酸钡、色粉、热塑性聚氨酯（TPU）、聚酰胺（PA）、光固胶、瞬干胶、甲基苯丙酮、聚乙烯吡咯烷酮组成","上海瑛泰医疗器械股份有限公司","上海瑛泰医疗器械股份有限公司","C02070100400000092220000861","HVAC4F100-Son1","HVAC4F100-Son1","4F SonⅠ 1.07mm 100cm 0.038”\n"]
["15038","通用介入","10","10","造影导管","亲水型","/","/","已维护","国械注准20233030849","亲水涂层血管造影导管","亲水涂层血管造影导管","主要原材料为Pebax硫酸钡、色粉、热塑性聚氨酯（TPU）、聚酰胺（PA）、光固胶、瞬干胶、甲基苯丙酮、聚乙烯吡咯烷酮组成","上海瑛泰医疗器械股份有限公司","上海瑛泰医疗器械股份有限公司","C02070100400000092220000862","HVAC7F100-NIH","HVAC7F100-NIH","7F NIH 1.62mm 100cm 0.038”\n"]
["15038","通用介入","10","10","造影导管","亲水型","/","/","已维护","国械注准20233030849","亲水涂层血管造影导管","亲水涂层血管造影导管","主要原材料为Pebax硫酸钡、色粉、热塑性聚氨酯（TPU）、聚酰胺（PA）、光固胶、瞬干胶、甲基苯丙酮、聚乙烯吡咯烷酮组成","上海瑛泰医疗器械股份有限公司","上海瑛泰医疗器械股份有限公司","C02070100400000092220000863","HVAC5F135-PIG","HVAC5F135-PIG","5F PIG 1.17mm 135cm 0.038”\n"]
["15038","通用介入","10","10","造影导管","亲水型","/","/","已维护","国械注准20233030849","亲水涂层血管造影导管","亲水涂层血管造影导管","主要原材料为Pebax硫酸钡、色粉、热塑性聚氨酯（TPU）、聚酰胺（PA）、光固胶、瞬干胶、甲基苯丙酮、聚乙烯吡咯烷酮组成","上海瑛泰医疗器械股份有限公司","上海瑛泰医疗器械股份有限公司","C02070100400000092220000864","HVAC5F080-Simmons1","HVAC5F080-Simmons1","5F Simmons1 1.17mm 80cm 0.038”\n"]
["15038","通用介入","10","10","造影导管","亲水型","/","/","已维护","国械注准20233030849","亲水涂层血管造影导管","亲水涂层血管造影导管","主要原材料为Pebax硫酸钡、色粉、热塑性聚氨酯（TPU）、聚酰胺（PA）、光固胶、瞬干胶、甲基苯丙酮、聚乙烯吡咯烷酮组成","上海瑛泰医疗器械股份有限公司","上海瑛泰医疗器械股份有限公司","C02070100400000092220000865","HVAC7F100-VER","HVAC7F100-VER","7F VER 1.62mm 100cm 0.038”\n"]
["15038","通用介入","10","10","造影导管","亲水型","/","/","已维护","国械注准20233030849","亲水涂层血管造影导管","亲水涂层血管造影导管","主要原材料为Pebax硫酸钡、色粉、热塑性聚氨酯（TPU）、聚酰胺（PA）、光固胶、瞬干胶、甲基苯丙酮、聚乙烯吡咯烷酮组成","上海瑛泰医疗器械股份有限公司","上海瑛泰医疗器械股份有限公司","C02070100400000092220000866","HVAC7F135-Cobra2","HVAC7F135-Cobra2","7F Cobra2 1.62mm 135cm 0.038”\n"]
["15038","通用介入","10","10","造影导管","亲水型","/","/","已维护","国械注准20233030849","亲水涂层血管造影导管","亲水涂层血管造影导管","主要原材料为Pebax硫酸钡、色粉、热塑性聚氨酯（TPU）、聚酰胺（PA）、光固胶、瞬干胶、甲基苯丙酮、聚乙烯吡咯烷酮组成","上海瑛泰医疗器械股份有限公司","上海瑛泰医疗器械股份有限公司","C02070100400000092220000867","HVAC6F125-PIG","HVAC6F125-PIG","6F PIG 1.37mm 125cm 0.038”\n"]
["15038","通用介入","10","10","造影导管","亲水型","/","/","已维护","国械注准20233030849","亲水涂层血管造影导管","亲水涂层血管造影导管","主要原材料为Pebax硫酸钡、色粉、热塑性聚氨酯（TPU）、聚酰胺（PA）、光固胶、瞬干胶、甲基苯丙酮、聚乙烯吡咯烷酮组成","上海瑛泰医疗器械股份有限公司","上海瑛泰医疗器械股份有限公司","C02070100400000092220000868","HVAC6F100-VTK","HVAC6F100-VTK","6F VTK 1.37mm 100cm 0.038”\n"]
["15038","通用介入","10","10","造影导管","亲水型","/","/","已维护","国械注准20233030849","亲水涂层血管造影导管","亲水涂层血管造影导管","主要原材料为Pebax硫酸钡、色粉、热塑性聚氨酯（TPU）、聚酰胺（PA）、光固胶、瞬干胶、甲基苯丙酮、聚乙烯吡咯烷酮组成","上海瑛泰医疗器械股份有限公司","上海瑛泰医疗器械股份有限公司","C02070100400000092220000869","HVAC4F120-Davis","HVAC4F120-Davis","4F Davis 1.07mm 120cm 0.038”\n"]
["15038","通用介入","10","10","造影导管","亲水型","/","/","已维护","国械注准20233030849","亲水涂层血管造影导管","亲水涂层血管造影导管","主要原材料为Pebax硫酸钡、色粉、热塑性聚氨酯（TPU）、聚酰胺（PA）、光固胶、瞬干胶、甲基苯丙酮、聚乙烯吡咯烷酮组成","上海瑛泰医疗器械股份有限公司","上海瑛泰医疗器械股份有限公司","C02070100400000092220000870","HVAC5F100-Renal","HVAC5F100-Renal","5F Renal 1.17mm 100cm 0.038”\n"]
["15038","通用介入","10","10","造影导管","亲水型","/","/","已维护","国械注准20233030849","亲水涂层血管造影导管","亲水涂层血管造影导管","主要原材料为Pebax硫酸钡、色粉、热塑性聚氨酯（TPU）、聚酰胺（PA）、光固胶、瞬干胶、甲基苯丙酮、聚乙烯吡咯烷酮组成","上海瑛泰医疗器械股份有限公司","上海瑛泰医疗器械股份有限公司","C02070100400000092220000871","HVAC7F100-MPA1","HVAC7F100-MPA1","7F Multipurpose-A1 1.62mm 100cm 0.038”\n"]
["15038","通用介入","10","10","造影导管","亲水型","/","/","已维护","国械注准20233030849","亲水涂层血管造影导管","亲水涂层血管造影导管","主要原材料为Pebax硫酸钡、色粉、热塑性聚氨酯（TPU）、聚酰胺（PA）、光固胶、瞬干胶、甲基苯丙酮、聚乙烯吡咯烷酮组成","上海瑛泰医疗器械股份有限公司","上海瑛泰医疗器械股份有限公司","C02070100400000092220000872","HVAC7F065-Simmons2","HVAC7F065-Simmons2","7F Simmons2 1.62mm 65cm 0.038”\n"]
["15038","通用介入","10","10","造影导管","亲水型","/","/","已维护","国械注准20233030849","亲水涂层血管造影导管","亲水涂层血管造影导管","主要原材料为Pebax硫酸钡、色粉、热塑性聚氨酯（TPU）、聚酰胺（PA）、光固胶、瞬干胶、甲基苯丙酮、聚乙烯吡咯烷酮组成","上海瑛泰医疗器械股份有限公司","上海瑛泰医疗器械股份有限公司","C02070100400000092220000873","HVAC4F080-Rim","HVAC4F080-Rim","4F RIM 1.07mm 80cm 0.038”\n"]
["15038","通用介入","10","10","造影导管","亲水型","/","/","已维护","国械注准20233030849","亲水涂层血管造影导管","亲水涂层血管造影导管","主要原材料为Pebax硫酸钡、色粉、热塑性聚氨酯（TPU）、聚酰胺（PA）、光固胶、瞬干胶、甲基苯丙酮、聚乙烯吡咯烷酮组成","上海瑛泰医疗器械股份有限公司","上海瑛泰医疗器械股份有限公司","C02070100400000092220000874","HVAC6F100-Son3","HVAC6F100-Son3","6F SonⅢ 1.37mm 100cm 0.038”\n"]
["15038","通用介入","10","10","造影导管","亲水型","/","/","已维护","国械注准20233030849","亲水涂层血管造影导管","亲水涂层血管造影导管","主要原材料为Pebax硫酸钡、色粉、热塑性聚氨酯（TPU）、聚酰胺（PA）、光固胶、瞬干胶、甲基苯丙酮、聚乙烯吡咯烷酮组成","上海瑛泰医疗器械股份有限公司","上海瑛泰医疗器械股份有限公司","C02070100400000092220000875","HVAC5F065-Cobra2","HVAC5F065-Cobra2","5F Cobra2 1.17mm 65cm 0.038”\n"]
["15038","通用介入","10","10","造影导管","亲水型","/","/","已维护","国械注准20233030849","亲水涂层血管造影导管","亲水涂层血管造影导管","主要原材料为Pebax硫酸钡、色粉、热塑性聚氨酯（TPU）、聚酰胺（PA）、光固胶、瞬干胶、甲基苯丙酮、聚乙烯吡咯烷酮组成","上海瑛泰医疗器械股份有限公司","上海瑛泰医疗器械股份有限公司","C02070100400000092220000876","HVAC7F080-MP3","HVAC7F080-MP3","7F Multipurpose3 1.62mm 80cm 0.038”\n"]
["15038","通用介入","10","10","造影导管","亲水型","/","/","已维护","国械注准20233030849","亲水涂层血管造影导管","亲水涂层血管造影导管","主要原材料为Pebax硫酸钡、色粉、热塑性聚氨酯（TPU）、聚酰胺（PA）、光固胶、瞬干胶、甲基苯丙酮、聚乙烯吡咯烷酮组成","上海瑛泰医疗器械股份有限公司","上海瑛泰医疗器械股份有限公司","C02070100400000092220000877","HVAC7F100-RUC","HVAC7F100-RUC","7F RUC 1.62mm 100cm 0.038”\n"]
["15038","通用介入","10","10","造影导管","亲水型","/","/","已维护","国械注准20233030849","亲水涂层血管造影导管","亲水涂层血管造影导管","主要原材料为Pebax硫酸钡、色粉、热塑性聚氨酯（TPU）、聚酰胺（PA）、光固胶、瞬干胶、甲基苯丙酮、聚乙烯吡咯烷酮组成","上海瑛泰医疗器械股份有限公司","上海瑛泰医疗器械股份有限公司","C02070100400000092220000878","HVAC6F135-Cobra3","HVAC6F135-Cobra3","6F Cobra3 1.37mm 135cm 0.038”\n"]
["15038","通用介入","10","10","造影导管","亲水型","/","/","已维护","国械注准20233030849","亲水涂层血管造影导管","亲水涂层血管造影导管","主要原材料为Pebax硫酸钡、色粉、热塑性聚氨酯（TPU）、聚酰胺（PA）、光固胶、瞬干胶、甲基苯丙酮、聚乙烯吡咯烷酮组成","上海瑛泰医疗器械股份有限公司","上海瑛泰医疗器械股份有限公司","C02070100400000092220000879","HVAC5F125-MP3","HVAC5F125-MP3","5F Multipurpose3 1.17mm 125cm 0.038”\n"]
["15038","通用介入","10","10","造影导管","亲水型","/","/","已维护","国械注准20233030849","亲水涂层血管造影导管","亲水涂层血管造影导管","主要原材料为Pebax硫酸钡、色粉、热塑性聚氨酯（TPU）、聚酰胺（PA）、光固胶、瞬干胶、甲基苯丙酮、聚乙烯吡咯烷酮组成","上海瑛泰医疗器械股份有限公司","上海瑛泰医疗器械股份有限公司","C02070100400000092220000880","HVAC7F135-PIG","HVAC7F135-PIG","7F PIG 1.62mm 135cm 0.038”\n"]
["15038","通用介入","10","10","造影导管","亲水型","/","/","已维护","国械注准20233030849","亲水涂层血管造影导管","亲水涂层血管造影导管","主要原材料为Pebax硫酸钡、色粉、热塑性聚氨酯（TPU）、聚酰胺（PA）、光固胶、瞬干胶、甲基苯丙酮、聚乙烯吡咯烷酮组成","上海瑛泰医疗器械股份有限公司","上海瑛泰医疗器械股份有限公司","C02070100400000092220000881","HVAC4F135-VTK","HVAC4F135-VTK","4F VTK 1.07mm 135cm 0.038”\n"]
["15038","通用介入","10","10","造影导管","亲水型","/","/","已维护","国械注准20233030849","亲水涂层血管造影导管","亲水涂层血管造影导管","主要原材料为Pebax硫酸钡、色粉、热塑性聚氨酯（TPU）、聚酰胺（PA）、光固胶、瞬干胶、甲基苯丙酮、聚乙烯吡咯烷酮组成","上海瑛泰医疗器械股份有限公司","上海瑛泰医疗器械股份有限公司","C02070100400000092220000882","HVAC6F135-Cobra1","HVAC6F135-Cobra1","6F Cobra1 1.37mm 135cm 0.038”\n"]
["15038","通用介入","10","10","造影导管","亲水型","/","/","已维护","国械注准20233030849","亲水涂层血管造影导管","亲水涂层血管造影导管","主要原材料为Pebax硫酸钡、色粉、热塑性聚氨酯（TPU）、聚酰胺（PA）、光固胶、瞬干胶、甲基苯丙酮、聚乙烯吡咯烷酮组成","上海瑛泰医疗器械股份有限公司","上海瑛泰医疗器械股份有限公司","C02070100400000092220000883","HVAC6F125-MP1","HVAC6F125-MP1","6F Multipurpose1 1.37mm 125cm 0.038”\n"]
["15038","通用介入","10","10","造影导管","亲水型","/","/","已维护","国械注准20233030849","亲水涂层血管造影导管","亲水涂层血管造影导管","主要原材料为Pebax硫酸钡、色粉、热塑性聚氨酯（TPU）、聚酰胺（PA）、光固胶、瞬干胶、甲基苯丙酮、聚乙烯吡咯烷酮组成","上海瑛泰医疗器械股份有限公司","上海瑛泰医疗器械股份有限公司","C02070100400000092220000884","HVAC7F080-Cobra2","HVAC7F080-Cobra2","7F Cobra2 1.62mm 80cm 0.038”\n"]
["15038","通用介入","10","10","造影导管","亲水型","/","/","已维护","国械注准20233030849","亲水涂层血管造影导管","亲水涂层血管造影导管","主要原材料为Pebax硫酸钡、色粉、热塑性聚氨酯（TPU）、聚酰胺（PA）、光固胶、瞬干胶、甲基苯丙酮、聚乙烯吡咯烷酮组成","上海瑛泰医疗器械股份有限公司","上海瑛泰医疗器械股份有限公司","C02070100400000092220000885","HVAC7F080-Davis","HVAC7F080-Davis","7F Davis 1.62mm 80cm 0.038”\n"]
["15038","通用介入","10","10","造影导管","亲水型","/","/","已维护","国械注准20233030849","亲水涂层血管造影导管","亲水涂层血管造影导管","主要原材料为Pebax硫酸钡、色粉、热塑性聚氨酯（TPU）、聚酰胺（PA）、光固胶、瞬干胶、甲基苯丙酮、聚乙烯吡咯烷酮组成","上海瑛泰医疗器械股份有限公司","上海瑛泰医疗器械股份有限公司","C02070100400000092220000886","HVAC4F125-MP2","HVAC4F125-MP2","4F Multipurpose2 1.07mm 125cm 0.038”\n"]
["15038","通用介入","10","10","造影导管","亲水型","/","/","已维护","国械注准20233030849","亲水涂层血管造影导管","亲水涂层血管造影导管","主要原材料为Pebax硫酸钡、色粉、热塑性聚氨酯（TPU）、聚酰胺（PA）、光固胶、瞬干胶、甲基苯丙酮、聚乙烯吡咯烷酮组成","上海瑛泰医疗器械股份有限公司","上海瑛泰医疗器械股份有限公司","C02070100400000092220000887","HVAC6F125-145PIG","HVAC6F125-145PIG","6F 145°PIG 1.37mm 125cm 0.038”\n"]
["15038","通用介入","10","10","造影导管","亲水型","/","/","已维护","国械注准20233030849","亲水涂层血管造影导管","亲水涂层血管造影导管","主要原材料为Pebax硫酸钡、色粉、热塑性聚氨酯（TPU）、聚酰胺（PA）、光固胶、瞬干胶、甲基苯丙酮、聚乙烯吡咯烷酮组成","上海瑛泰医疗器械股份有限公司","上海瑛泰医疗器械股份有限公司","C02070100400000092220000888","HVAC4F100-MPB1","HVAC4F100-MPB1","4F Multipurpose-B1 1.07mm 100cm 0.038”\n"]
["15041","通用介入","16","16","血管止血装置","侵入式","/","/","已维护","国械注准20243131834","封堵止血系统","封堵止血系统","PEG等","上海益思妙医疗器械有限公司","上海益思妙医疗器械有限公司","C02071207300004234390000001","HVCS-6/7F，适配血管鞘尺寸6/7F","HVCS-6/7F",""]
["15041","通用介入","16","16","血管止血装置","侵入式","/","/","已维护","国械注准20243131834","封堵止血系统","封堵止血系统","PEG等","上海益思妙医疗器械有限公司","上海益思妙医疗器械有限公司","C02071207300004234390000002","HVCS-8F，适配血管鞘尺寸8F","HVCS-8F",""]
["15041","通用介入","16","16","血管止血装置","侵入式","/","/","已维护","国械注准20243131834","封堵止血系统","封堵止血系统","PEG等","上海益思妙医疗器械有限公司","上海益思妙医疗器械有限公司","C02071207300004234390000003","HVCS-5F，适配血管鞘尺寸5F","HVCS-5F",""]
["15044","通用介入","18","18","抓捕器","抓捕器","/","/","已维护","国械注准20153032081","抓捕器","抓捕器","镀金钨丝、不锈钢、PTFE热缩管等","上海普实医疗器械股份有限公司","上海普实医疗器械股份有限公司","C02071407400001077020000001","Snare-I 10","Snare-I 10",""]
["15044","通用介入","18","18","抓捕器","抓捕器","/","/","已维护","国械注准20153032081","抓捕器","抓捕器","镀金钨丝、不锈钢、PTFE热缩管等","上海普实医疗器械股份有限公司","上海普实医疗器械股份有限公司","C02071407400001077020000002","Snare-I 15","Snare-I 15",""]
["15044","通用介入","18","18","抓捕器","抓捕器","/","/","已维护","国械注准20153032081","抓捕器","抓捕器","镀金钨丝、不锈钢、PTFE热缩管等","上海普实医疗器械股份有限公司","上海普实医疗器械股份有限公司","C02071407400001077020000003","Snare-I 20","Snare-I 20",""]
["15045","通用介入","18","18","抓捕器","抓捕器","/","/","已维护","国械注准20153032081","抓捕器","抓捕器","镀金钨丝、不锈钢、PTFE热缩管等","上海普实医疗器械股份有限公司","上海普实医疗器械股份有限公司","C02071407400002077020000005","Snare-Ⅱ 20","Snare-Ⅱ 20",""]
["15045","通用介入","18","18","抓捕器","抓捕器","/","/","已维护","国械注准20153032081","抓捕器","抓捕器","镀金钨丝、不锈钢、PTFE热缩管等","上海普实医疗器械股份有限公司","上海普实医疗器械股份有限公司","C02071407400002077020000010","Snare-Ⅱ 15","Snare-Ⅱ 15",""]
["15045","通用介入","18","18","抓捕器","抓捕器","/","/","已维护","国械注准20153032081","抓捕器","抓捕器","镀金钨丝、不锈钢、PTFE热缩管等","上海普实医疗器械股份有限公司","上海普实医疗器械股份有限公司","C02071407400002077020000004","Snare-Ⅱ 25","Snare-Ⅱ 25",""]
["15046","通用介入","21","21","Y接头","Y接头","/","/","已维护","鄂械注准20232034152","一次性使用按压式Y型连接阀","一次性使用按压式Y型连接阀","Tyvek、PETG","柏为（武汉）医疗科技股份有限公司","柏为(武汉)医疗科技股份有限公司","C02071805400000026380000002","YF-60","YF-60",""]
["15047","通用介入","21","21","Y接头","Y接头","/","/","已维护","沪械注准20222030087","按压式Y型连接器","按压式Y型连接器","材料主要为医用PC、硅橡胶等，由II代按压式止血阀、导丝扭转器、导丝导插管构成。","上海瑛泰医疗器械股份有限公司","上海瑛泰医疗器械股份有限公司","C02071805400000092220000005","KDL-YCK-100","KDL-YCK-100","按压式Y阀（Ⅰ型）"]
["15047","通用介入","21","21","Y接头","Y接头","/","/","已维护","沪械注准20222030087","按压式Y型连接器","按压式Y型连接器","材料主要为医用PC、硅橡胶等，由II代按压式止血阀、导丝扭转器、导丝导插管构成。","上海瑛泰医疗器械股份有限公司","上海瑛泰医疗器械股份有限公司","C02071805400000092220000006","KDL-YCK-111A","KDL-YCK-111A","按压式Y阀（Ⅰ型）+塑型针+扭转器+压力延长管"]
["15047","通用介入","21","21","Y接头","Y接头","/","/","已维护","沪械注准20222030087","按压式Y型连接器","按压式Y型连接器","材料主要为医用PC、硅橡胶等，由II代按压式止血阀、导丝扭转器、导丝导插管构成。","上海瑛泰医疗器械股份有限公司","上海瑛泰医疗器械股份有限公司","C02071805400000092220000007","KDL-YCK-201A","KDL-YCK-201A","按压式Y阀（Ⅱ型）+扭转器+压力延长管"]
["15047","通用介入","21","21","Y接头","Y接头","/","/","已维护","沪械注准20222030087","按压式Y型连接器","按压式Y型连接器","材料主要为医用PC、硅橡胶等，由II代按压式止血阀、导丝扭转器、导丝导插管构成。","上海瑛泰医疗器械股份有限公司","上海瑛泰医疗器械股份有限公司","C02071805400000092220000008","KDL-YCK-201","KDL-YCK-201","按压式Y阀（Ⅱ型）+扭转器"]
["15047","通用介入","21","21","Y接头","Y接头","/","/","已维护","沪械注准20222030087","按压式Y型连接器","按压式Y型连接器","材料主要为医用PC、硅橡胶等，由II代按压式止血阀、导丝扭转器、导丝导插管构成。","上海瑛泰医疗器械股份有限公司","上海瑛泰医疗器械股份有限公司","C02071805400000092220000009","KDL-YCK-211","KDL-YCK-211","按压式Y阀（Ⅱ型）+塑型针+扭转器"]
["15047","通用介入","21","21","Y接头","Y接头","/","/","已维护","沪械注准20222030087","按压式Y型连接器","按压式Y型连接器","材料主要为医用PC、硅橡胶等，由II代按压式止血阀、导丝扭转器、导丝导插管构成。","上海瑛泰医疗器械股份有限公司","上海瑛泰医疗器械股份有限公司","C02071805400000092220000010","KDL-YCK-111B","KDL-YCK-111B","按压式Y阀（Ⅰ型）+塑型针+扭转器+旋塞阀延长管"]
["15047","通用介入","21","21","Y接头","Y接头","/","/","已维护","沪械注准20222030087","按压式Y型连接器","按压式Y型连接器","材料主要为医用PC、硅橡胶等，由II代按压式止血阀、导丝扭转器、导丝导插管构成。","上海瑛泰医疗器械股份有限公司","上海瑛泰医疗器械股份有限公司","C02071805400000092220000011","KDL-YCK-211A","KDL-YCK-211A","按压式Y阀（Ⅱ型）+塑型针+扭转器+压力延长管"]
["15047","通用介入","21","21","Y接头","Y接头","/","/","已维护","沪械注准20222030087","按压式Y型连接器","按压式Y型连接器","材料主要为医用PC、硅橡胶等，由II代按压式止血阀、导丝扭转器、导丝导插管构成。","上海瑛泰医疗器械股份有限公司","上海瑛泰医疗器械股份有限公司","C02071805400000092220000012","KDL-YCK-200","KDL-YCK-200","按压式Y阀（Ⅱ型）"]
["15047","通用介入","21","21","Y接头","Y接头","/","/","已维护","沪械注准20222030087","按压式Y型连接器","按压式Y型连接器","材料主要为医用PC、硅橡胶等，由II代按压式止血阀、导丝扭转器、导丝导插管构成。","上海瑛泰医疗器械股份有限公司","上海瑛泰医疗器械股份有限公司","C02071805400000092220000013","KDL-YCK-110B","KDL-YCK-110B","按压式Y阀（Ⅰ型）+塑型针+旋塞阀延长管"]
["15047","通用介入","21","21","Y接头","Y接头","/","/","已维护","沪械注准20222030087","按压式Y型连接器","按压式Y型连接器","材料主要为医用PC、硅橡胶等，由II代按压式止血阀、导丝扭转器、导丝导插管构成。","上海瑛泰医疗器械股份有限公司","上海瑛泰医疗器械股份有限公司","C02071805400000092220000014","KDL-YCK-110","KDL-YCK-110","按压式Y阀（Ⅰ型）+塑型针"]
["15047","通用介入","21","21","Y接头","Y接头","/","/","已维护","沪械注准20222030087","按压式Y型连接器","按压式Y型连接器","材料主要为医用PC、硅橡胶等，由II代按压式止血阀、导丝扭转器、导丝导插管构成。","上海瑛泰医疗器械股份有限公司","上海瑛泰医疗器械股份有限公司","C02071805400000092220000015","KDL-YCK-200A","KDL-YCK-200A","按压式Y阀（Ⅱ型）+压力延长管"]
["15047","通用介入","21","21","Y接头","Y接头","/","/","已维护","沪械注准20222030087","按压式Y型连接器","按压式Y型连接器","材料主要为医用PC、硅橡胶等，由II代按压式止血阀、导丝扭转器、导丝导插管构成。","上海瑛泰医疗器械股份有限公司","上海瑛泰医疗器械股份有限公司","C02071805400000092220000016","KDL-YCK-210","KDL-YCK-210","按压式Y阀（Ⅱ型）+塑型针"]
["15047","通用介入","21","21","Y接头","Y接头","/","/","已维护","沪械注准20222030087","按压式Y型连接器","按压式Y型连接器","材料主要为医用PC、硅橡胶等，由II代按压式止血阀、导丝扭转器、导丝导插管构成。","上海瑛泰医疗器械股份有限公司","上海瑛泰医疗器械股份有限公司","C02071805400000092220000017","KDL-YCK-210B","KDL-YCK-210B","按压式Y阀（Ⅱ型）+塑型针+旋塞阀延长管"]
["15047","通用介入","21","21","Y接头","Y接头","/","/","已维护","沪械注准20222030087","按压式Y型连接器","按压式Y型连接器","材料主要为医用PC、硅橡胶等，由II代按压式止血阀、导丝扭转器、导丝导插管构成。","上海瑛泰医疗器械股份有限公司","上海瑛泰医疗器械股份有限公司","C02071805400000092220000018","KDL-YCK-100B","KDL-YCK-100B","按压式Y阀（Ⅰ型）+旋塞阀延长管"]
["15047","通用介入","21","21","Y接头","Y接头","/","/","已维护","沪械注准20222030087","按压式Y型连接器","按压式Y型连接器","材料主要为医用PC、硅橡胶等，由II代按压式止血阀、导丝扭转器、导丝导插管构成。","上海瑛泰医疗器械股份有限公司","上海瑛泰医疗器械股份有限公司","C02071805400000092220000019","KDL-YCK-101","KDL-YCK-101","按压式Y阀（Ⅰ型）+扭转器"]
["15047","通用介入","21","21","Y接头","Y接头","/","/","已维护","沪械注准20222030087","按压式Y型连接器","按压式Y型连接器","材料主要为医用PC、硅橡胶等，由II代按压式止血阀、导丝扭转器、导丝导插管构成。","上海瑛泰医疗器械股份有限公司","上海瑛泰医疗器械股份有限公司","C02071805400000092220000020","KDL-YCK-200B","KDL-YCK-200B","按压式Y阀（Ⅱ型）+旋塞阀延长管"]
["15047","通用介入","21","21","Y接头","Y接头","/","/","已维护","沪械注准20222030087","按压式Y型连接器","按压式Y型连接器","材料主要为医用PC、硅橡胶等，由II代按压式止血阀、导丝扭转器、导丝导插管构成。","上海瑛泰医疗器械股份有限公司","上海瑛泰医疗器械股份有限公司","C02071805400000092220000021","KDL-YCK-100A","KDL-YCK-100A","按压式Y阀（Ⅰ型）+压力延长管"]
["15047","通用介入","21","21","Y接头","Y接头","/","/","已维护","沪械注准20222030087","按压式Y型连接器","按压式Y型连接器","材料主要为医用PC、硅橡胶等，由II代按压式止血阀、导丝扭转器、导丝导插管构成。","上海瑛泰医疗器械股份有限公司","上海瑛泰医疗器械股份有限公司","C02071805400000092220000022","KDL-YCK-101A","KDL-YCK-101A","按压式Y阀（Ⅰ型）+扭转器+压力延长管"]
["15047","通用介入","21","21","Y接头","Y接头","/","/","已维护","沪械注准20222030087","按压式Y型连接器","按压式Y型连接器","材料主要为医用PC、硅橡胶等，由II代按压式止血阀、导丝扭转器、导丝导插管构成。","上海瑛泰医疗器械股份有限公司","上海瑛泰医疗器械股份有限公司","C02071805400000092220000023","KDL-YCK-101B","KDL-YCK-101B","按压式Y阀（Ⅰ型）+扭转器+旋塞阀延长管"]
["15047","通用介入","21","21","Y接头","Y接头","/","/","已维护","沪械注准20222030087","按压式Y型连接器","按压式Y型连接器","材料主要为医用PC、硅橡胶等，由II代按压式止血阀、导丝扭转器、导丝导插管构成。","上海瑛泰医疗器械股份有限公司","上海瑛泰医疗器械股份有限公司","C02071805400000092220000024","KDL-YCK-201B","KDL-YCK-201B","按压式Y阀（Ⅱ型）+扭转器+旋塞阀延长管"]
["15047","通用介入","21","21","Y接头","Y接头","/","/","已维护","沪械注准20222030087","按压式Y型连接器","按压式Y型连接器","材料主要为医用PC、硅橡胶等，由II代按压式止血阀、导丝扭转器、导丝导插管构成。","上海瑛泰医疗器械股份有限公司","上海瑛泰医疗器械股份有限公司","C02071805400000092220000025","KDL-YCK-211B","KDL-YCK-211B","按压式Y阀（Ⅱ型）+塑型针+扭转器+旋塞阀延长管"]
["15047","通用介入","21","21","Y接头","Y接头","/","/","已维护","沪械注准20222030087","按压式Y型连接器","按压式Y型连接器","材料主要为医用PC、硅橡胶等，由II代按压式止血阀、导丝扭转器、导丝导插管构成。","上海瑛泰医疗器械股份有限公司","上海瑛泰医疗器械股份有限公司","C02071805400000092220000026","KDL-YCK-110A","KDL-YCK-110A","按压式Y阀（Ⅰ型）+塑型针+压力延长管"]
["15047","通用介入","21","21","Y接头","Y接头","/","/","已维护","沪械注准20222030087","按压式Y型连接器","按压式Y型连接器","材料主要为医用PC、硅橡胶等，由II代按压式止血阀、导丝扭转器、导丝导插管构成。","上海瑛泰医疗器械股份有限公司","上海瑛泰医疗器械股份有限公司","C02071805400000092220000027","KDL-YCK-210A","KDL-YCK-210A","按压式Y阀（Ⅱ型）+塑型针+压力延长管"]
["15049","通用介入","13-1","13-1","造影导丝","亲水型","/","长度≤180CM","已维护","浙械注准20252031475","导丝","导丝","","泰尔茂医疗产品（杭州）有限公司","泰尔茂医疗产品(杭州)有限公司","C02070600300000063510000001","RFCGA25153","RFCGA25153",""]
["15049","通用介入","13-1","13-1","造影导丝","亲水型","/","长度≤180CM","已维护","浙械注准20252031475","导丝","导丝","","泰尔茂医疗产品（杭州）有限公司","泰尔茂医疗产品(杭州)有限公司","C02070600300000063510000002","RFCGS35153","RFCGS35153",""]
["15049","通用介入","13-1","13-1","造影导丝","亲水型","/","长度≤180CM","已维护","浙械注准20252031475","导丝","导丝","","泰尔茂医疗产品（杭州）有限公司","泰尔茂医疗产品(杭州)有限公司","C02070600300000063510000003","RFCPA38183","RFCPA38183",""]
["15049","通用介入","13-1","13-1","造影导丝","亲水型","/","长度≤180CM","已维护","浙械注准20252031475","导丝","导丝","","泰尔茂医疗产品（杭州）有限公司","泰尔茂医疗产品(杭州)有限公司","C02070600300000063510000004","RFCGA25183","RFCGA25183",""]
["15049","通用介入","13-1","13-1","造影导丝","亲水型","/","长度≤180CM","已维护","浙械注准20252031475","导丝","导丝","","泰尔茂医疗产品（杭州）有限公司","泰尔茂医疗产品(杭州)有限公司","C02070600300000063510000005","RFCGA18183","RFCGA18183",""]
["15049","通用介入","13-1","13-1","造影导丝","亲水型","/","长度≤180CM","已维护","浙械注准20252031475","导丝","导丝","","泰尔茂医疗产品（杭州）有限公司","泰尔茂医疗产品(杭州)有限公司","C02070600300000063510000006","RFCGA32153","RFCGA32153",""]
["15049","通用介入","13-1","13-1","造影导丝","亲水型","/","长度≤180CM","已维护","浙械注准20252031475","导丝","导丝","","泰尔茂医疗产品（杭州）有限公司","泰尔茂医疗产品(杭州)有限公司","C02070600300000063510000008","RFCGS35183","RFCGS35183",""]
["15049","通用介入","13-1","13-1","造影导丝","亲水型","/","长度≤180CM","已维护","浙械注准20252031475","导丝","导丝","","泰尔茂医疗产品（杭州）有限公司","泰尔茂医疗产品(杭州)有限公司","C02070600300000063510000009","RFCPA25183","RFCPA25183",""]
["15049","通用介入","13-1","13-1","造影导丝","亲水型","/","长度≤180CM","已维护","浙械注准20252031475","导丝","导丝","","泰尔茂医疗产品（杭州）有限公司","泰尔茂医疗产品(杭州)有限公司","C02070600300000063510000010","RFCGS25183","RFCGS25183",""]
["15049","通用介入","13-1","13-1","造影导丝","亲水型","/","长度≤180CM","已维护","浙械注准20252031475","导丝","导丝","","泰尔茂医疗产品（杭州）有限公司","泰尔茂医疗产品(杭州)有限公司","C02070600300000063510000012","RFCPS38153","RFCPS38153",""]
["15049","通用介入","13-1","13-1","造影导丝","亲水型","/","长度≤180CM","已维护","浙械注准20252031475","导丝","导丝","","泰尔茂医疗产品（杭州）有限公司","泰尔茂医疗产品(杭州)有限公司","C02070600300000063510000013","RFCGA35183","RFCGA35183",""]
["15049","通用介入","13-1","13-1","造影导丝","亲水型","/","长度≤180CM","已维护","浙械注准20252031475","导丝","导丝","","泰尔茂医疗产品（杭州）有限公司","泰尔茂医疗产品(杭州)有限公司","C02070600300000063510000014","RFCPA18183","RFCPA18183",""]
["15049","通用介入","13-1","13-1","造影导丝","亲水型","/","长度≤180CM","已维护","浙械注准20252031475","导丝","导丝","","泰尔茂医疗产品（杭州）有限公司","泰尔茂医疗产品(杭州)有限公司","C02070600300000063510000016","RFCGA38183","RFCGA38183",""]
["15049","通用介入","13-1","13-1","造影导丝","亲水型","/","长度≤180CM","已维护","浙械注准20252031475","导丝","导丝","","泰尔茂医疗产品（杭州）有限公司","泰尔茂医疗产品(杭州)有限公司","C02070600300000063510000017","RFCPA32153","RFCPA32153",""]
["15049","通用介入","13-1","13-1","造影导丝","亲水型","/","长度≤180CM","已维护","浙械注准20252031475","导丝","导丝","","泰尔茂医疗产品（杭州）有限公司","泰尔茂医疗产品(杭州)有限公司","C02070600300000063510000020","RFCGS25153","RFCGS25153",""]
["15049","通用介入","13-1","13-1","造影导丝","亲水型","/","长度≤180CM","已维护","浙械注准20252031475","导丝","导丝","","泰尔茂医疗产品（杭州）有限公司","泰尔茂医疗产品(杭州)有限公司","C02070600300000063510000021","RFCPA35083","RFCPA35083",""]
["15049","通用介入","13-1","13-1","造影导丝","亲水型","/","长度≤180CM","已维护","浙械注准20252031475","导丝","导丝","","泰尔茂医疗产品（杭州）有限公司","泰尔茂医疗产品(杭州)有限公司","C02070600300000063510000022","RFCGA35153","RFCGA35153",""]
["15049","通用介入","13-1","13-1","造影导丝","亲水型","/","长度≤180CM","已维护","浙械注准20252031475","导丝","导丝","","泰尔茂医疗产品（杭州）有限公司","泰尔茂医疗产品(杭州)有限公司","C02070600300000063510000025","RFCGA32183","RFCGA32183",""]
["15049","通用介入","13-1","13-1","造影导丝","亲水型","/","长度≤180CM","已维护","浙械注准20252031475","导丝","导丝","","泰尔茂医疗产品（杭州）有限公司","泰尔茂医疗产品(杭州)有限公司","C02070600300000063510000027","RFCGS38153","RFCGS38153",""]
["15049","通用介入","13-1","13-1","造影导丝","亲水型","/","长度≤180CM","已维护","浙械注准20252031475","导丝","导丝","","泰尔茂医疗产品（杭州）有限公司","泰尔茂医疗产品(杭州)有限公司","C02070600300000063510000028","RFCGS18183","RFCGS18183",""]
["15049","通用介入","13-1","13-1","造影导丝","亲水型","/","长度≤180CM","已维护","浙械注准20252031475","导丝","导丝","","泰尔茂医疗产品（杭州）有限公司","泰尔茂医疗产品(杭州)有限公司","C02070600300000063510000032","RFCGA38153","RFCGA38153",""]
["15049","通用介入","13-1","13-1","造影导丝","亲水型","/","长度≤180CM","已维护","浙械注准20252031475","导丝","导丝","","泰尔茂医疗产品（杭州）有限公司","泰尔茂医疗产品(杭州)有限公司","C02070600300000063510000033","RFCPA25153","RFCPA25153",""]
["15049","通用介入","13-1","13-1","造影导丝","亲水型","/","长度≤180CM","已维护","浙械注准20252031475","导丝","导丝","","泰尔茂医疗产品（杭州）有限公司","泰尔茂医疗产品(杭州)有限公司","C02070600300000063510000034","RFCPA35183","RFCPA35183",""]
["15049","通用介入","13-1","13-1","造影导丝","亲水型","/","长度≤180CM","已维护","浙械注准20252031475","导丝","导丝","","泰尔茂医疗产品（杭州）有限公司","泰尔茂医疗产品(杭州)有限公司","C02070600300000063510000035","RFCPA35153","RFCPA35153",""]
["15049","通用介入","13-1","13-1","造影导丝","亲水型","/","长度≤180CM","已维护","浙械注准20252031475","导丝","导丝","","泰尔茂医疗产品（杭州）有限公司","泰尔茂医疗产品(杭州)有限公司","C02070600300000063510000039","RFCPS35183","RFCPS35183",""]
["15049","通用介入","13-1","13-1","造影导丝","亲水型","/","长度≤180CM","已维护","浙械注准20252031475","导丝","导丝","","泰尔茂医疗产品（杭州）有限公司","泰尔茂医疗产品(杭州)有限公司","C02070600300000063510000040","RFCGA18153","RFCGA18153",""]
["15049","通用介入","13-1","13-1","造影导丝","亲水型","/","长度≤180CM","已维护","浙械注准20252031475","导丝","导丝","","泰尔茂医疗产品（杭州）有限公司","泰尔茂医疗产品(杭州)有限公司","C02070600300000063510000041","RFCGS32183","RFCGS32183",""]
["15049","通用介入","13-1","13-1","造影导丝","亲水型","/","长度≤180CM","已维护","浙械注准20252031475","导丝","导丝","","泰尔茂医疗产品（杭州）有限公司","泰尔茂医疗产品(杭州)有限公司","C02070600300000063510000042","RFCGS38183","RFCGS38183",""]
["15049","通用介入","13-1","13-1","造影导丝","亲水型","/","长度≤180CM","已维护","浙械注准20252031475","导丝","导丝","","泰尔茂医疗产品（杭州）有限公司","泰尔茂医疗产品(杭州)有限公司","C02070600300000063510000043","RFCPA32183","RFCPA32183",""]
["15049","通用介入","13-1","13-1","造影导丝","亲水型","/","长度≤180CM","已维护","浙械注准20252031475","导丝","导丝","","泰尔茂医疗产品（杭州）有限公司","泰尔茂医疗产品(杭州)有限公司","C02070600300000063510000047","RFCGS32153","RFCGS32153",""]
["15049","通用介入","13-1","13-1","造影导丝","亲水型","/","长度≤180CM","已维护","浙械注准20252031475","导丝","导丝","","泰尔茂医疗产品（杭州）有限公司","泰尔茂医疗产品(杭州)有限公司","C02070600300000063510000048","RFCGS18153","RFCGS18153",""]
["15049","通用介入","13-1","13-1","造影导丝","亲水型","/","长度≤180CM","已维护","浙械注准20252031475","导丝","导丝","","泰尔茂医疗产品（杭州）有限公司","泰尔茂医疗产品(杭州)有限公司","C02070600300000063510000049","RFCPA38153","RFCPA38153",""]
["15049","通用介入","13-1","13-1","造影导丝","亲水型","/","长度≤180CM","已维护","浙械注准20252031475","导丝","导丝","","泰尔茂医疗产品（杭州）有限公司","泰尔茂医疗产品(杭州)有限公司","C02070600300000063510000050","RFCGA35083","RFCGA35083",""]
["15049","通用介入","13-1","13-1","造影导丝","亲水型","/","长度≤180CM","已维护","浙械注准20252031475","导丝","导丝","","泰尔茂医疗产品（杭州）有限公司","泰尔茂医疗产品(杭州)有限公司","C02070600300000063510000052","RFCPS35153","RFCPS35153",""]
["15052","通用介入","13-1","13-2","造影导丝","亲水型","/","长度＞180CM","已维护","浙械注准20252031475","导丝","导丝","","泰尔茂医疗产品（杭州）有限公司","泰尔茂医疗产品(杭州)有限公司","C02070600300000063510000007","RFCGS32263","RFCGS32263",""]
["15052","通用介入","13-1","13-2","造影导丝","亲水型","/","长度＞180CM","已维护","浙械注准20252031475","导丝","导丝","","泰尔茂医疗产品（杭州）有限公司","泰尔茂医疗产品(杭州)有限公司","C02070600300000063510000011","RFCGA25263","RFCGA25263",""]
["15052","通用介入","13-1","13-2","造影导丝","亲水型","/","长度＞180CM","已维护","浙械注准20252031475","导丝","导丝","","泰尔茂医疗产品（杭州）有限公司","泰尔茂医疗产品(杭州)有限公司","C02070600300000063510000015","RFCGA18303","RFCGA18303",""]
["15052","通用介入","13-1","13-2","造影导丝","亲水型","/","长度＞180CM","已维护","浙械注准20252031475","导丝","导丝","","泰尔茂医疗产品（杭州）有限公司","泰尔茂医疗产品(杭州)有限公司","C02070600300000063510000018","RFCPA18263","RFCPA18263",""]
["15052","通用介入","13-1","13-2","造影导丝","亲水型","/","长度＞180CM","已维护","浙械注准20252031475","导丝","导丝","","泰尔茂医疗产品（杭州）有限公司","泰尔茂医疗产品(杭州)有限公司","C02070600300000063510000019","RFCGS35263","RFCGS35263",""]
["15052","通用介入","13-1","13-2","造影导丝","亲水型","/","长度＞180CM","已维护","浙械注准20252031475","导丝","导丝","","泰尔茂医疗产品（杭州）有限公司","泰尔茂医疗产品(杭州)有限公司","C02070600300000063510000023","RFCGA38303","RFCGA38303",""]
["15052","通用介入","13-1","13-2","造影导丝","亲水型","/","长度＞180CM","已维护","浙械注准20252031475","导丝","导丝","","泰尔茂医疗产品（杭州）有限公司","泰尔茂医疗产品(杭州)有限公司","C02070600300000063510000024","RFCGS25263","RFCGS25263",""]
["15052","通用介入","13-1","13-2","造影导丝","亲水型","/","长度＞180CM","已维护","浙械注准20252031475","导丝","导丝","","泰尔茂医疗产品（杭州）有限公司","泰尔茂医疗产品(杭州)有限公司","C02070600300000063510000026","RFCGS35303","RFCGS35303",""]
["15052","通用介入","13-1","13-2","造影导丝","亲水型","/","长度＞180CM","已维护","浙械注准20252031475","导丝","导丝","","泰尔茂医疗产品（杭州）有限公司","泰尔茂医疗产品(杭州)有限公司","C02070600300000063510000029","RFCGA32263","RFCGA32263",""]
["15052","通用介入","13-1","13-2","造影导丝","亲水型","/","长度＞180CM","已维护","浙械注准20252031475","导丝","导丝","","泰尔茂医疗产品（杭州）有限公司","泰尔茂医疗产品(杭州)有限公司","C02070600300000063510000030","RFCPS35263","RFCPS35263",""]
["15052","通用介入","13-1","13-2","造影导丝","亲水型","/","长度＞180CM","已维护","浙械注准20252031475","导丝","导丝","","泰尔茂医疗产品（杭州）有限公司","泰尔茂医疗产品(杭州)有限公司","C02070600300000063510000031","RFCPA38263","RFCPA38263",""]
["15052","通用介入","13-1","13-2","造影导丝","亲水型","/","长度＞180CM","已维护","浙械注准20252031475","导丝","导丝","","泰尔茂医疗产品（杭州）有限公司","泰尔茂医疗产品(杭州)有限公司","C02070600300000063510000036","RFCGA35263","RFCGA35263",""]
["15052","通用介入","13-1","13-2","造影导丝","亲水型","/","长度＞180CM","已维护","浙械注准20252031475","导丝","导丝","","泰尔茂医疗产品（杭州）有限公司","泰尔茂医疗产品(杭州)有限公司","C02070600300000063510000037","RFCGA35303","RFCGA35303",""]
["15052","通用介入","13-1","13-2","造影导丝","亲水型","/","长度＞180CM","已维护","浙械注准20252031475","导丝","导丝","","泰尔茂医疗产品（杭州）有限公司","泰尔茂医疗产品(杭州)有限公司","C02070600300000063510000038","RFCPA35263","RFCPA35263",""]
["15052","通用介入","13-1","13-2","造影导丝","亲水型","/","长度＞180CM","已维护","浙械注准20252031475","导丝","导丝","","泰尔茂医疗产品（杭州）有限公司","泰尔茂医疗产品(杭州)有限公司","C02070600300000063510000044","RFCPA25263","RFCPA25263",""]
["15052","通用介入","13-1","13-2","造影导丝","亲水型","/","长度＞180CM","已维护","浙械注准20252031475","导丝","导丝","","泰尔茂医疗产品（杭州）有限公司","泰尔茂医疗产品(杭州)有限公司","C02070600300000063510000045","RFCGA38263","RFCGA38263",""]
["15052","通用介入","13-1","13-2","造影导丝","亲水型","/","长度＞180CM","已维护","浙械注准20252031475","导丝","导丝","","泰尔茂医疗产品（杭州）有限公司","泰尔茂医疗产品(杭州)有限公司","C02070600300000063510000046","RFCGA32303","RFCGA32303",""]
["15052","通用介入","13-1","13-2","造影导丝","亲水型","/","长度＞180CM","已维护","浙械注准20252031475","导丝","导丝","","泰尔茂医疗产品（杭州）有限公司","泰尔茂医疗产品(杭州)有限公司","C02070600300000063510000051","RFCGA18263","RFCGA18263",""]
["15052","通用介入","13-1","13-2","造影导丝","亲水型","/","长度＞180CM","已维护","浙械注准20252031475","导丝","导丝","","泰尔茂医疗产品（杭州）有限公司","泰尔茂医疗产品(杭州)有限公司","C02070600300000063510000053","RFCGS18263","RFCGS18263",""]
["15054","通用介入","22-1","22-1","压力延长管","压力延长管","/","300psi≤耐压值≤500psi","已维护","国械注准20243140934","一次性使用压力延长管","一次性使用压力延长管","PVC, PC 2858","深圳市金成锐医疗科技有限公司","深圳市金成锐医疗科技有限公司","C02072005400000153320000001","J-P-3-L1","J-P-3-L1",""]
["15055","通用介入","13-1","13-1","造影导丝","亲水型","/","长度≤180CM","已维护","湘械注准20242030702","导丝","导丝","","株洲茂物医疗科技有限公司","株洲茂物医疗科技有限公司","C02070800300000161650000160","DSA13515","DSA13515",""]
["15055","通用介入","13-1","13-1","造影导丝","亲水型","/","长度≤180CM","已维护","湘械注准20242030702","导丝","导丝","","株洲茂物医疗科技有限公司","株洲茂物医疗科技有限公司","C02070800300000161650000235","DSA13215","DSA13215",""]
["15056","通用介入","12-1","12-2","造影导丝","普通型","/","长度＞180CM","已维护","国械注准20163032107","造影导丝","造影导丝","造影导丝由304不锈钢制造而成，表面涂有PTFE（聚四氟乙烯)涂层","上海瑛泰医疗器械股份有限公司","上海瑛泰医疗器械股份有限公司","C02022200300002092220000030","GW383J6.0F","GW383J6.0F","0.038in〃产品长度260cm，6.0mmJ型，固定芯丝\n"]
["15056","通用介入","12-1","12-2","造影导丝","普通型","/","长度＞180CM","已维护","国械注准20163032107","造影导丝","造影导丝","造影导丝由304不锈钢制造而成，表面涂有PTFE（聚四氟乙烯)涂层","上海瑛泰医疗器械股份有限公司","上海瑛泰医疗器械股份有限公司","C02022200300002092220000031","GW323J6.0F","GW323J6.0F","0.032in〃产品长度260cm，6.0mmJ型，固定芯丝\n"]
["15056","通用介入","12-1","12-2","造影导丝","普通型","/","长度＞180CM","已维护","国械注准20163032107","造影导丝","造影导丝","造影导丝由304不锈钢制造而成，表面涂有PTFE（聚四氟乙烯)涂层","上海瑛泰医疗器械股份有限公司","上海瑛泰医疗器械股份有限公司","C02022200300002092220000032","GW283J6.0F","GW283J6.0F","0.028in〃产品长度260cm，6.0mmJ型，固定芯丝\n"]
["15056","通用介入","12-1","12-2","造影导丝","普通型","/","长度＞180CM","已维护","国械注准20163032107","造影导丝","造影导丝","造影导丝由304不锈钢制造而成，表面涂有PTFE（聚四氟乙烯)涂层","上海瑛泰医疗器械股份有限公司","上海瑛泰医疗器械股份有限公司","C02022200300002092220000033","GW253AF","GW253AF","0.025in〃产品长度260cm，弯头，固定芯丝\n"]
["15056","通用介入","12-1","12-2","造影导丝","普通型","/","长度＞180CM","已维护","国械注准20163032107","造影导丝","造影导丝","造影导丝由304不锈钢制造而成，表面涂有PTFE（聚四氟乙烯)涂层","上海瑛泰医疗器械股份有限公司","上海瑛泰医疗器械股份有限公司","C02022200300002092220000034","GW383SF","GW383SF","0.038in〃产品长度260cm，直头，固定芯丝\n"]
["15056","通用介入","12-1","12-2","造影导丝","普通型","/","长度＞180CM","已维护","国械注准20163032107","造影导丝","造影导丝","造影导丝由304不锈钢制造而成，表面涂有PTFE（聚四氟乙烯)涂层","上海瑛泰医疗器械股份有限公司","上海瑛泰医疗器械股份有限公司","C02022200300002092220000035","GW353J6.0F","GW353J6.0F","0.035in〃产品长度260cm，6.0mmJ型，固定芯丝\n"]
["15056","通用介入","12-1","12-2","造影导丝","普通型","/","长度＞180CM","已维护","国械注准20163032107","造影导丝","造影导丝","造影导丝由304不锈钢制造而成，表面涂有PTFE（聚四氟乙烯)涂层","上海瑛泰医疗器械股份有限公司","上海瑛泰医疗器械股份有限公司","C02022200300002092220000036","GW183J6.0F","GW183J6.0F","0.018in〃产品长度260cm，6.0mmJ型，固定芯丝\n"]
["15056","通用介入","12-1","12-2","造影导丝","普通型","/","长度＞180CM","已维护","国械注准20163032107","造影导丝","造影导丝","造影导丝由304不锈钢制造而成，表面涂有PTFE（聚四氟乙烯)涂层","上海瑛泰医疗器械股份有限公司","上海瑛泰医疗器械股份有限公司","C02022200300002092220000037","GW213AF","GW213AF","0.021in〃产品长度260cm，弯头，固定芯丝\n"]
["15056","通用介入","12-1","12-2","造影导丝","普通型","/","长度＞180CM","已维护","国械注准20163032107","造影导丝","造影导丝","造影导丝由304不锈钢制造而成，表面涂有PTFE（聚四氟乙烯)涂层","上海瑛泰医疗器械股份有限公司","上海瑛泰医疗器械股份有限公司","C02022200300002092220000038","GW183AF","GW183AF","0.018in〃产品长度260cm，弯头，固定芯丝\n"]
["15056","通用介入","12-1","12-2","造影导丝","普通型","/","长度＞180CM","已维护","国械注准20163032107","造影导丝","造影导丝","造影导丝由304不锈钢制造而成，表面涂有PTFE（聚四氟乙烯)涂层","上海瑛泰医疗器械股份有限公司","上海瑛泰医疗器械股份有限公司","C02022200300002092220000039","GW253SF","GW253SF","0.025in〃产品长度260cm，直头，固定芯丝\n"]
["15056","通用介入","12-1","12-2","造影导丝","普通型","/","长度＞180CM","已维护","国械注准20163032107","造影导丝","造影导丝","造影导丝由304不锈钢制造而成，表面涂有PTFE（聚四氟乙烯)涂层","上海瑛泰医疗器械股份有限公司","上海瑛泰医疗器械股份有限公司","C02022200300002092220000040","GW383AF","GW383AF","0.038in〃产品长度260cm，弯头，固定芯丝\n"]
["15056","通用介入","12-1","12-2","造影导丝","普通型","/","长度＞180CM","已维护","国械注准20163032107","造影导丝","造影导丝","造影导丝由304不锈钢制造而成，表面涂有PTFE（聚四氟乙烯)涂层","上海瑛泰医疗器械股份有限公司","上海瑛泰医疗器械股份有限公司","C02022200300002092220000041","GW213SF","GW213SF","0.021in〃产品长度260cm，直头，固定芯丝\n"]
["15056","通用介入","12-1","12-2","造影导丝","普通型","/","长度＞180CM","已维护","国械注准20163032107","造影导丝","造影导丝","造影导丝由304不锈钢制造而成，表面涂有PTFE（聚四氟乙烯)涂层","上海瑛泰医疗器械股份有限公司","上海瑛泰医疗器械股份有限公司","C02022200300002092220000042","GW213J6.0F","GW213J6.0F","0.021in〃产品长度260cm，6.0mmJ型，固定芯丝\n"]
["15056","通用介入","12-1","12-2","造影导丝","普通型","/","长度＞180CM","已维护","国械注准20163032107","造影导丝","造影导丝","造影导丝由304不锈钢制造而成，表面涂有PTFE（聚四氟乙烯)涂层","上海瑛泰医疗器械股份有限公司","上海瑛泰医疗器械股份有限公司","C02022200300002092220000043","GW283AF","GW283AF","0.028in〃产品长度260cm，弯头，固定芯丝\n"]
["15056","通用介入","12-1","12-2","造影导丝","普通型","/","长度＞180CM","已维护","国械注准20163032107","造影导丝","造影导丝","造影导丝由304不锈钢制造而成，表面涂有PTFE（聚四氟乙烯)涂层","上海瑛泰医疗器械股份有限公司","上海瑛泰医疗器械股份有限公司","C02022200300002092220000044","GW323SF","GW323SF","0.032in〃产品长度260cm，直头，固定芯丝\n"]
["15056","通用介入","12-1","12-2","造影导丝","普通型","/","长度＞180CM","已维护","国械注准20163032107","造影导丝","造影导丝","造影导丝由304不锈钢制造而成，表面涂有PTFE（聚四氟乙烯)涂层","上海瑛泰医疗器械股份有限公司","上海瑛泰医疗器械股份有限公司","C02022200300002092220000045","GW253J6.0F","GW253J6.0F","0.025in〃产品长度260cm，6.0mmJ型，固定芯丝\n"]
["15056","通用介入","12-1","12-2","造影导丝","普通型","/","长度＞180CM","已维护","国械注准20163032107","造影导丝","造影导丝","造影导丝由304不锈钢制造而成，表面涂有PTFE（聚四氟乙烯)涂层","上海瑛泰医疗器械股份有限公司","上海瑛泰医疗器械股份有限公司","C02022200300002092220000046","GW183SF","GW183SF","0.018in〃产品长度260cm，直头，固定芯丝\n"]
["15056","通用介入","12-1","12-2","造影导丝","普通型","/","长度＞180CM","已维护","国械注准20163032107","造影导丝","造影导丝","造影导丝由304不锈钢制造而成，表面涂有PTFE（聚四氟乙烯)涂层","上海瑛泰医疗器械股份有限公司","上海瑛泰医疗器械股份有限公司","C02022200300002092220000047","GW353AF","GW353AF","0.035in〃产品长度260cm，弯头，固定芯丝\n"]
["15056","通用介入","12-1","12-2","造影导丝","普通型","/","长度＞180CM","已维护","国械注准20163032107","造影导丝","造影导丝","造影导丝由304不锈钢制造而成，表面涂有PTFE（聚四氟乙烯)涂层","上海瑛泰医疗器械股份有限公司","上海瑛泰医疗器械股份有限公司","C02022200300002092220000048","GW353J1.5F","GW353J1.5F","0.035in〃产品长度260cm，1.5mmJ型，固定芯丝\n"]
["15056","通用介入","12-1","12-2","造影导丝","普通型","/","长度＞180CM","已维护","国械注准20163032107","造影导丝","造影导丝","造影导丝由304不锈钢制造而成，表面涂有PTFE（聚四氟乙烯)涂层","上海瑛泰医疗器械股份有限公司","上海瑛泰医疗器械股份有限公司","C02022200300002092220000049","GW323AF","GW323AF","0.032in〃产品长度260cm，弯头，固定芯丝\n"]
["15056","通用介入","12-1","12-2","造影导丝","普通型","/","长度＞180CM","已维护","国械注准20163032107","造影导丝","造影导丝","造影导丝由304不锈钢制造而成，表面涂有PTFE（聚四氟乙烯)涂层","上海瑛泰医疗器械股份有限公司","上海瑛泰医疗器械股份有限公司","C02022200300002092220000050","GW353SF","GW353SF","0.035in〃产品长度260cm，直头，固定芯丝\n"]
["15056","通用介入","12-1","12-2","造影导丝","普通型","/","长度＞180CM","已维护","国械注准20163032107","造影导丝","造影导丝","造影导丝由304不锈钢制造而成，表面涂有PTFE（聚四氟乙烯)涂层","上海瑛泰医疗器械股份有限公司","上海瑛泰医疗器械股份有限公司","C02022200300002092220000051","GW283SF","GW283SF","0.028in〃产品长度260cm，直头，固定芯丝\n"]
["15064","通用介入","17","17","血管止血装置","非侵入式","/","/","已维护","粤械注准20242140229","一次性使用桡动脉止血器","一次性使用桡动脉止血器","聚碳酸酯、TPE、PVC、不锈钢","广东百合医疗科技股份有限公司","广东百合医疗科技股份有限公司","C02071207300003065960000001","ZX-01","ZX-01",""]
["15064","通用介入","17","17","血管止血装置","非侵入式","/","/","已维护","粤械注准20242140229","一次性使用桡动脉止血器","一次性使用桡动脉止血器","聚碳酸酯、TPE、PVC、不锈钢","广东百合医疗科技股份有限公司","广东百合医疗科技股份有限公司","C02071207300003065960000002","ZX-02","ZX-02",""]
["15064","通用介入","17","17","血管止血装置","非侵入式","/","/","已维护","粤械注准20242140229","一次性使用桡动脉止血器","一次性使用桡动脉止血器","聚碳酸酯、TPE、PVC、不锈钢","广东百合医疗科技股份有限公司","广东百合医疗科技股份有限公司","C02071207300003065960000003","ZX-03","ZX-03",""]
["15065","通用介入","17","17","血管止血装置","非侵入式","/","/","已维护","苏械注准20222141436","一次性使用桡动脉止血器","一次性使用桡动脉止血器","硅胶、聚碳酸酯、聚乙烯、聚氨酯、尼龙","江苏柯汇医疗科技有限公司","江苏柯汇医疗科技有限公司","C02071207300003114920000003","KHRH-B-22","KHRH-B-22",""]
["15083","通用介入","18","18","抓捕器","抓捕器","/","/","已维护","国械注准20243031793","外周血管内异物抓捕器","外周血管内异物抓捕器","镍钛丝、镀金钨丝、PTFE等","谱高医疗科技（南京）有限公司","谱高医疗科技（南京）有限公司","C02071407400001185730000001","GNS-15-120","GNS-15-120",""]
["15083","通用介入","18","18","抓捕器","抓捕器","/","/","已维护","国械注准20243031793","外周血管内异物抓捕器","外周血管内异物抓捕器","镍钛丝、镀金钨丝、PTFE等","谱高医疗科技（南京）有限公司","谱高医疗科技（南京）有限公司","C02071407400001185730000002","GNS-20-120","GNS-20-120",""]
["15083","通用介入","18","18","抓捕器","抓捕器","/","/","已维护","国械注准20243031793","外周血管内异物抓捕器","外周血管内异物抓捕器","镍钛丝、镀金钨丝、PTFE等","谱高医疗科技（南京）有限公司","谱高医疗科技（南京）有限公司","C02071407400001185730000003","GNS-25-120","GNS-25-120",""]
["15083","通用介入","18","18","抓捕器","抓捕器","/","/","已维护","国械注准20243031793","外周血管内异物抓捕器","外周血管内异物抓捕器","镍钛丝、镀金钨丝、PTFE等","谱高医疗科技（南京）有限公司","谱高医疗科技（南京）有限公司","C02071407400001185730000004","GNS-30-120","GNS-30-120",""]
["15083","通用介入","18","18","抓捕器","抓捕器","/","/","已维护","国械注准20243031793","外周血管内异物抓捕器","外周血管内异物抓捕器","镍钛丝、镀金钨丝、PTFE等","谱高医疗科技（南京）有限公司","谱高医疗科技（南京）有限公司","C02071407400001185730000005","GNS-35-120","GNS-35-120",""]
["15084","通用介入","14","14","血管鞘","普通型","/","/","已维护","京械注准20252030099","血管鞘","血管鞘","乙烯-四氟乙烯共聚物(ETFE)＋8%氧化铋(Bi2O3)＋PVP亲水涂层","天津迪玛克医疗器械有限公司","北京迪玛克医药科技有限公司","C02071001500000015540000756","DQ06042120LT","DQ06042120LT",""]
["15084","通用介入","14","14","血管鞘","普通型","/","/","已维护","京械注准20252030099","血管鞘","血管鞘","乙烯-四氟乙烯共聚物(ETFE)＋8%氧化铋(Bi2O3)＋PVP亲水涂层","天津迪玛克医疗器械有限公司","北京迪玛克医药科技有限公司","C02071001500000015540000757","DQ06042120LS","DQ06042120LS",""]
["15084","通用介入","14","14","血管鞘","普通型","/","/","已维护","京械注准20252030099","血管鞘","血管鞘","乙烯-四氟乙烯共聚物(ETFE)＋8%氧化铋(Bi2O3)＋PVP亲水涂层","天津迪玛克医疗器械有限公司","北京迪玛克医药科技有限公司","C02071001500000015540000758","DQ0604NNN","DQ0604NNN",""]
["15084","通用介入","14","14","血管鞘","普通型","/","/","已维护","京械注准20252030099","血管鞘","血管鞘","乙烯-四氟乙烯共聚物(ETFE)＋8%氧化铋(Bi2O3)＋PVP亲水涂层","天津迪玛克医疗器械有限公司","北京迪玛克医药科技有限公司","C02071001500000015540000759","DXQ06042120L","DXQ06042120L",""]
["15084","通用介入","14","14","血管鞘","普通型","/","/","已维护","京械注准20252030099","血管鞘","血管鞘","乙烯-四氟乙烯共聚物(ETFE)＋8%氧化铋(Bi2O3)＋PVP亲水涂层","天津迪玛克医疗器械有限公司","北京迪玛克医药科技有限公司","C02071001500000015540000760","DXQ06042120","DXQ06042120",""]
["15084","通用介入","14","14","血管鞘","普通型","/","/","已维护","京械注准20252030099","血管鞘","血管鞘","乙烯-四氟乙烯共聚物(ETFE)＋8%氧化铋(Bi2O3)＋PVP亲水涂层","天津迪玛克医疗器械有限公司","北京迪玛克医药科技有限公司","C02071001500000015540000761","DQ05042121S","DQ05042121S",""]
["15084","通用介入","14","14","血管鞘","普通型","/","/","已维护","京械注准20252030099","血管鞘","血管鞘","乙烯-四氟乙烯共聚物(ETFE)＋8%氧化铋(Bi2O3)＋PVP亲水涂层","天津迪玛克医疗器械有限公司","北京迪玛克医药科技有限公司","C02071001500000015540000762","DQ07043818T","DQ07043818T",""]
["15084","通用介入","14","14","血管鞘","普通型","/","/","已维护","京械注准20252030099","血管鞘","血管鞘","乙烯-四氟乙烯共聚物(ETFE)＋8%氧化铋(Bi2O3)＋PVP亲水涂层","天津迪玛克医疗器械有限公司","北京迪玛克医药科技有限公司","C02071001500000015540000763","DXQ07042520","DXQ07042520",""]
["15084","通用介入","14","14","血管鞘","普通型","/","/","已维护","京械注准20252030099","血管鞘","血管鞘","乙烯-四氟乙烯共聚物(ETFE)＋8%氧化铋(Bi2O3)＋PVP亲水涂层","天津迪玛克医疗器械有限公司","北京迪玛克医药科技有限公司","C02071001500000015540000764","DQ06042120S","DQ06042120S",""]
["15084","通用介入","14","14","血管鞘","普通型","/","/","已维护","京械注准20252030099","血管鞘","血管鞘","乙烯-四氟乙烯共聚物(ETFE)＋8%氧化铋(Bi2O3)＋PVP亲水涂层","天津迪玛克医疗器械有限公司","北京迪玛克医药科技有限公司","C02071001500000015540000765","DQ07042121S","DQ07042121S",""]
["15084","通用介入","14","14","血管鞘","普通型","/","/","已维护","京械注准20252030099","血管鞘","血管鞘","乙烯-四氟乙烯共聚物(ETFE)＋8%氧化铋(Bi2O3)＋PVP亲水涂层","天津迪玛克医疗器械有限公司","北京迪玛克医药科技有限公司","C02071001500000015540000766","DXQ08042520","DXQ08042520",""]
["15084","通用介入","14","14","血管鞘","普通型","/","/","已维护","京械注准20252030099","血管鞘","血管鞘","乙烯-四氟乙烯共聚物(ETFE)＋8%氧化铋(Bi2O3)＋PVP亲水涂层","天津迪玛克医疗器械有限公司","北京迪玛克医药科技有限公司","C02071001500000015540000767","DXQ07042120","DXQ07042120",""]
["15084","通用介入","14","14","血管鞘","普通型","/","/","已维护","京械注准20252030099","血管鞘","血管鞘","乙烯-四氟乙烯共聚物(ETFE)＋8%氧化铋(Bi2O3)＋PVP亲水涂层","天津迪玛克医疗器械有限公司","北京迪玛克医药科技有限公司","C02071001500000015540000768","DQ08043818S","DQ08043818S",""]
["15084","通用介入","14","14","血管鞘","普通型","/","/","已维护","京械注准20252030099","血管鞘","血管鞘","乙烯-四氟乙烯共聚物(ETFE)＋8%氧化铋(Bi2O3)＋PVP亲水涂层","天津迪玛克医疗器械有限公司","北京迪玛克医药科技有限公司","C02071001500000015540000769","DQ05043818T","DQ05043818T",""]
["15084","通用介入","14","14","血管鞘","普通型","/","/","已维护","京械注准20252030099","血管鞘","血管鞘","乙烯-四氟乙烯共聚物(ETFE)＋8%氧化铋(Bi2O3)＋PVP亲水涂层","天津迪玛克医疗器械有限公司","北京迪玛克医药科技有限公司","C02071001500000015540000770","DXQ08042120L","DXQ08042120L",""]
["15084","通用介入","14","14","血管鞘","普通型","/","/","已维护","京械注准20252030099","血管鞘","血管鞘","乙烯-四氟乙烯共聚物(ETFE)＋8%氧化铋(Bi2O3)＋PVP亲水涂层","天津迪玛克医疗器械有限公司","北京迪玛克医药科技有限公司","C02071001500000015540000771","DQ08043818T","DQ08043818T",""]
["15084","通用介入","14","14","血管鞘","普通型","/","/","已维护","京械注准20252030099","血管鞘","血管鞘","乙烯-四氟乙烯共聚物(ETFE)＋8%氧化铋(Bi2O3)＋PVP亲水涂层","天津迪玛克医疗器械有限公司","北京迪玛克医药科技有限公司","C02071001500000015540000772","DXQ06042520","DXQ06042520",""]
["15084","通用介入","14","14","血管鞘","普通型","/","/","已维护","京械注准20252030099","血管鞘","血管鞘","乙烯-四氟乙烯共聚物(ETFE)＋8%氧化铋(Bi2O3)＋PVP亲水涂层","天津迪玛克医疗器械有限公司","北京迪玛克医药科技有限公司","C02071001500000015540000773","DQ05043818S","DQ05043818S",""]
["15084","通用介入","14","14","血管鞘","普通型","/","/","已维护","京械注准20252030099","血管鞘","血管鞘","乙烯-四氟乙烯共聚物(ETFE)＋8%氧化铋(Bi2O3)＋PVP亲水涂层","天津迪玛克医疗器械有限公司","北京迪玛克医药科技有限公司","C02071001500000015540000774","DQ08041821T","DQ08041821T",""]
["15084","通用介入","14","14","血管鞘","普通型","/","/","已维护","京械注准20252030099","血管鞘","血管鞘","乙烯-四氟乙烯共聚物(ETFE)＋8%氧化铋(Bi2O3)＋PVP亲水涂层","天津迪玛克医疗器械有限公司","北京迪玛克医药科技有限公司","C02071001500000015540000775","DQ07043818S","DQ07043818S",""]
["15084","通用介入","14","14","血管鞘","普通型","/","/","已维护","京械注准20252030099","血管鞘","血管鞘","乙烯-四氟乙烯共聚物(ETFE)＋8%氧化铋(Bi2O3)＋PVP亲水涂层","天津迪玛克医疗器械有限公司","北京迪玛克医药科技有限公司","C02071001500000015540000776","DXQ08042520L","DXQ08042520L",""]
["15084","通用介入","14","14","血管鞘","普通型","/","/","已维护","京械注准20252030099","血管鞘","血管鞘","乙烯-四氟乙烯共聚物(ETFE)＋8%氧化铋(Bi2O3)＋PVP亲水涂层","天津迪玛克医疗器械有限公司","北京迪玛克医药科技有限公司","C02071001500000015540000777","DXQ08043518","DXQ08043518",""]
["15084","通用介入","14","14","血管鞘","普通型","/","/","已维护","京械注准20252030099","血管鞘","血管鞘","乙烯-四氟乙烯共聚物(ETFE)＋8%氧化铋(Bi2O3)＋PVP亲水涂层","天津迪玛克医疗器械有限公司","北京迪玛克医药科技有限公司","C02071001500000015540000778","DQ08042120T","DQ08042120T",""]
["15084","通用介入","14","14","血管鞘","普通型","/","/","已维护","京械注准20252030099","血管鞘","血管鞘","乙烯-四氟乙烯共聚物(ETFE)＋8%氧化铋(Bi2O3)＋PVP亲水涂层","天津迪玛克医疗器械有限公司","北京迪玛克医药科技有限公司","C02071001500000015540000779","DQ06043818S","DQ06043818S",""]
["15084","通用介入","14","14","血管鞘","普通型","/","/","已维护","京械注准20252030099","血管鞘","血管鞘","乙烯-四氟乙烯共聚物(ETFE)＋8%氧化铋(Bi2O3)＋PVP亲水涂层","天津迪玛克医疗器械有限公司","北京迪玛克医药科技有限公司","C02071001500000015540000780","DXQ07043518","DXQ07043518",""]
["15084","通用介入","14","14","血管鞘","普通型","/","/","已维护","京械注准20252030099","血管鞘","血管鞘","乙烯-四氟乙烯共聚物(ETFE)＋8%氧化铋(Bi2O3)＋PVP亲水涂层","天津迪玛克医疗器械有限公司","北京迪玛克医药科技有限公司","C02071001500000015540000781","DQ05042120LT","DQ05042120LT",""]
["15084","通用介入","14","14","血管鞘","普通型","/","/","已维护","京械注准20252030099","血管鞘","血管鞘","乙烯-四氟乙烯共聚物(ETFE)＋8%氧化铋(Bi2O3)＋PVP亲水涂层","天津迪玛克医疗器械有限公司","北京迪玛克医药科技有限公司","C02071001500000015540000782","DQ05041821T","DQ05041821T",""]
["15084","通用介入","14","14","血管鞘","普通型","/","/","已维护","京械注准20252030099","血管鞘","血管鞘","乙烯-四氟乙烯共聚物(ETFE)＋8%氧化铋(Bi2O3)＋PVP亲水涂层","天津迪玛克医疗器械有限公司","北京迪玛克医药科技有限公司","C02071001500000015540000783","DQ06042121S","DQ06042121S",""]
["15084","通用介入","14","14","血管鞘","普通型","/","/","已维护","京械注准20252030099","血管鞘","血管鞘","乙烯-四氟乙烯共聚物(ETFE)＋8%氧化铋(Bi2O3)＋PVP亲水涂层","天津迪玛克医疗器械有限公司","北京迪玛克医药科技有限公司","C02071001500000015540000784","DQ05041821S","DQ05041821S",""]
["15084","通用介入","14","14","血管鞘","普通型","/","/","已维护","京械注准20252030099","血管鞘","血管鞘","乙烯-四氟乙烯共聚物(ETFE)＋8%氧化铋(Bi2O3)＋PVP亲水涂层","天津迪玛克医疗器械有限公司","北京迪玛克医药科技有限公司","C02071001500000015540000785","DQ0504NNN","DQ0504NNN",""]
["15084","通用介入","14","14","血管鞘","普通型","/","/","已维护","京械注准20252030099","血管鞘","血管鞘","乙烯-四氟乙烯共聚物(ETFE)＋8%氧化铋(Bi2O3)＋PVP亲水涂层","天津迪玛克医疗器械有限公司","北京迪玛克医药科技有限公司","C02071001500000015540000786","DQ08041821S","DQ08041821S",""]
["15084","通用介入","14","14","血管鞘","普通型","/","/","已维护","京械注准20252030099","血管鞘","血管鞘","乙烯-四氟乙烯共聚物(ETFE)＋8%氧化铋(Bi2O3)＋PVP亲水涂层","天津迪玛克医疗器械有限公司","北京迪玛克医药科技有限公司","C02071001500000015540000787","DXQ06042520L","DXQ06042520L",""]
["15084","通用介入","14","14","血管鞘","普通型","/","/","已维护","京械注准20252030099","血管鞘","血管鞘","乙烯-四氟乙烯共聚物(ETFE)＋8%氧化铋(Bi2O3)＋PVP亲水涂层","天津迪玛克医疗器械有限公司","北京迪玛克医药科技有限公司","C02071001500000015540000788","DQ07041821S","DQ07041821S",""]
["15084","通用介入","14","14","血管鞘","普通型","/","/","已维护","京械注准20252030099","血管鞘","血管鞘","乙烯-四氟乙烯共聚物(ETFE)＋8%氧化铋(Bi2O3)＋PVP亲水涂层","天津迪玛克医疗器械有限公司","北京迪玛克医药科技有限公司","C02071001500000015540000789","DXQ06043518L","DXQ06043518L",""]
["15084","通用介入","14","14","血管鞘","普通型","/","/","已维护","京械注准20252030099","血管鞘","血管鞘","乙烯-四氟乙烯共聚物(ETFE)＋8%氧化铋(Bi2O3)＋PVP亲水涂层","天津迪玛克医疗器械有限公司","北京迪玛克医药科技有限公司","C02071001500000015540000790","DXQ07042520L","DXQ07042520L",""]
["15084","通用介入","14","14","血管鞘","普通型","/","/","已维护","京械注准20252030099","血管鞘","血管鞘","乙烯-四氟乙烯共聚物(ETFE)＋8%氧化铋(Bi2O3)＋PVP亲水涂层","天津迪玛克医疗器械有限公司","北京迪玛克医药科技有限公司","C02071001500000015540000791","DQ08042120LT","DQ08042120LT",""]
["15084","通用介入","14","14","血管鞘","普通型","/","/","已维护","京械注准20252030099","血管鞘","血管鞘","乙烯-四氟乙烯共聚物(ETFE)＋8%氧化铋(Bi2O3)＋PVP亲水涂层","天津迪玛克医疗器械有限公司","北京迪玛克医药科技有限公司","C02071001500000015540000792","DQ07041821T","DQ07041821T",""]
["15084","通用介入","14","14","血管鞘","普通型","/","/","已维护","京械注准20252030099","血管鞘","血管鞘","乙烯-四氟乙烯共聚物(ETFE)＋8%氧化铋(Bi2O3)＋PVP亲水涂层","天津迪玛克医疗器械有限公司","北京迪玛克医药科技有限公司","C02071001500000015540000793","DQ06042120T","DQ06042120T",""]
["15084","通用介入","14","14","血管鞘","普通型","/","/","已维护","京械注准20252030099","血管鞘","血管鞘","乙烯-四氟乙烯共聚物(ETFE)＋8%氧化铋(Bi2O3)＋PVP亲水涂层","天津迪玛克医疗器械有限公司","北京迪玛克医药科技有限公司","C02071001500000015540000794","DQ08042121T","DQ08042121T",""]
["15084","通用介入","14","14","血管鞘","普通型","/","/","已维护","京械注准20252030099","血管鞘","血管鞘","乙烯-四氟乙烯共聚物(ETFE)＋8%氧化铋(Bi2O3)＋PVP亲水涂层","天津迪玛克医疗器械有限公司","北京迪玛克医药科技有限公司","C02071001500000015540000795","DQ0804NNN","DQ0804NNN",""]
["15084","通用介入","14","14","血管鞘","普通型","/","/","已维护","京械注准20252030099","血管鞘","血管鞘","乙烯-四氟乙烯共聚物(ETFE)＋8%氧化铋(Bi2O3)＋PVP亲水涂层","天津迪玛克医疗器械有限公司","北京迪玛克医药科技有限公司","C02071001500000015540000796","DQ06042121T","DQ06042121T",""]
["15084","通用介入","14","14","血管鞘","普通型","/","/","已维护","京械注准20252030099","血管鞘","血管鞘","乙烯-四氟乙烯共聚物(ETFE)＋8%氧化铋(Bi2O3)＋PVP亲水涂层","天津迪玛克医疗器械有限公司","北京迪玛克医药科技有限公司","C02071001500000015540000797","DXQ07043518L","DXQ07043518L",""]
["15084","通用介入","14","14","血管鞘","普通型","/","/","已维护","京械注准20252030099","血管鞘","血管鞘","乙烯-四氟乙烯共聚物(ETFE)＋8%氧化铋(Bi2O3)＋PVP亲水涂层","天津迪玛克医疗器械有限公司","北京迪玛克医药科技有限公司","C02071001500000015540000798","DQ05042120T","DQ05042120T",""]
["15084","通用介入","14","14","血管鞘","普通型","/","/","已维护","京械注准20252030099","血管鞘","血管鞘","乙烯-四氟乙烯共聚物(ETFE)＋8%氧化铋(Bi2O3)＋PVP亲水涂层","天津迪玛克医疗器械有限公司","北京迪玛克医药科技有限公司","C02071001500000015540000799","DQ06041821S","DQ06041821S",""]
["15084","通用介入","14","14","血管鞘","普通型","/","/","已维护","京械注准20252030099","血管鞘","血管鞘","乙烯-四氟乙烯共聚物(ETFE)＋8%氧化铋(Bi2O3)＋PVP亲水涂层","天津迪玛克医疗器械有限公司","北京迪玛克医药科技有限公司","C02071001500000015540000800","DXQ06043518","DXQ06043518",""]
["15084","通用介入","14","14","血管鞘","普通型","/","/","已维护","京械注准20252030099","血管鞘","血管鞘","乙烯-四氟乙烯共聚物(ETFE)＋8%氧化铋(Bi2O3)＋PVP亲水涂层","天津迪玛克医疗器械有限公司","北京迪玛克医药科技有限公司","C02071001500000015540000801","DQ07042121T","DQ07042121T",""]
["15084","通用介入","14","14","血管鞘","普通型","/","/","已维护","京械注准20252030099","血管鞘","血管鞘","乙烯-四氟乙烯共聚物(ETFE)＋8%氧化铋(Bi2O3)＋PVP亲水涂层","天津迪玛克医疗器械有限公司","北京迪玛克医药科技有限公司","C02071001500000015540000802","DQ08042121S","DQ08042121S",""]
["15084","通用介入","14","14","血管鞘","普通型","/","/","已维护","京械注准20252030099","血管鞘","血管鞘","乙烯-四氟乙烯共聚物(ETFE)＋8%氧化铋(Bi2O3)＋PVP亲水涂层","天津迪玛克医疗器械有限公司","北京迪玛克医药科技有限公司","C02071001500000015540000803","DQ0704NNN","DQ0704NNN",""]
["15084","通用介入","14","14","血管鞘","普通型","/","/","已维护","京械注准20252030099","血管鞘","血管鞘","乙烯-四氟乙烯共聚物(ETFE)＋8%氧化铋(Bi2O3)＋PVP亲水涂层","天津迪玛克医疗器械有限公司","北京迪玛克医药科技有限公司","C02071001500000015540000804","DXQ0504NNN","DXQ0504NNN",""]
["15084","通用介入","14","14","血管鞘","普通型","/","/","已维护","京械注准20252030099","血管鞘","血管鞘","乙烯-四氟乙烯共聚物(ETFE)＋8%氧化铋(Bi2O3)＋PVP亲水涂层","天津迪玛克医疗器械有限公司","北京迪玛克医药科技有限公司","C02071001500000015540000805","DQ06043818T","DQ06043818T",""]
["15084","通用介入","14","14","血管鞘","普通型","/","/","已维护","京械注准20252030099","血管鞘","血管鞘","乙烯-四氟乙烯共聚物(ETFE)＋8%氧化铋(Bi2O3)＋PVP亲水涂层","天津迪玛克医疗器械有限公司","北京迪玛克医药科技有限公司","C02071001500000015540000806","DQ08042120S","DQ08042120S",""]
["15084","通用介入","14","14","血管鞘","普通型","/","/","已维护","京械注准20252030099","血管鞘","血管鞘","乙烯-四氟乙烯共聚物(ETFE)＋8%氧化铋(Bi2O3)＋PVP亲水涂层","天津迪玛克医疗器械有限公司","北京迪玛克医药科技有限公司","C02071001500000015540000807","DXQ07042120L","DXQ07042120L",""]
["15084","通用介入","14","14","血管鞘","普通型","/","/","已维护","京械注准20252030099","血管鞘","血管鞘","乙烯-四氟乙烯共聚物(ETFE)＋8%氧化铋(Bi2O3)＋PVP亲水涂层","天津迪玛克医疗器械有限公司","北京迪玛克医药科技有限公司","C02071001500000015540000808","DQ05042121T","DQ05042121T",""]
["15084","通用介入","14","14","血管鞘","普通型","/","/","已维护","京械注准20252030099","血管鞘","血管鞘","乙烯-四氟乙烯共聚物(ETFE)＋8%氧化铋(Bi2O3)＋PVP亲水涂层","天津迪玛克医疗器械有限公司","北京迪玛克医药科技有限公司","C02071001500000015540000809","DXQ0804NNN","DXQ0804NNN",""]
["15084","通用介入","14","14","血管鞘","普通型","/","/","已维护","京械注准20252030099","血管鞘","血管鞘","乙烯-四氟乙烯共聚物(ETFE)＋8%氧化铋(Bi2O3)＋PVP亲水涂层","天津迪玛克医疗器械有限公司","北京迪玛克医药科技有限公司","C02071001500000015540000810","DQ07042120S","DQ07042120S",""]
["15084","通用介入","14","14","血管鞘","普通型","/","/","已维护","京械注准20252030099","血管鞘","血管鞘","乙烯-四氟乙烯共聚物(ETFE)＋8%氧化铋(Bi2O3)＋PVP亲水涂层","天津迪玛克医疗器械有限公司","北京迪玛克医药科技有限公司","C02071001500000015540000811","DXQ08042120","DXQ08042120",""]
["15084","通用介入","14","14","血管鞘","普通型","/","/","已维护","京械注准20252030099","血管鞘","血管鞘","乙烯-四氟乙烯共聚物(ETFE)＋8%氧化铋(Bi2O3)＋PVP亲水涂层","天津迪玛克医疗器械有限公司","北京迪玛克医药科技有限公司","C02071001500000015540000812","DXQ05042520","DXQ05042520",""]
["15084","通用介入","14","14","血管鞘","普通型","/","/","已维护","京械注准20252030099","血管鞘","血管鞘","乙烯-四氟乙烯共聚物(ETFE)＋8%氧化铋(Bi2O3)＋PVP亲水涂层","天津迪玛克医疗器械有限公司","北京迪玛克医药科技有限公司","C02071001500000015540000813","DQ07042120LS","DQ07042120LS",""]
["15084","通用介入","14","14","血管鞘","普通型","/","/","已维护","京械注准20252030099","血管鞘","血管鞘","乙烯-四氟乙烯共聚物(ETFE)＋8%氧化铋(Bi2O3)＋PVP亲水涂层","天津迪玛克医疗器械有限公司","北京迪玛克医药科技有限公司","C02071001500000015540000814","DXQ05042120","DXQ05042120",""]
["15084","通用介入","14","14","血管鞘","普通型","/","/","已维护","京械注准20252030099","血管鞘","血管鞘","乙烯-四氟乙烯共聚物(ETFE)＋8%氧化铋(Bi2O3)＋PVP亲水涂层","天津迪玛克医疗器械有限公司","北京迪玛克医药科技有限公司","C02071001500000015540000815","DQ08042120LS","DQ08042120LS",""]
["15084","通用介入","14","14","血管鞘","普通型","/","/","已维护","京械注准20252030099","血管鞘","血管鞘","乙烯-四氟乙烯共聚物(ETFE)＋8%氧化铋(Bi2O3)＋PVP亲水涂层","天津迪玛克医疗器械有限公司","北京迪玛克医药科技有限公司","C02071001500000015540000816","DQ07042120T","DQ07042120T",""]
["15084","通用介入","14","14","血管鞘","普通型","/","/","已维护","京械注准20252030099","血管鞘","血管鞘","乙烯-四氟乙烯共聚物(ETFE)＋8%氧化铋(Bi2O3)＋PVP亲水涂层","天津迪玛克医疗器械有限公司","北京迪玛克医药科技有限公司","C02071001500000015540000817","DQ07042120LT","DQ07042120LT",""]
["15084","通用介入","14","14","血管鞘","普通型","/","/","已维护","京械注准20252030099","血管鞘","血管鞘","乙烯-四氟乙烯共聚物(ETFE)＋8%氧化铋(Bi2O3)＋PVP亲水涂层","天津迪玛克医疗器械有限公司","北京迪玛克医药科技有限公司","C02071001500000015540000818","DXQ08043518L","DXQ08043518L",""]
["15084","通用介入","14","14","血管鞘","普通型","/","/","已维护","京械注准20252030099","血管鞘","血管鞘","乙烯-四氟乙烯共聚物(ETFE)＋8%氧化铋(Bi2O3)＋PVP亲水涂层","天津迪玛克医疗器械有限公司","北京迪玛克医药科技有限公司","C02071001500000015540000819","DXQ05043518L","DXQ05043518L",""]
["15084","通用介入","14","14","血管鞘","普通型","/","/","已维护","京械注准20252030099","血管鞘","血管鞘","乙烯-四氟乙烯共聚物(ETFE)＋8%氧化铋(Bi2O3)＋PVP亲水涂层","天津迪玛克医疗器械有限公司","北京迪玛克医药科技有限公司","C02071001500000015540000820","DXQ0604NNN","DXQ0604NNN",""]
["15084","通用介入","14","14","血管鞘","普通型","/","/","已维护","京械注准20252030099","血管鞘","血管鞘","乙烯-四氟乙烯共聚物(ETFE)＋8%氧化铋(Bi2O3)＋PVP亲水涂层","天津迪玛克医疗器械有限公司","北京迪玛克医药科技有限公司","C02071001500000015540000821","DXQ05042520L","DXQ05042520L",""]
["15084","通用介入","14","14","血管鞘","普通型","/","/","已维护","京械注准20252030099","血管鞘","血管鞘","乙烯-四氟乙烯共聚物(ETFE)＋8%氧化铋(Bi2O3)＋PVP亲水涂层","天津迪玛克医疗器械有限公司","北京迪玛克医药科技有限公司","C02071001500000015540000822","DXQ0704NNN","DXQ0704NNN",""]
["15084","通用介入","14","14","血管鞘","普通型","/","/","已维护","京械注准20252030099","血管鞘","血管鞘","乙烯-四氟乙烯共聚物(ETFE)＋8%氧化铋(Bi2O3)＋PVP亲水涂层","天津迪玛克医疗器械有限公司","北京迪玛克医药科技有限公司","C02071001500000015540000823","DQ05042120S","DQ05042120S",""]
["15084","通用介入","14","14","血管鞘","普通型","/","/","已维护","京械注准20252030099","血管鞘","血管鞘","乙烯-四氟乙烯共聚物(ETFE)＋8%氧化铋(Bi2O3)＋PVP亲水涂层","天津迪玛克医疗器械有限公司","北京迪玛克医药科技有限公司","C02071001500000015540000824","DQ05042120LS","DQ05042120LS",""]
["15084","通用介入","14","14","血管鞘","普通型","/","/","已维护","京械注准20252030099","血管鞘","血管鞘","乙烯-四氟乙烯共聚物(ETFE)＋8%氧化铋(Bi2O3)＋PVP亲水涂层","天津迪玛克医疗器械有限公司","北京迪玛克医药科技有限公司","C02071001500000015540000825","DXQ05042120L","DXQ05042120L",""]
["15084","通用介入","14","14","血管鞘","普通型","/","/","已维护","京械注准20252030099","血管鞘","血管鞘","乙烯-四氟乙烯共聚物(ETFE)＋8%氧化铋(Bi2O3)＋PVP亲水涂层","天津迪玛克医疗器械有限公司","北京迪玛克医药科技有限公司","C02071001500000015540000826","DXQ05043518","DXQ05043518",""]
["15084","通用介入","14","14","血管鞘","普通型","/","/","已维护","京械注准20252030099","血管鞘","血管鞘","乙烯-四氟乙烯共聚物(ETFE)＋8%氧化铋(Bi2O3)＋PVP亲水涂层","天津迪玛克医疗器械有限公司","北京迪玛克医药科技有限公司","C02071001500000015540000827","DQ06041821T","DQ06041821T",""]
["15089","通用介入","14","14","血管鞘","普通型","/","/","已维护","京械注准20242030517","导管鞘","导管鞘","聚磁酸酯(PC)、聚氯乙烯(PVC)、镍钛合金(NITI)","天津迪玛克医药科技有限公司","北京迪玛克医药科技有限公司","C02071001500000015540000538","DXQ08232520L80","DXQ08232520L80",""]
["15089","通用介入","14","14","血管鞘","普通型","/","/","已维护","京械注准20242030517","导管鞘","导管鞘","聚磁酸酯(PC)、聚氯乙烯(PVC)、镍钛合金(NITI)","天津迪玛克医药科技有限公司","北京迪玛克医药科技有限公司","C02071001500000015540000539","DXQ09232120L80","DXQ09232120L80",""]
["15089","通用介入","14","14","血管鞘","普通型","/","/","已维护","京械注准20242030517","导管鞘","导管鞘","聚磁酸酯(PC)、聚氯乙烯(PVC)、镍钛合金(NITI)","天津迪玛克医药科技有限公司","北京迪玛克医药科技有限公司","C02071001500000015540000540","DXQ11233518","DXQ11233518",""]
["15089","通用介入","14","14","血管鞘","普通型","/","/","已维护","京械注准20242030517","导管鞘","导管鞘","聚磁酸酯(PC)、聚氯乙烯(PVC)、镍钛合金(NITI)","天津迪玛克医药科技有限公司","北京迪玛克医药科技有限公司","C02071001500000015540000541","DXQ04233518L80","DXQ04233518L80",""]
["15089","通用介入","14","14","血管鞘","普通型","/","/","已维护","京械注准20242030517","导管鞘","导管鞘","聚磁酸酯(PC)、聚氯乙烯(PVC)、镍钛合金(NITI)","天津迪玛克医药科技有限公司","北京迪玛克医药科技有限公司","C02071001500000015540000542","DXQ06232120L80","DXQ06232120L80",""]
["15089","通用介入","14","14","血管鞘","普通型","/","/","已维护","京械注准20242030517","导管鞘","导管鞘","聚磁酸酯(PC)、聚氯乙烯(PVC)、镍钛合金(NITI)","天津迪玛克医药科技有限公司","北京迪玛克医药科技有限公司","C02071001500000015540000543","DXQ07233518","DXQ07233518",""]
["15089","通用介入","14","14","血管鞘","普通型","/","/","已维护","京械注准20242030517","导管鞘","导管鞘","聚磁酸酯(PC)、聚氯乙烯(PVC)、镍钛合金(NITI)","天津迪玛克医药科技有限公司","北京迪玛克医药科技有限公司","C02071001500000015540000544","DXQ07232120L","DXQ07232120L",""]
["15089","通用介入","14","14","血管鞘","普通型","/","/","已维护","京械注准20242030517","导管鞘","导管鞘","聚磁酸酯(PC)、聚氯乙烯(PVC)、镍钛合金(NITI)","天津迪玛克医药科技有限公司","北京迪玛克医药科技有限公司","C02071001500000015540000545","DXQ05233518L80","DXQ05233518L80",""]
["15089","通用介入","14","14","血管鞘","普通型","/","/","已维护","京械注准20242030517","导管鞘","导管鞘","聚磁酸酯(PC)、聚氯乙烯(PVC)、镍钛合金(NITI)","天津迪玛克医药科技有限公司","北京迪玛克医药科技有限公司","C02071001500000015540000546","DXQ0623351880","DXQ0623351880",""]
["15089","通用介入","14","14","血管鞘","普通型","/","/","已维护","京械注准20242030517","导管鞘","导管鞘","聚磁酸酯(PC)、聚氯乙烯(PVC)、镍钛合金(NITI)","天津迪玛克医药科技有限公司","北京迪玛克医药科技有限公司","C02071001500000015540000547","DXQ0723351880","DXQ0723351880",""]
["15089","通用介入","14","14","血管鞘","普通型","/","/","已维护","京械注准20242030517","导管鞘","导管鞘","聚磁酸酯(PC)、聚氯乙烯(PVC)、镍钛合金(NITI)","天津迪玛克医药科技有限公司","北京迪玛克医药科技有限公司","C02071001500000015540000548","DXQ0623212080","DXQ0623212080",""]
["15089","通用介入","14","14","血管鞘","普通型","/","/","已维护","京械注准20242030517","导管鞘","导管鞘","聚磁酸酯(PC)、聚氯乙烯(PVC)、镍钛合金(NITI)","天津迪玛克医药科技有限公司","北京迪玛克医药科技有限公司","C02071001500000015540000549","DXQ08232120","DXQ08232120",""]
["15089","通用介入","14","14","血管鞘","普通型","/","/","已维护","京械注准20242030517","导管鞘","导管鞘","聚磁酸酯(PC)、聚氯乙烯(PVC)、镍钛合金(NITI)","天津迪玛克医药科技有限公司","北京迪玛克医药科技有限公司","C02071001500000015540000550","DXQ06232520L80","DXQ06232520L80",""]
["15089","通用介入","14","14","血管鞘","普通型","/","/","已维护","京械注准20242030517","导管鞘","导管鞘","聚磁酸酯(PC)、聚氯乙烯(PVC)、镍钛合金(NITI)","天津迪玛克医药科技有限公司","北京迪玛克医药科技有限公司","C02071001500000015540000551","DXQ1023351880","DXQ1023351880",""]
["15089","通用介入","14","14","血管鞘","普通型","/","/","已维护","京械注准20242030517","导管鞘","导管鞘","聚磁酸酯(PC)、聚氯乙烯(PVC)、镍钛合金(NITI)","天津迪玛克医药科技有限公司","北京迪玛克医药科技有限公司","C02071001500000015540000552","DXQ04232520L80","DXQ04232520L80",""]
["15089","通用介入","14","14","血管鞘","普通型","/","/","已维护","京械注准20242030517","导管鞘","导管鞘","聚磁酸酯(PC)、聚氯乙烯(PVC)、镍钛合金(NITI)","天津迪玛克医药科技有限公司","北京迪玛克医药科技有限公司","C02071001500000015540000553","DXQ09232520L80","DXQ09232520L80",""]
["15089","通用介入","14","14","血管鞘","普通型","/","/","已维护","京械注准20242030517","导管鞘","导管鞘","聚磁酸酯(PC)、聚氯乙烯(PVC)、镍钛合金(NITI)","天津迪玛克医药科技有限公司","北京迪玛克医药科技有限公司","C02071001500000015540000554","DXQ05233518","DXQ05233518",""]
["15089","通用介入","14","14","血管鞘","普通型","/","/","已维护","京械注准20242030517","导管鞘","导管鞘","聚磁酸酯(PC)、聚氯乙烯(PVC)、镍钛合金(NITI)","天津迪玛克医药科技有限公司","北京迪玛克医药科技有限公司","C02071001500000015540000555","DXQ09232120L","DXQ09232120L",""]
["15089","通用介入","14","14","血管鞘","普通型","/","/","已维护","京械注准20242030517","导管鞘","导管鞘","聚磁酸酯(PC)、聚氯乙烯(PVC)、镍钛合金(NITI)","天津迪玛克医药科技有限公司","北京迪玛克医药科技有限公司","C02071001500000015540000556","DXQ07232520L80","DXQ07232520L80",""]
["15089","通用介入","14","14","血管鞘","普通型","/","/","已维护","京械注准20242030517","导管鞘","导管鞘","聚磁酸酯(PC)、聚氯乙烯(PVC)、镍钛合金(NITI)","天津迪玛克医药科技有限公司","北京迪玛克医药科技有限公司","C02071001500000015540000557","DXQ0523212080","DXQ0523212080",""]
["15089","通用介入","14","14","血管鞘","普通型","/","/","已维护","京械注准20242030517","导管鞘","导管鞘","聚磁酸酯(PC)、聚氯乙烯(PVC)、镍钛合金(NITI)","天津迪玛克医药科技有限公司","北京迪玛克医药科技有限公司","C02071001500000015540000558","DXQ06232520L","DXQ06232520L",""]
["15089","通用介入","14","14","血管鞘","普通型","/","/","已维护","京械注准20242030517","导管鞘","导管鞘","聚磁酸酯(PC)、聚氯乙烯(PVC)、镍钛合金(NITI)","天津迪玛克医药科技有限公司","北京迪玛克医药科技有限公司","C02071001500000015540000559","DXQ05232120L","DXQ05232120L",""]
["15089","通用介入","14","14","血管鞘","普通型","/","/","已维护","京械注准20242030517","导管鞘","导管鞘","聚磁酸酯(PC)、聚氯乙烯(PVC)、镍钛合金(NITI)","天津迪玛克医药科技有限公司","北京迪玛克医药科技有限公司","C02071001500000015540000560","DXQ0423252080","DXQ0423252080",""]
["15089","通用介入","14","14","血管鞘","普通型","/","/","已维护","京械注准20242030517","导管鞘","导管鞘","聚磁酸酯(PC)、聚氯乙烯(PVC)、镍钛合金(NITI)","天津迪玛克医药科技有限公司","北京迪玛克医药科技有限公司","C02071001500000015540000561","DXQ10233518L","DXQ10233518L",""]
["15089","通用介入","14","14","血管鞘","普通型","/","/","已维护","京械注准20242030517","导管鞘","导管鞘","聚磁酸酯(PC)、聚氯乙烯(PVC)、镍钛合金(NITI)","天津迪玛克医药科技有限公司","北京迪玛克医药科技有限公司","C02071001500000015540000562","DXQ0823212080","DXQ0823212080",""]
["15089","通用介入","14","14","血管鞘","普通型","/","/","已维护","京械注准20242030517","导管鞘","导管鞘","聚磁酸酯(PC)、聚氯乙烯(PVC)、镍钛合金(NITI)","天津迪玛克医药科技有限公司","北京迪玛克医药科技有限公司","C02071001500000015540000563","DXQ05232120L80","DXQ05232120L80",""]
["15089","通用介入","14","14","血管鞘","普通型","/","/","已维护","京械注准20242030517","导管鞘","导管鞘","聚磁酸酯(PC)、聚氯乙烯(PVC)、镍钛合金(NITI)","天津迪玛克医药科技有限公司","北京迪玛克医药科技有限公司","C02071001500000015540000564","DXQ1123351880","DXQ1123351880",""]
["15089","通用介入","14","14","血管鞘","普通型","/","/","已维护","京械注准20242030517","导管鞘","导管鞘","聚磁酸酯(PC)、聚氯乙烯(PVC)、镍钛合金(NITI)","天津迪玛克医药科技有限公司","北京迪玛克医药科技有限公司","C02071001500000015540000565","DXQ09232520","DXQ09232520",""]
["15089","通用介入","14","14","血管鞘","普通型","/","/","已维护","京械注准20242030517","导管鞘","导管鞘","聚磁酸酯(PC)、聚氯乙烯(PVC)、镍钛合金(NITI)","天津迪玛克医药科技有限公司","北京迪玛克医药科技有限公司","C02071001500000015540000566","DXQ06232120","DXQ06232120",""]
["15089","通用介入","14","14","血管鞘","普通型","/","/","已维护","京械注准20242030517","导管鞘","导管鞘","聚磁酸酯(PC)、聚氯乙烯(PVC)、镍钛合金(NITI)","天津迪玛克医药科技有限公司","北京迪玛克医药科技有限公司","C02071001500000015540000567","DXQ11233518L","DXQ11233518L",""]
["15089","通用介入","14","14","血管鞘","普通型","/","/","已维护","京械注准20242030517","导管鞘","导管鞘","聚磁酸酯(PC)、聚氯乙烯(PVC)、镍钛合金(NITI)","天津迪玛克医药科技有限公司","北京迪玛克医药科技有限公司","C02071001500000015540000568","DXQ09232120","DXQ09232120",""]
["15089","通用介入","14","14","血管鞘","普通型","/","/","已维护","京械注准20242030517","导管鞘","导管鞘","聚磁酸酯(PC)、聚氯乙烯(PVC)、镍钛合金(NITI)","天津迪玛克医药科技有限公司","北京迪玛克医药科技有限公司","C02071001500000015540000569","DXQ08233518","DXQ08233518",""]
["15089","通用介入","14","14","血管鞘","普通型","/","/","已维护","京械注准20242030517","导管鞘","导管鞘","聚磁酸酯(PC)、聚氯乙烯(PVC)、镍钛合金(NITI)","天津迪玛克医药科技有限公司","北京迪玛克医药科技有限公司","C02071001500000015540000570","DXQ07232120L80","DXQ07232120L80",""]
["15089","通用介入","14","14","血管鞘","普通型","/","/","已维护","京械注准20242030517","导管鞘","导管鞘","聚磁酸酯(PC)、聚氯乙烯(PVC)、镍钛合金(NITI)","天津迪玛克医药科技有限公司","北京迪玛克医药科技有限公司","C02071001500000015540000571","DXQ07233518L","DXQ07233518L",""]
["15089","通用介入","14","14","血管鞘","普通型","/","/","已维护","京械注准20242030517","导管鞘","导管鞘","聚磁酸酯(PC)、聚氯乙烯(PVC)、镍钛合金(NITI)","天津迪玛克医药科技有限公司","北京迪玛克医药科技有限公司","C02071001500000015540000572","DXQ05232520L80","DXQ05232520L80",""]
["15089","通用介入","14","14","血管鞘","普通型","/","/","已维护","京械注准20242030517","导管鞘","导管鞘","聚磁酸酯(PC)、聚氯乙烯(PVC)、镍钛合金(NITI)","天津迪玛克医药科技有限公司","北京迪玛克医药科技有限公司","C02071001500000015540000573","DXQ08232520L","DXQ08232520L",""]
["15089","通用介入","14","14","血管鞘","普通型","/","/","已维护","京械注准20242030517","导管鞘","导管鞘","聚磁酸酯(PC)、聚氯乙烯(PVC)、镍钛合金(NITI)","天津迪玛克医药科技有限公司","北京迪玛克医药科技有限公司","C02071001500000015540000574","DXQ08233518L80","DXQ08233518L80",""]
["15089","通用介入","14","14","血管鞘","普通型","/","/","已维护","京械注准20242030517","导管鞘","导管鞘","聚磁酸酯(PC)、聚氯乙烯(PVC)、镍钛合金(NITI)","天津迪玛克医药科技有限公司","北京迪玛克医药科技有限公司","C02071001500000015540000575","DXQ08233518L","DXQ08233518L",""]
["15089","通用介入","14","14","血管鞘","普通型","/","/","已维护","京械注准20242030517","导管鞘","导管鞘","聚磁酸酯(PC)、聚氯乙烯(PVC)、镍钛合金(NITI)","天津迪玛克医药科技有限公司","北京迪玛克医药科技有限公司","C02071001500000015540000576","DXQ07232120","DXQ07232120",""]
["15089","通用介入","14","14","血管鞘","普通型","/","/","已维护","京械注准20242030517","导管鞘","导管鞘","聚磁酸酯(PC)、聚氯乙烯(PVC)、镍钛合金(NITI)","天津迪玛克医药科技有限公司","北京迪玛克医药科技有限公司","C02071001500000015540000577","DXQ08232120L80","DXQ08232120L80",""]
["15089","通用介入","14","14","血管鞘","普通型","/","/","已维护","京械注准20242030517","导管鞘","导管鞘","聚磁酸酯(PC)、聚氯乙烯(PVC)、镍钛合金(NITI)","天津迪玛克医药科技有限公司","北京迪玛克医药科技有限公司","C02071001500000015540000578","DXQ0723212080","DXQ0723212080",""]
["15089","通用介入","14","14","血管鞘","普通型","/","/","已维护","京械注准20242030517","导管鞘","导管鞘","聚磁酸酯(PC)、聚氯乙烯(PVC)、镍钛合金(NITI)","天津迪玛克医药科技有限公司","北京迪玛克医药科技有限公司","C02071001500000015540000579","DXQ0423351880","DXQ0423351880",""]
["15089","通用介入","14","14","血管鞘","普通型","/","/","已维护","京械注准20242030517","导管鞘","导管鞘","聚磁酸酯(PC)、聚氯乙烯(PVC)、镍钛合金(NITI)","天津迪玛克医药科技有限公司","北京迪玛克医药科技有限公司","C02071001500000015540000580","DXQ10233518L80","DXQ10233518L80",""]
["15089","通用介入","14","14","血管鞘","普通型","/","/","已维护","京械注准20242030517","导管鞘","导管鞘","聚磁酸酯(PC)、聚氯乙烯(PVC)、镍钛合金(NITI)","天津迪玛克医药科技有限公司","北京迪玛克医药科技有限公司","C02071001500000015540000581","DXQ07232520L","DXQ07232520L",""]
["15089","通用介入","14","14","血管鞘","普通型","/","/","已维护","京械注准20242030517","导管鞘","导管鞘","聚磁酸酯(PC)、聚氯乙烯(PVC)、镍钛合金(NITI)","天津迪玛克医药科技有限公司","北京迪玛克医药科技有限公司","C02071001500000015540000582","DXQ06233518L80","DXQ06233518L80",""]
["15089","通用介入","14","14","血管鞘","普通型","/","/","已维护","京械注准20242030517","导管鞘","导管鞘","聚磁酸酯(PC)、聚氯乙烯(PVC)、镍钛合金(NITI)","天津迪玛克医药科技有限公司","北京迪玛克医药科技有限公司","C02071001500000015540000583","DXQ05232520","DXQ05232520",""]
["15089","通用介入","14","14","血管鞘","普通型","/","/","已维护","京械注准20242030517","导管鞘","导管鞘","聚磁酸酯(PC)、聚氯乙烯(PVC)、镍钛合金(NITI)","天津迪玛克医药科技有限公司","北京迪玛克医药科技有限公司","C02071001500000015540000584","DXQ09233518L80","DXQ09233518L80",""]
["15089","通用介入","14","14","血管鞘","普通型","/","/","已维护","京械注准20242030517","导管鞘","导管鞘","聚磁酸酯(PC)、聚氯乙烯(PVC)、镍钛合金(NITI)","天津迪玛克医药科技有限公司","北京迪玛克医药科技有限公司","C02071001500000015540000585","DXQ09233518","DXQ09233518",""]
["15089","通用介入","14","14","血管鞘","普通型","/","/","已维护","京械注准20242030517","导管鞘","导管鞘","聚磁酸酯(PC)、聚氯乙烯(PVC)、镍钛合金(NITI)","天津迪玛克医药科技有限公司","北京迪玛克医药科技有限公司","C02071001500000015540000586","DXQ04232120L80","DXQ04232120L80",""]
["15089","通用介入","14","14","血管鞘","普通型","/","/","已维护","京械注准20242030517","导管鞘","导管鞘","聚磁酸酯(PC)、聚氯乙烯(PVC)、镍钛合金(NITI)","天津迪玛克医药科技有限公司","北京迪玛克医药科技有限公司","C02071001500000015540000587","DXQ08232520","DXQ08232520",""]
["15089","通用介入","14","14","血管鞘","普通型","/","/","已维护","京械注准20242030517","导管鞘","导管鞘","聚磁酸酯(PC)、聚氯乙烯(PVC)、镍钛合金(NITI)","天津迪玛克医药科技有限公司","北京迪玛克医药科技有限公司","C02071001500000015540000588","DXQ06232120L","DXQ06232120L",""]
["15089","通用介入","14","14","血管鞘","普通型","/","/","已维护","京械注准20242030517","导管鞘","导管鞘","聚磁酸酯(PC)、聚氯乙烯(PVC)、镍钛合金(NITI)","天津迪玛克医药科技有限公司","北京迪玛克医药科技有限公司","C02071001500000015540000589","DXQ05233518L","DXQ05233518L",""]
["15089","通用介入","14","14","血管鞘","普通型","/","/","已维护","京械注准20242030517","导管鞘","导管鞘","聚磁酸酯(PC)、聚氯乙烯(PVC)、镍钛合金(NITI)","天津迪玛克医药科技有限公司","北京迪玛克医药科技有限公司","C02071001500000015540000590","DXQ0923212080","DXQ0923212080",""]
["15089","通用介入","14","14","血管鞘","普通型","/","/","已维护","京械注准20242030517","导管鞘","导管鞘","聚磁酸酯(PC)、聚氯乙烯(PVC)、镍钛合金(NITI)","天津迪玛克医药科技有限公司","北京迪玛克医药科技有限公司","C02071001500000015540000591","DXQ0423212080","DXQ0423212080",""]
["15089","通用介入","14","14","血管鞘","普通型","/","/","已维护","京械注准20242030517","导管鞘","导管鞘","聚磁酸酯(PC)、聚氯乙烯(PVC)、镍钛合金(NITI)","天津迪玛克医药科技有限公司","北京迪玛克医药科技有限公司","C02071001500000015540000592","DXQ05232120","DXQ05232120",""]
["15089","通用介入","14","14","血管鞘","普通型","/","/","已维护","京械注准20242030517","导管鞘","导管鞘","聚磁酸酯(PC)、聚氯乙烯(PVC)、镍钛合金(NITI)","天津迪玛克医药科技有限公司","北京迪玛克医药科技有限公司","C02071001500000015540000593","DXQ0923252080","DXQ0923252080",""]
["15089","通用介入","14","14","血管鞘","普通型","/","/","已维护","京械注准20242030517","导管鞘","导管鞘","聚磁酸酯(PC)、聚氯乙烯(PVC)、镍钛合金(NITI)","天津迪玛克医药科技有限公司","北京迪玛克医药科技有限公司","C02071001500000015540000594","DXQ09233518L","DXQ09233518L",""]
["15089","通用介入","14","14","血管鞘","普通型","/","/","已维护","京械注准20242030517","导管鞘","导管鞘","聚磁酸酯(PC)、聚氯乙烯(PVC)、镍钛合金(NITI)","天津迪玛克医药科技有限公司","北京迪玛克医药科技有限公司","C02071001500000015540000595","DXQ0723252080","DXQ0723252080",""]
["15089","通用介入","14","14","血管鞘","普通型","/","/","已维护","京械注准20242030517","导管鞘","导管鞘","聚磁酸酯(PC)、聚氯乙烯(PVC)、镍钛合金(NITI)","天津迪玛克医药科技有限公司","北京迪玛克医药科技有限公司","C02071001500000015540000596","DXQ06233518","DXQ06233518",""]
["15089","通用介入","14","14","血管鞘","普通型","/","/","已维护","京械注准20242030517","导管鞘","导管鞘","聚磁酸酯(PC)、聚氯乙烯(PVC)、镍钛合金(NITI)","天津迪玛克医药科技有限公司","北京迪玛克医药科技有限公司","C02071001500000015540000597","DXQ0823351880","DXQ0823351880",""]
["15089","通用介入","14","14","血管鞘","普通型","/","/","已维护","京械注准20242030517","导管鞘","导管鞘","聚磁酸酯(PC)、聚氯乙烯(PVC)、镍钛合金(NITI)","天津迪玛克医药科技有限公司","北京迪玛克医药科技有限公司","C02071001500000015540000598","DXQ07233518L80","DXQ07233518L80",""]
["15089","通用介入","14","14","血管鞘","普通型","/","/","已维护","京械注准20242030517","导管鞘","导管鞘","聚磁酸酯(PC)、聚氯乙烯(PVC)、镍钛合金(NITI)","天津迪玛克医药科技有限公司","北京迪玛克医药科技有限公司","C02071001500000015540000599","DXQ08232120L","DXQ08232120L",""]
["15089","通用介入","14","14","血管鞘","普通型","/","/","已维护","京械注准20242030517","导管鞘","导管鞘","聚磁酸酯(PC)、聚氯乙烯(PVC)、镍钛合金(NITI)","天津迪玛克医药科技有限公司","北京迪玛克医药科技有限公司","C02071001500000015540000600","DXQ0523351880","DXQ0523351880",""]
["15089","通用介入","14","14","血管鞘","普通型","/","/","已维护","京械注准20242030517","导管鞘","导管鞘","聚磁酸酯(PC)、聚氯乙烯(PVC)、镍钛合金(NITI)","天津迪玛克医药科技有限公司","北京迪玛克医药科技有限公司","C02071001500000015540000601","DXQ0523252080","DXQ0523252080",""]
["15089","通用介入","14","14","血管鞘","普通型","/","/","已维护","京械注准20242030517","导管鞘","导管鞘","聚磁酸酯(PC)、聚氯乙烯(PVC)、镍钛合金(NITI)","天津迪玛克医药科技有限公司","北京迪玛克医药科技有限公司","C02071001500000015540000602","DXQ10233518","DXQ10233518",""]
["15089","通用介入","14","14","血管鞘","普通型","/","/","已维护","京械注准20242030517","导管鞘","导管鞘","聚磁酸酯(PC)、聚氯乙烯(PVC)、镍钛合金(NITI)","天津迪玛克医药科技有限公司","北京迪玛克医药科技有限公司","C02071001500000015540000603","DXQ09232520L","DXQ09232520L",""]
["15089","通用介入","14","14","血管鞘","普通型","/","/","已维护","京械注准20242030517","导管鞘","导管鞘","聚磁酸酯(PC)、聚氯乙烯(PVC)、镍钛合金(NITI)","天津迪玛克医药科技有限公司","北京迪玛克医药科技有限公司","C02071001500000015540000604","DXQ0623252080","DXQ0623252080",""]
["15089","通用介入","14","14","血管鞘","普通型","/","/","已维护","京械注准20242030517","导管鞘","导管鞘","聚磁酸酯(PC)、聚氯乙烯(PVC)、镍钛合金(NITI)","天津迪玛克医药科技有限公司","北京迪玛克医药科技有限公司","C02071001500000015540000605","DXQ06232520","DXQ06232520",""]
["15089","通用介入","14","14","血管鞘","普通型","/","/","已维护","京械注准20242030517","导管鞘","导管鞘","聚磁酸酯(PC)、聚氯乙烯(PVC)、镍钛合金(NITI)","天津迪玛克医药科技有限公司","北京迪玛克医药科技有限公司","C02071001500000015540000606","DXQ0823252080","DXQ0823252080",""]
["15089","通用介入","14","14","血管鞘","普通型","/","/","已维护","京械注准20242030517","导管鞘","导管鞘","聚磁酸酯(PC)、聚氯乙烯(PVC)、镍钛合金(NITI)","天津迪玛克医药科技有限公司","北京迪玛克医药科技有限公司","C02071001500000015540000607","DXQ11233518L80","DXQ11233518L80",""]
["15089","通用介入","14","14","血管鞘","普通型","/","/","已维护","京械注准20242030517","导管鞘","导管鞘","聚磁酸酯(PC)、聚氯乙烯(PVC)、镍钛合金(NITI)","天津迪玛克医药科技有限公司","北京迪玛克医药科技有限公司","C02071001500000015540000608","DXQ07232520","DXQ07232520",""]
["15089","通用介入","14","14","血管鞘","普通型","/","/","已维护","京械注准20242030517","导管鞘","导管鞘","聚磁酸酯(PC)、聚氯乙烯(PVC)、镍钛合金(NITI)","天津迪玛克医药科技有限公司","北京迪玛克医药科技有限公司","C02071001500000015540000609","DXQ05232520L","DXQ05232520L",""]
["15089","通用介入","14","14","血管鞘","普通型","/","/","已维护","京械注准20242030517","导管鞘","导管鞘","聚磁酸酯(PC)、聚氯乙烯(PVC)、镍钛合金(NITI)","天津迪玛克医药科技有限公司","北京迪玛克医药科技有限公司","C02071001500000015540000610","DXQ06233518L","DXQ06233518L",""]
["15089","通用介入","14","14","血管鞘","普通型","/","/","已维护","京械注准20242030517","导管鞘","导管鞘","聚磁酸酯(PC)、聚氯乙烯(PVC)、镍钛合金(NITI)","天津迪玛克医药科技有限公司","北京迪玛克医药科技有限公司","C02071001500000015540000611","DXQ0923351880","DXQ0923351880",""]
["15093","通用介入","14","14","血管鞘","普通型","/","/","已维护","京械注准20252030078","血管鞘","血管鞘","聚氯乙烯、聚碳酸酯、聚乙烯吡咯烷酮","天津迪玛克医药科技有限公司","北京迪玛克医药科技有限公司","C02071001500000015540000612","DQ08232120T80","DQ08232120T80",""]
["15093","通用介入","14","14","血管鞘","普通型","/","/","已维护","京械注准20252030078","血管鞘","血管鞘","聚氯乙烯、聚碳酸酯、聚乙烯吡咯烷酮","天津迪玛克医药科技有限公司","北京迪玛克医药科技有限公司","C02071001500000015540000613","DQ05232120LT80","DQ05232120LT80",""]
["15093","通用介入","14","14","血管鞘","普通型","/","/","已维护","京械注准20252030078","血管鞘","血管鞘","聚氯乙烯、聚碳酸酯、聚乙烯吡咯烷酮","天津迪玛克医药科技有限公司","北京迪玛克医药科技有限公司","C02071001500000015540000614","DQ04182121T","DQ04182121T",""]
["15093","通用介入","14","14","血管鞘","普通型","/","/","已维护","京械注准20252030078","血管鞘","血管鞘","聚氯乙烯、聚碳酸酯、聚乙烯吡咯烷酮","天津迪玛克医药科技有限公司","北京迪玛克医药科技有限公司","C02071001500000015540000615","DQ07233818T","DQ07233818T",""]
["15093","通用介入","14","14","血管鞘","普通型","/","/","已维护","京械注准20252030078","血管鞘","血管鞘","聚氯乙烯、聚碳酸酯、聚乙烯吡咯烷酮","天津迪玛克医药科技有限公司","北京迪玛克医药科技有限公司","C02071001500000015540000616","DQ09232120S","DQ09232120S",""]
["15093","通用介入","14","14","血管鞘","普通型","/","/","已维护","京械注准20252030078","血管鞘","血管鞘","聚氯乙烯、聚碳酸酯、聚乙烯吡咯烷酮","天津迪玛克医药科技有限公司","北京迪玛克医药科技有限公司","C02071001500000015540000617","DQ09232120T80","DQ09232120T80",""]
["15093","通用介入","14","14","血管鞘","普通型","/","/","已维护","京械注准20252030078","血管鞘","血管鞘","聚氯乙烯、聚碳酸酯、聚乙烯吡咯烷酮","天津迪玛克医药科技有限公司","北京迪玛克医药科技有限公司","C02071001500000015540000618","DQ06233818T","DQ06233818T",""]
["15093","通用介入","14","14","血管鞘","普通型","/","/","已维护","京械注准20252030078","血管鞘","血管鞘","聚氯乙烯、聚碳酸酯、聚乙烯吡咯烷酮","天津迪玛克医药科技有限公司","北京迪玛克医药科技有限公司","C02071001500000015540000619","DQ09233818S80","DQ09233818S80",""]
["15093","通用介入","14","14","血管鞘","普通型","/","/","已维护","京械注准20252030078","血管鞘","血管鞘","聚氯乙烯、聚碳酸酯、聚乙烯吡咯烷酮","天津迪玛克医药科技有限公司","北京迪玛克医药科技有限公司","C02071001500000015540000620","DQ05182120S","DQ05182120S",""]
["15093","通用介入","14","14","血管鞘","普通型","/","/","已维护","京械注准20252030078","血管鞘","血管鞘","聚氯乙烯、聚碳酸酯、聚乙烯吡咯烷酮","天津迪玛克医药科技有限公司","北京迪玛克医药科技有限公司","C02071001500000015540000621","DQ07233818T80","DQ07233818T80",""]
["15093","通用介入","14","14","血管鞘","普通型","/","/","已维护","京械注准20252030078","血管鞘","血管鞘","聚氯乙烯、聚碳酸酯、聚乙烯吡咯烷酮","天津迪玛克医药科技有限公司","北京迪玛克医药科技有限公司","C02071001500000015540000622","DQ07232121T80","DQ07232121T80",""]
["15093","通用介入","14","14","血管鞘","普通型","/","/","已维护","京械注准20252030078","血管鞘","血管鞘","聚氯乙烯、聚碳酸酯、聚乙烯吡咯烷酮","天津迪玛克医药科技有限公司","北京迪玛克医药科技有限公司","C02071001500000015540000623","DQ10233818S","DQ10233818S",""]
["15093","通用介入","14","14","血管鞘","普通型","/","/","已维护","京械注准20252030078","血管鞘","血管鞘","聚氯乙烯、聚碳酸酯、聚乙烯吡咯烷酮","天津迪玛克医药科技有限公司","北京迪玛克医药科技有限公司","C02071001500000015540000624","DQ09182120LT","DQ09182120LT",""]
["15093","通用介入","14","14","血管鞘","普通型","/","/","已维护","京械注准20252030078","血管鞘","血管鞘","聚氯乙烯、聚碳酸酯、聚乙烯吡咯烷酮","天津迪玛克医药科技有限公司","北京迪玛克医药科技有限公司","C02071001500000015540000625","DQ04232121T80","DQ04232121T80",""]
["15093","通用介入","14","14","血管鞘","普通型","/","/","已维护","京械注准20252030078","血管鞘","血管鞘","聚氯乙烯、聚碳酸酯、聚乙烯吡咯烷酮","天津迪玛克医药科技有限公司","北京迪玛克医药科技有限公司","C02071001500000015540000626","DQ08182120LT","DQ08182120LT",""]
["15093","通用介入","14","14","血管鞘","普通型","/","/","已维护","京械注准20252030078","血管鞘","血管鞘","聚氯乙烯、聚碳酸酯、聚乙烯吡咯烷酮","天津迪玛克医药科技有限公司","北京迪玛克医药科技有限公司","C02071001500000015540000627","DQ05182120LS","DQ05182120LS",""]
["15093","通用介入","14","14","血管鞘","普通型","/","/","已维护","京械注准20252030078","血管鞘","血管鞘","聚氯乙烯、聚碳酸酯、聚乙烯吡咯烷酮","天津迪玛克医药科技有限公司","北京迪玛克医药科技有限公司","C02071001500000015540000628","DQ07182120T","DQ07182120T",""]
["15093","通用介入","14","14","血管鞘","普通型","/","/","已维护","京械注准20252030078","血管鞘","血管鞘","聚氯乙烯、聚碳酸酯、聚乙烯吡咯烷酮","天津迪玛克医药科技有限公司","北京迪玛克医药科技有限公司","C02071001500000015540000629","DQ08232120S80","DQ08232120S80",""]
["15093","通用介入","14","14","血管鞘","普通型","/","/","已维护","京械注准20252030078","血管鞘","血管鞘","聚氯乙烯、聚碳酸酯、聚乙烯吡咯烷酮","天津迪玛克医药科技有限公司","北京迪玛克医药科技有限公司","C02071001500000015540000630","DQ04182120T","DQ04182120T",""]
["15093","通用介入","14","14","血管鞘","普通型","/","/","已维护","京械注准20252030078","血管鞘","血管鞘","聚氯乙烯、聚碳酸酯、聚乙烯吡咯烷酮","天津迪玛克医药科技有限公司","北京迪玛克医药科技有限公司","C02071001500000015540000631","DQ05182121S","DQ05182121S",""]
["15093","通用介入","14","14","血管鞘","普通型","/","/","已维护","京械注准20252030078","血管鞘","血管鞘","聚氯乙烯、聚碳酸酯、聚乙烯吡咯烷酮","天津迪玛克医药科技有限公司","北京迪玛克医药科技有限公司","C02071001500000015540000632","DQ08183818S","DQ08183818S",""]
["15093","通用介入","14","14","血管鞘","普通型","/","/","已维护","京械注准20252030078","血管鞘","血管鞘","聚氯乙烯、聚碳酸酯、聚乙烯吡咯烷酮","天津迪玛克医药科技有限公司","北京迪玛克医药科技有限公司","C02071001500000015540000633","DQ05183818S","DQ05183818S",""]
["15093","通用介入","14","14","血管鞘","普通型","/","/","已维护","京械注准20252030078","血管鞘","血管鞘","聚氯乙烯、聚碳酸酯、聚乙烯吡咯烷酮","天津迪玛克医药科技有限公司","北京迪玛克医药科技有限公司","C02071001500000015540000634","DQ09232121S80","DQ09232121S80",""]
["15093","通用介入","14","14","血管鞘","普通型","/","/","已维护","京械注准20252030078","血管鞘","血管鞘","聚氯乙烯、聚碳酸酯、聚乙烯吡咯烷酮","天津迪玛克医药科技有限公司","北京迪玛克医药科技有限公司","C02071001500000015540000635","DQ08232120T","DQ08232120T",""]
["15093","通用介入","14","14","血管鞘","普通型","/","/","已维护","京械注准20252030078","血管鞘","血管鞘","聚氯乙烯、聚碳酸酯、聚乙烯吡咯烷酮","天津迪玛克医药科技有限公司","北京迪玛克医药科技有限公司","C02071001500000015540000636","DQ07232120LT80","DQ07232120LT80",""]
["15093","通用介入","14","14","血管鞘","普通型","/","/","已维护","京械注准20252030078","血管鞘","血管鞘","聚氯乙烯、聚碳酸酯、聚乙烯吡咯烷酮","天津迪玛克医药科技有限公司","北京迪玛克医药科技有限公司","C02071001500000015540000637","DQ06183818S","DQ06183818S",""]
["15093","通用介入","14","14","血管鞘","普通型","/","/","已维护","京械注准20252030078","血管鞘","血管鞘","聚氯乙烯、聚碳酸酯、聚乙烯吡咯烷酮","天津迪玛克医药科技有限公司","北京迪玛克医药科技有限公司","C02071001500000015540000638","DQ07183818T","DQ07183818T",""]
["15093","通用介入","14","14","血管鞘","普通型","/","/","已维护","京械注准20252030078","血管鞘","血管鞘","聚氯乙烯、聚碳酸酯、聚乙烯吡咯烷酮","天津迪玛克医药科技有限公司","北京迪玛克医药科技有限公司","C02071001500000015540000639","DQ05233818T80","DQ05233818T80",""]
["15093","通用介入","14","14","血管鞘","普通型","/","/","已维护","京械注准20252030078","血管鞘","血管鞘","聚氯乙烯、聚碳酸酯、聚乙烯吡咯烷酮","天津迪玛克医药科技有限公司","北京迪玛克医药科技有限公司","C02071001500000015540000640","DQ06182121S","DQ06182121S",""]
["15093","通用介入","14","14","血管鞘","普通型","/","/","已维护","京械注准20252030078","血管鞘","血管鞘","聚氯乙烯、聚碳酸酯、聚乙烯吡咯烷酮","天津迪玛克医药科技有限公司","北京迪玛克医药科技有限公司","C02071001500000015540000641","DQ11183818T","DQ11183818T",""]
["15093","通用介入","14","14","血管鞘","普通型","/","/","已维护","京械注准20252030078","血管鞘","血管鞘","聚氯乙烯、聚碳酸酯、聚乙烯吡咯烷酮","天津迪玛克医药科技有限公司","北京迪玛克医药科技有限公司","C02071001500000015540000642","DQ06182120T","DQ06182120T",""]
["15093","通用介入","14","14","血管鞘","普通型","/","/","已维护","京械注准20252030078","血管鞘","血管鞘","聚氯乙烯、聚碳酸酯、聚乙烯吡咯烷酮","天津迪玛克医药科技有限公司","北京迪玛克医药科技有限公司","C02071001500000015540000643","DQ10233818T80","DQ10233818T80",""]
["15093","通用介入","14","14","血管鞘","普通型","/","/","已维护","京械注准20252030078","血管鞘","血管鞘","聚氯乙烯、聚碳酸酯、聚乙烯吡咯烷酮","天津迪玛克医药科技有限公司","北京迪玛克医药科技有限公司","C02071001500000015540000644","DQ06182121T","DQ06182121T",""]
["15093","通用介入","14","14","血管鞘","普通型","/","/","已维护","京械注准20252030078","血管鞘","血管鞘","聚氯乙烯、聚碳酸酯、聚乙烯吡咯烷酮","天津迪玛克医药科技有限公司","北京迪玛克医药科技有限公司","C02071001500000015540000645","DQ08182120S","DQ08182120S",""]
["15093","通用介入","14","14","血管鞘","普通型","/","/","已维护","京械注准20252030078","血管鞘","血管鞘","聚氯乙烯、聚碳酸酯、聚乙烯吡咯烷酮","天津迪玛克医药科技有限公司","北京迪玛克医药科技有限公司","C02071001500000015540000646","DQ07232120S","DQ07232120S",""]
["15093","通用介入","14","14","血管鞘","普通型","/","/","已维护","京械注准20252030078","血管鞘","血管鞘","聚氯乙烯、聚碳酸酯、聚乙烯吡咯烷酮","天津迪玛克医药科技有限公司","北京迪玛克医药科技有限公司","C02071001500000015540000647","DQ10233818S80","DQ10233818S80",""]
["15093","通用介入","14","14","血管鞘","普通型","/","/","已维护","京械注准20252030078","血管鞘","血管鞘","聚氯乙烯、聚碳酸酯、聚乙烯吡咯烷酮","天津迪玛克医药科技有限公司","北京迪玛克医药科技有限公司","C02071001500000015540000648","DQ05233818S","DQ05233818S",""]
["15093","通用介入","14","14","血管鞘","普通型","/","/","已维护","京械注准20252030078","血管鞘","血管鞘","聚氯乙烯、聚碳酸酯、聚乙烯吡咯烷酮","天津迪玛克医药科技有限公司","北京迪玛克医药科技有限公司","C02071001500000015540000649","DQ04233818T80","DQ04233818T80",""]
["15093","通用介入","14","14","血管鞘","普通型","/","/","已维护","京械注准20252030078","血管鞘","血管鞘","聚氯乙烯、聚碳酸酯、聚乙烯吡咯烷酮","天津迪玛克医药科技有限公司","北京迪玛克医药科技有限公司","C02071001500000015540000650","DQ06233818T80","DQ06233818T80",""]
["15093","通用介入","14","14","血管鞘","普通型","/","/","已维护","京械注准20252030078","血管鞘","血管鞘","聚氯乙烯、聚碳酸酯、聚乙烯吡咯烷酮","天津迪玛克医药科技有限公司","北京迪玛克医药科技有限公司","C02071001500000015540000651","DQ11233818T80","DQ11233818T80",""]
["15093","通用介入","14","14","血管鞘","普通型","/","/","已维护","京械注准20252030078","血管鞘","血管鞘","聚氯乙烯、聚碳酸酯、聚乙烯吡咯烷酮","天津迪玛克医药科技有限公司","北京迪玛克医药科技有限公司","C02071001500000015540000652","DQ11233818S80","DQ11233818S80",""]
["15093","通用介入","14","14","血管鞘","普通型","/","/","已维护","京械注准20252030078","血管鞘","血管鞘","聚氯乙烯、聚碳酸酯、聚乙烯吡咯烷酮","天津迪玛克医药科技有限公司","北京迪玛克医药科技有限公司","C02071001500000015540000653","DQ08182121S","DQ08182121S",""]
["15093","通用介入","14","14","血管鞘","普通型","/","/","已维护","京械注准20252030078","血管鞘","血管鞘","聚氯乙烯、聚碳酸酯、聚乙烯吡咯烷酮","天津迪玛克医药科技有限公司","北京迪玛克医药科技有限公司","C02071001500000015540000654","DQ06232120LS","DQ06232120LS",""]
["15093","通用介入","14","14","血管鞘","普通型","/","/","已维护","京械注准20252030078","血管鞘","血管鞘","聚氯乙烯、聚碳酸酯、聚乙烯吡咯烷酮","天津迪玛克医药科技有限公司","北京迪玛克医药科技有限公司","C02071001500000015540000655","DQ08233818S","DQ08233818S",""]
["15093","通用介入","14","14","血管鞘","普通型","/","/","已维护","京械注准20252030078","血管鞘","血管鞘","聚氯乙烯、聚碳酸酯、聚乙烯吡咯烷酮","天津迪玛克医药科技有限公司","北京迪玛克医药科技有限公司","C02071001500000015540000656","DQ04232120T80","DQ04232120T80",""]
["15093","通用介入","14","14","血管鞘","普通型","/","/","已维护","京械注准20252030078","血管鞘","血管鞘","聚氯乙烯、聚碳酸酯、聚乙烯吡咯烷酮","天津迪玛克医药科技有限公司","北京迪玛克医药科技有限公司","C02071001500000015540000657","DQ08232120LT","DQ08232120LT",""]
["15093","通用介入","14","14","血管鞘","普通型","/","/","已维护","京械注准20252030078","血管鞘","血管鞘","聚氯乙烯、聚碳酸酯、聚乙烯吡咯烷酮","天津迪玛克医药科技有限公司","北京迪玛克医药科技有限公司","C02071001500000015540000658","DQ08232121T","DQ08232121T",""]
["15093","通用介入","14","14","血管鞘","普通型","/","/","已维护","京械注准20252030078","血管鞘","血管鞘","聚氯乙烯、聚碳酸酯、聚乙烯吡咯烷酮","天津迪玛克医药科技有限公司","北京迪玛克医药科技有限公司","C02071001500000015540000659","DQ05232120T80","DQ05232120T80",""]
["15093","通用介入","14","14","血管鞘","普通型","/","/","已维护","京械注准20252030078","血管鞘","血管鞘","聚氯乙烯、聚碳酸酯、聚乙烯吡咯烷酮","天津迪玛克医药科技有限公司","北京迪玛克医药科技有限公司","C02071001500000015540000660","DQ05183818T","DQ05183818T",""]
["15093","通用介入","14","14","血管鞘","普通型","/","/","已维护","京械注准20252030078","血管鞘","血管鞘","聚氯乙烯、聚碳酸酯、聚乙烯吡咯烷酮","天津迪玛克医药科技有限公司","北京迪玛克医药科技有限公司","C02071001500000015540000661","DQ07232120T80","DQ07232120T80",""]
["15093","通用介入","14","14","血管鞘","普通型","/","/","已维护","京械注准20252030078","血管鞘","血管鞘","聚氯乙烯、聚碳酸酯、聚乙烯吡咯烷酮","天津迪玛克医药科技有限公司","北京迪玛克医药科技有限公司","C02071001500000015540000662","DQ07232120LT","DQ07232120LT",""]
["15093","通用介入","14","14","血管鞘","普通型","/","/","已维护","京械注准20252030078","血管鞘","血管鞘","聚氯乙烯、聚碳酸酯、聚乙烯吡咯烷酮","天津迪玛克医药科技有限公司","北京迪玛克医药科技有限公司","C02071001500000015540000663","DQ05232121S","DQ05232121S",""]
["15093","通用介入","14","14","血管鞘","普通型","/","/","已维护","京械注准20252030078","血管鞘","血管鞘","聚氯乙烯、聚碳酸酯、聚乙烯吡咯烷酮","天津迪玛克医药科技有限公司","北京迪玛克医药科技有限公司","C02071001500000015540000664","DQ04182121S","DQ04182121S",""]
["15093","通用介入","14","14","血管鞘","普通型","/","/","已维护","京械注准20252030078","血管鞘","血管鞘","聚氯乙烯、聚碳酸酯、聚乙烯吡咯烷酮","天津迪玛克医药科技有限公司","北京迪玛克医药科技有限公司","C02071001500000015540000665","DQ08232120S","DQ08232120S",""]
["15093","通用介入","14","14","血管鞘","普通型","/","/","已维护","京械注准20252030078","血管鞘","血管鞘","聚氯乙烯、聚碳酸酯、聚乙烯吡咯烷酮","天津迪玛克医药科技有限公司","北京迪玛克医药科技有限公司","C02071001500000015540000666","DQ10233818T","DQ10233818T",""]
["15093","通用介入","14","14","血管鞘","普通型","/","/","已维护","京械注准20252030078","血管鞘","血管鞘","聚氯乙烯、聚碳酸酯、聚乙烯吡咯烷酮","天津迪玛克医药科技有限公司","北京迪玛克医药科技有限公司","C02071001500000015540000667","DQ06233818S","DQ06233818S",""]
["15093","通用介入","14","14","血管鞘","普通型","/","/","已维护","京械注准20252030078","血管鞘","血管鞘","聚氯乙烯、聚碳酸酯、聚乙烯吡咯烷酮","天津迪玛克医药科技有限公司","北京迪玛克医药科技有限公司","C02071001500000015540000668","DQ09182121S","DQ09182121S",""]
["15093","通用介入","14","14","血管鞘","普通型","/","/","已维护","京械注准20252030078","血管鞘","血管鞘","聚氯乙烯、聚碳酸酯、聚乙烯吡咯烷酮","天津迪玛克医药科技有限公司","北京迪玛克医药科技有限公司","C02071001500000015540000669","DQ07232121T","DQ07232121T",""]
["15093","通用介入","14","14","血管鞘","普通型","/","/","已维护","京械注准20252030078","血管鞘","血管鞘","聚氯乙烯、聚碳酸酯、聚乙烯吡咯烷酮","天津迪玛克医药科技有限公司","北京迪玛克医药科技有限公司","C02071001500000015540000670","DQ04232120LS80","DQ04232120LS80",""]
["15093","通用介入","14","14","血管鞘","普通型","/","/","已维护","京械注准20252030078","血管鞘","血管鞘","聚氯乙烯、聚碳酸酯、聚乙烯吡咯烷酮","天津迪玛克医药科技有限公司","北京迪玛克医药科技有限公司","C02071001500000015540000671","DQ06232120T","DQ06232120T",""]
["15093","通用介入","14","14","血管鞘","普通型","/","/","已维护","京械注准20252030078","血管鞘","血管鞘","聚氯乙烯、聚碳酸酯、聚乙烯吡咯烷酮","天津迪玛克医药科技有限公司","北京迪玛克医药科技有限公司","C02071001500000015540000672","DQ07232120T","DQ07232120T",""]
["15093","通用介入","14","14","血管鞘","普通型","/","/","已维护","京械注准20252030078","血管鞘","血管鞘","聚氯乙烯、聚碳酸酯、聚乙烯吡咯烷酮","天津迪玛克医药科技有限公司","北京迪玛克医药科技有限公司","C02071001500000015540000673","DQ04183818S","DQ04183818S",""]
["15093","通用介入","14","14","血管鞘","普通型","/","/","已维护","京械注准20252030078","血管鞘","血管鞘","聚氯乙烯、聚碳酸酯、聚乙烯吡咯烷酮","天津迪玛克医药科技有限公司","北京迪玛克医药科技有限公司","C02071001500000015540000674","DQ09183818T","DQ09183818T",""]
["15093","通用介入","14","14","血管鞘","普通型","/","/","已维护","京械注准20252030078","血管鞘","血管鞘","聚氯乙烯、聚碳酸酯、聚乙烯吡咯烷酮","天津迪玛克医药科技有限公司","北京迪玛克医药科技有限公司","C02071001500000015540000675","DQ08183818T","DQ08183818T",""]
["15093","通用介入","14","14","血管鞘","普通型","/","/","已维护","京械注准20252030078","血管鞘","血管鞘","聚氯乙烯、聚碳酸酯、聚乙烯吡咯烷酮","天津迪玛克医药科技有限公司","北京迪玛克医药科技有限公司","C02071001500000015540000676","DQ06232120LT","DQ06232120LT",""]
["15093","通用介入","14","14","血管鞘","普通型","/","/","已维护","京械注准20252030078","血管鞘","血管鞘","聚氯乙烯、聚碳酸酯、聚乙烯吡咯烷酮","天津迪玛克医药科技有限公司","北京迪玛克医药科技有限公司","C02071001500000015540000677","DQ09233818S","DQ09233818S",""]
["15093","通用介入","14","14","血管鞘","普通型","/","/","已维护","京械注准20252030078","血管鞘","血管鞘","聚氯乙烯、聚碳酸酯、聚乙烯吡咯烷酮","天津迪玛克医药科技有限公司","北京迪玛克医药科技有限公司","C02071001500000015540000678","DQ07232121S80","DQ07232121S80",""]
["15093","通用介入","14","14","血管鞘","普通型","/","/","已维护","京械注准20252030078","血管鞘","血管鞘","聚氯乙烯、聚碳酸酯、聚乙烯吡咯烷酮","天津迪玛克医药科技有限公司","北京迪玛克医药科技有限公司","C02071001500000015540000679","DQ06232121T80","DQ06232121T80",""]
["15093","通用介入","14","14","血管鞘","普通型","/","/","已维护","京械注准20252030078","血管鞘","血管鞘","聚氯乙烯、聚碳酸酯、聚乙烯吡咯烷酮","天津迪玛克医药科技有限公司","北京迪玛克医药科技有限公司","C02071001500000015540000680","DQ09232121S","DQ09232121S",""]
["15093","通用介入","14","14","血管鞘","普通型","/","/","已维护","京械注准20252030078","血管鞘","血管鞘","聚氯乙烯、聚碳酸酯、聚乙烯吡咯烷酮","天津迪玛克医药科技有限公司","北京迪玛克医药科技有限公司","C02071001500000015540000681","DQ09182120T","DQ09182120T",""]
["15093","通用介入","14","14","血管鞘","普通型","/","/","已维护","京械注准20252030078","血管鞘","血管鞘","聚氯乙烯、聚碳酸酯、聚乙烯吡咯烷酮","天津迪玛克医药科技有限公司","北京迪玛克医药科技有限公司","C02071001500000015540000682","DQ09232120LS","DQ09232120LS",""]
["15093","通用介入","14","14","血管鞘","普通型","/","/","已维护","京械注准20252030078","血管鞘","血管鞘","聚氯乙烯、聚碳酸酯、聚乙烯吡咯烷酮","天津迪玛克医药科技有限公司","北京迪玛克医药科技有限公司","C02071001500000015540000683","DQ05233818T","DQ05233818T",""]
["15093","通用介入","14","14","血管鞘","普通型","/","/","已维护","京械注准20252030078","血管鞘","血管鞘","聚氯乙烯、聚碳酸酯、聚乙烯吡咯烷酮","天津迪玛克医药科技有限公司","北京迪玛克医药科技有限公司","C02071001500000015540000684","DQ07233818S80","DQ07233818S80",""]
["15093","通用介入","14","14","血管鞘","普通型","/","/","已维护","京械注准20252030078","血管鞘","血管鞘","聚氯乙烯、聚碳酸酯、聚乙烯吡咯烷酮","天津迪玛克医药科技有限公司","北京迪玛克医药科技有限公司","C02071001500000015540000685","DQ05232120T","DQ05232120T",""]
["15093","通用介入","14","14","血管鞘","普通型","/","/","已维护","京械注准20252030078","血管鞘","血管鞘","聚氯乙烯、聚碳酸酯、聚乙烯吡咯烷酮","天津迪玛克医药科技有限公司","北京迪玛克医药科技有限公司","C02071001500000015540000686","DQ11233818S","DQ11233818S",""]
["15093","通用介入","14","14","血管鞘","普通型","/","/","已维护","京械注准20252030078","血管鞘","血管鞘","聚氯乙烯、聚碳酸酯、聚乙烯吡咯烷酮","天津迪玛克医药科技有限公司","北京迪玛克医药科技有限公司","C02071001500000015540000687","DQ05232120LT","DQ05232120LT",""]
["15093","通用介入","14","14","血管鞘","普通型","/","/","已维护","京械注准20252030078","血管鞘","血管鞘","聚氯乙烯、聚碳酸酯、聚乙烯吡咯烷酮","天津迪玛克医药科技有限公司","北京迪玛克医药科技有限公司","C02071001500000015540000688","DQ05232120S80","DQ05232120S80",""]
["15093","通用介入","14","14","血管鞘","普通型","/","/","已维护","京械注准20252030078","血管鞘","血管鞘","聚氯乙烯、聚碳酸酯、聚乙烯吡咯烷酮","天津迪玛克医药科技有限公司","北京迪玛克医药科技有限公司","C02071001500000015540000689","DQ04183818T","DQ04183818T",""]
["15093","通用介入","14","14","血管鞘","普通型","/","/","已维护","京械注准20252030078","血管鞘","血管鞘","聚氯乙烯、聚碳酸酯、聚乙烯吡咯烷酮","天津迪玛克医药科技有限公司","北京迪玛克医药科技有限公司","C02071001500000015540000690","DQ04182120LS","DQ04182120LS",""]
["15093","通用介入","14","14","血管鞘","普通型","/","/","已维护","京械注准20252030078","血管鞘","血管鞘","聚氯乙烯、聚碳酸酯、聚乙烯吡咯烷酮","天津迪玛克医药科技有限公司","北京迪玛克医药科技有限公司","C02071001500000015540000691","DQ07182120S","DQ07182120S",""]
["15093","通用介入","14","14","血管鞘","普通型","/","/","已维护","京械注准20252030078","血管鞘","血管鞘","聚氯乙烯、聚碳酸酯、聚乙烯吡咯烷酮","天津迪玛克医药科技有限公司","北京迪玛克医药科技有限公司","C02071001500000015540000692","DQ09232120LT80","DQ09232120LT80",""]
["15093","通用介入","14","14","血管鞘","普通型","/","/","已维护","京械注准20252030078","血管鞘","血管鞘","聚氯乙烯、聚碳酸酯、聚乙烯吡咯烷酮","天津迪玛克医药科技有限公司","北京迪玛克医药科技有限公司","C02071001500000015540000693","DQ06232121S80","DQ06232121S80",""]
["15093","通用介入","14","14","血管鞘","普通型","/","/","已维护","京械注准20252030078","血管鞘","血管鞘","聚氯乙烯、聚碳酸酯、聚乙烯吡咯烷酮","天津迪玛克医药科技有限公司","北京迪玛克医药科技有限公司","C02071001500000015540000694","DQ07182120LS","DQ07182120LS",""]
["15093","通用介入","14","14","血管鞘","普通型","/","/","已维护","京械注准20252030078","血管鞘","血管鞘","聚氯乙烯、聚碳酸酯、聚乙烯吡咯烷酮","天津迪玛克医药科技有限公司","北京迪玛克医药科技有限公司","C02071001500000015540000695","DQ08232121T80","DQ08232121T80",""]
["15093","通用介入","14","14","血管鞘","普通型","/","/","已维护","京械注准20252030078","血管鞘","血管鞘","聚氯乙烯、聚碳酸酯、聚乙烯吡咯烷酮","天津迪玛克医药科技有限公司","北京迪玛克医药科技有限公司","C02071001500000015540000696","DQ06232120LS80","DQ06232120LS80",""]
["15093","通用介入","14","14","血管鞘","普通型","/","/","已维护","京械注准20252030078","血管鞘","血管鞘","聚氯乙烯、聚碳酸酯、聚乙烯吡咯烷酮","天津迪玛克医药科技有限公司","北京迪玛克医药科技有限公司","C02071001500000015540000697","DQ07232120S80","DQ07232120S80",""]
["15093","通用介入","14","14","血管鞘","普通型","/","/","已维护","京械注准20252030078","血管鞘","血管鞘","聚氯乙烯、聚碳酸酯、聚乙烯吡咯烷酮","天津迪玛克医药科技有限公司","北京迪玛克医药科技有限公司","C02071001500000015540000698","DQ08182121T","DQ08182121T",""]
["15093","通用介入","14","14","血管鞘","普通型","/","/","已维护","京械注准20252030078","血管鞘","血管鞘","聚氯乙烯、聚碳酸酯、聚乙烯吡咯烷酮","天津迪玛克医药科技有限公司","北京迪玛克医药科技有限公司","C02071001500000015540000699","DQ11233818T","DQ11233818T",""]
["15093","通用介入","14","14","血管鞘","普通型","/","/","已维护","京械注准20252030078","血管鞘","血管鞘","聚氯乙烯、聚碳酸酯、聚乙烯吡咯烷酮","天津迪玛克医药科技有限公司","北京迪玛克医药科技有限公司","C02071001500000015540000700","DQ06182120LS","DQ06182120LS",""]
["15093","通用介入","14","14","血管鞘","普通型","/","/","已维护","京械注准20252030078","血管鞘","血管鞘","聚氯乙烯、聚碳酸酯、聚乙烯吡咯烷酮","天津迪玛克医药科技有限公司","北京迪玛克医药科技有限公司","C02071001500000015540000701","DQ09232120LS80","DQ09232120LS80",""]
["15093","通用介入","14","14","血管鞘","普通型","/","/","已维护","京械注准20252030078","血管鞘","血管鞘","聚氯乙烯、聚碳酸酯、聚乙烯吡咯烷酮","天津迪玛克医药科技有限公司","北京迪玛克医药科技有限公司","C02071001500000015540000702","DQ04182120S","DQ04182120S",""]
["15093","通用介入","14","14","血管鞘","普通型","/","/","已维护","京械注准20252030078","血管鞘","血管鞘","聚氯乙烯、聚碳酸酯、聚乙烯吡咯烷酮","天津迪玛克医药科技有限公司","北京迪玛克医药科技有限公司","C02071001500000015540000703","DQ07232121S","DQ07232121S",""]
["15093","通用介入","14","14","血管鞘","普通型","/","/","已维护","京械注准20252030078","血管鞘","血管鞘","聚氯乙烯、聚碳酸酯、聚乙烯吡咯烷酮","天津迪玛克医药科技有限公司","北京迪玛克医药科技有限公司","C02071001500000015540000704","DQ05232120LS80","DQ05232120LS80",""]
["15093","通用介入","14","14","血管鞘","普通型","/","/","已维护","京械注准20252030078","血管鞘","血管鞘","聚氯乙烯、聚碳酸酯、聚乙烯吡咯烷酮","天津迪玛克医药科技有限公司","北京迪玛克医药科技有限公司","C02071001500000015540000705","DQ05232120LS","DQ05232120LS",""]
["15093","通用介入","14","14","血管鞘","普通型","/","/","已维护","京械注准20252030078","血管鞘","血管鞘","聚氯乙烯、聚碳酸酯、聚乙烯吡咯烷酮","天津迪玛克医药科技有限公司","北京迪玛克医药科技有限公司","C02071001500000015540000706","DQ08182120LS","DQ08182120LS",""]
["15093","通用介入","14","14","血管鞘","普通型","/","/","已维护","京械注准20252030078","血管鞘","血管鞘","聚氯乙烯、聚碳酸酯、聚乙烯吡咯烷酮","天津迪玛克医药科技有限公司","北京迪玛克医药科技有限公司","C02071001500000015540000707","DQ06232121T","DQ06232121T",""]
["15093","通用介入","14","14","血管鞘","普通型","/","/","已维护","京械注准20252030078","血管鞘","血管鞘","聚氯乙烯、聚碳酸酯、聚乙烯吡咯烷酮","天津迪玛克医药科技有限公司","北京迪玛克医药科技有限公司","C02071001500000015540000708","DQ09182121T","DQ09182121T",""]
["15093","通用介入","14","14","血管鞘","普通型","/","/","已维护","京械注准20252030078","血管鞘","血管鞘","聚氯乙烯、聚碳酸酯、聚乙烯吡咯烷酮","天津迪玛克医药科技有限公司","北京迪玛克医药科技有限公司","C02071001500000015540000709","DQ11183818S","DQ11183818S",""]
["15093","通用介入","14","14","血管鞘","普通型","/","/","已维护","京械注准20252030078","血管鞘","血管鞘","聚氯乙烯、聚碳酸酯、聚乙烯吡咯烷酮","天津迪玛克医药科技有限公司","北京迪玛克医药科技有限公司","C02071001500000015540000710","DQ08232121S","DQ08232121S",""]
["15093","通用介入","14","14","血管鞘","普通型","/","/","已维护","京械注准20252030078","血管鞘","血管鞘","聚氯乙烯、聚碳酸酯、聚乙烯吡咯烷酮","天津迪玛克医药科技有限公司","北京迪玛克医药科技有限公司","C02071001500000015540000711","DQ05182120LT","DQ05182120LT",""]
["15093","通用介入","14","14","血管鞘","普通型","/","/","已维护","京械注准20252030078","血管鞘","血管鞘","聚氯乙烯、聚碳酸酯、聚乙烯吡咯烷酮","天津迪玛克医药科技有限公司","北京迪玛克医药科技有限公司","C02071001500000015540000712","DQ05182120T","DQ05182120T",""]
["15093","通用介入","14","14","血管鞘","普通型","/","/","已维护","京械注准20252030078","血管鞘","血管鞘","聚氯乙烯、聚碳酸酯、聚乙烯吡咯烷酮","天津迪玛克医药科技有限公司","北京迪玛克医药科技有限公司","C02071001500000015540000713","DQ07232120LS80","DQ07232120LS80",""]
["15093","通用介入","14","14","血管鞘","普通型","/","/","已维护","京械注准20252030078","血管鞘","血管鞘","聚氯乙烯、聚碳酸酯、聚乙烯吡咯烷酮","天津迪玛克医药科技有限公司","北京迪玛克医药科技有限公司","C02071001500000015540000714","DQ04232120LT80","DQ04232120LT80",""]
["15093","通用介入","14","14","血管鞘","普通型","/","/","已维护","京械注准20252030078","血管鞘","血管鞘","聚氯乙烯、聚碳酸酯、聚乙烯吡咯烷酮","天津迪玛克医药科技有限公司","北京迪玛克医药科技有限公司","C02071001500000015540000715","DQ07183818S","DQ07183818S",""]
["15093","通用介入","14","14","血管鞘","普通型","/","/","已维护","京械注准20252030078","血管鞘","血管鞘","聚氯乙烯、聚碳酸酯、聚乙烯吡咯烷酮","天津迪玛克医药科技有限公司","北京迪玛克医药科技有限公司","C02071001500000015540000716","DQ04232121S80","DQ04232121S80",""]
["15093","通用介入","14","14","血管鞘","普通型","/","/","已维护","京械注准20252030078","血管鞘","血管鞘","聚氯乙烯、聚碳酸酯、聚乙烯吡咯烷酮","天津迪玛克医药科技有限公司","北京迪玛克医药科技有限公司","C02071001500000015540000717","DQ05232121T","DQ05232121T",""]
["15093","通用介入","14","14","血管鞘","普通型","/","/","已维护","京械注准20252030078","血管鞘","血管鞘","聚氯乙烯、聚碳酸酯、聚乙烯吡咯烷酮","天津迪玛克医药科技有限公司","北京迪玛克医药科技有限公司","C02071001500000015540000718","DQ05232121T80","DQ05232121T80",""]
["15093","通用介入","14","14","血管鞘","普通型","/","/","已维护","京械注准20252030078","血管鞘","血管鞘","聚氯乙烯、聚碳酸酯、聚乙烯吡咯烷酮","天津迪玛克医药科技有限公司","北京迪玛克医药科技有限公司","C02071001500000015540000719","DQ09232120S80","DQ09232120S80",""]
["15093","通用介入","14","14","血管鞘","普通型","/","/","已维护","京械注准20252030078","血管鞘","血管鞘","聚氯乙烯、聚碳酸酯、聚乙烯吡咯烷酮","天津迪玛克医药科技有限公司","北京迪玛克医药科技有限公司","C02071001500000015540000720","DQ05232121S80","DQ05232121S80",""]
["15093","通用介入","14","14","血管鞘","普通型","/","/","已维护","京械注准20252030078","血管鞘","血管鞘","聚氯乙烯、聚碳酸酯、聚乙烯吡咯烷酮","天津迪玛克医药科技有限公司","北京迪玛克医药科技有限公司","C02071001500000015540000721","DQ07182121T","DQ07182121T",""]
["15093","通用介入","14","14","血管鞘","普通型","/","/","已维护","京械注准20252030078","血管鞘","血管鞘","聚氯乙烯、聚碳酸酯、聚乙烯吡咯烷酮","天津迪玛克医药科技有限公司","北京迪玛克医药科技有限公司","C02071001500000015540000722","DQ05182121T","DQ05182121T",""]
["15093","通用介入","14","14","血管鞘","普通型","/","/","已维护","京械注准20252030078","血管鞘","血管鞘","聚氯乙烯、聚碳酸酯、聚乙烯吡咯烷酮","天津迪玛克医药科技有限公司","北京迪玛克医药科技有限公司","C02071001500000015540000723","DQ07232120LS","DQ07232120LS",""]
["15093","通用介入","14","14","血管鞘","普通型","/","/","已维护","京械注准20252030078","血管鞘","血管鞘","聚氯乙烯、聚碳酸酯、聚乙烯吡咯烷酮","天津迪玛克医药科技有限公司","北京迪玛克医药科技有限公司","C02071001500000015540000724","DQ09232121T80","DQ09232121T80",""]
["15093","通用介入","14","14","血管鞘","普通型","/","/","已维护","京械注准20252030078","血管鞘","血管鞘","聚氯乙烯、聚碳酸酯、聚乙烯吡咯烷酮","天津迪玛克医药科技有限公司","北京迪玛克医药科技有限公司","C02071001500000015540000725","DQ06232120T80","DQ06232120T80",""]
["15093","通用介入","14","14","血管鞘","普通型","/","/","已维护","京械注准20252030078","血管鞘","血管鞘","聚氯乙烯、聚碳酸酯、聚乙烯吡咯烷酮","天津迪玛克医药科技有限公司","北京迪玛克医药科技有限公司","C02071001500000015540000726","DQ08182120T","DQ08182120T",""]
["15093","通用介入","14","14","血管鞘","普通型","/","/","已维护","京械注准20252030078","血管鞘","血管鞘","聚氯乙烯、聚碳酸酯、聚乙烯吡咯烷酮","天津迪玛克医药科技有限公司","北京迪玛克医药科技有限公司","C02071001500000015540000727","DQ06232120LT80","DQ06232120LT80",""]
["15093","通用介入","14","14","血管鞘","普通型","/","/","已维护","京械注准20252030078","血管鞘","血管鞘","聚氯乙烯、聚碳酸酯、聚乙烯吡咯烷酮","天津迪玛克医药科技有限公司","北京迪玛克医药科技有限公司","C02071001500000015540000728","DQ06232120S","DQ06232120S",""]
["15093","通用介入","14","14","血管鞘","普通型","/","/","已维护","京械注准20252030078","血管鞘","血管鞘","聚氯乙烯、聚碳酸酯、聚乙烯吡咯烷酮","天津迪玛克医药科技有限公司","北京迪玛克医药科技有限公司","C02071001500000015540000729","DQ08232120LS80","DQ08232120LS80",""]
["15093","通用介入","14","14","血管鞘","普通型","/","/","已维护","京械注准20252030078","血管鞘","血管鞘","聚氯乙烯、聚碳酸酯、聚乙烯吡咯烷酮","天津迪玛克医药科技有限公司","北京迪玛克医药科技有限公司","C02071001500000015540000730","DQ09182120S","DQ09182120S",""]
["15093","通用介入","14","14","血管鞘","普通型","/","/","已维护","京械注准20252030078","血管鞘","血管鞘","聚氯乙烯、聚碳酸酯、聚乙烯吡咯烷酮","天津迪玛克医药科技有限公司","北京迪玛克医药科技有限公司","C02071001500000015540000731","DQ06232121S","DQ06232121S",""]
["15093","通用介入","14","14","血管鞘","普通型","/","/","已维护","京械注准20252030078","血管鞘","血管鞘","聚氯乙烯、聚碳酸酯、聚乙烯吡咯烷酮","天津迪玛克医药科技有限公司","北京迪玛克医药科技有限公司","C02071001500000015540000732","DQ06183818T","DQ06183818T",""]
["15093","通用介入","14","14","血管鞘","普通型","/","/","已维护","京械注准20252030078","血管鞘","血管鞘","聚氯乙烯、聚碳酸酯、聚乙烯吡咯烷酮","天津迪玛克医药科技有限公司","北京迪玛克医药科技有限公司","C02071001500000015540000733","DQ07182120LT","DQ07182120LT",""]
["15093","通用介入","14","14","血管鞘","普通型","/","/","已维护","京械注准20252030078","血管鞘","血管鞘","聚氯乙烯、聚碳酸酯、聚乙烯吡咯烷酮","天津迪玛克医药科技有限公司","北京迪玛克医药科技有限公司","C02071001500000015540000734","DQ04232120S80","DQ04232120S80",""]
["15093","通用介入","14","14","血管鞘","普通型","/","/","已维护","京械注准20252030078","血管鞘","血管鞘","聚氯乙烯、聚碳酸酯、聚乙烯吡咯烷酮","天津迪玛克医药科技有限公司","北京迪玛克医药科技有限公司","C02071001500000015540000735","DQ09182120LS","DQ09182120LS",""]
["15093","通用介入","14","14","血管鞘","普通型","/","/","已维护","京械注准20252030078","血管鞘","血管鞘","聚氯乙烯、聚碳酸酯、聚乙烯吡咯烷酮","天津迪玛克医药科技有限公司","北京迪玛克医药科技有限公司","C02071001500000015540000736","DQ05232120S","DQ05232120S",""]
["15093","通用介入","14","14","血管鞘","普通型","/","/","已维护","京械注准20252030078","血管鞘","血管鞘","聚氯乙烯、聚碳酸酯、聚乙烯吡咯烷酮","天津迪玛克医药科技有限公司","北京迪玛克医药科技有限公司","C02071001500000015540000737","DQ07233818S","DQ07233818S",""]
["15093","通用介入","14","14","血管鞘","普通型","/","/","已维护","京械注准20252030078","血管鞘","血管鞘","聚氯乙烯、聚碳酸酯、聚乙烯吡咯烷酮","天津迪玛克医药科技有限公司","北京迪玛克医药科技有限公司","C02071001500000015540000738","DQ08232120LT80","DQ08232120LT80",""]
["15093","通用介入","14","14","血管鞘","普通型","/","/","已维护","京械注准20252030078","血管鞘","血管鞘","聚氯乙烯、聚碳酸酯、聚乙烯吡咯烷酮","天津迪玛克医药科技有限公司","北京迪玛克医药科技有限公司","C02071001500000015540000739","DQ08232120LS","DQ08232120LS",""]
["15093","通用介入","14","14","血管鞘","普通型","/","/","已维护","京械注准20252030078","血管鞘","血管鞘","聚氯乙烯、聚碳酸酯、聚乙烯吡咯烷酮","天津迪玛克医药科技有限公司","北京迪玛克医药科技有限公司","C02071001500000015540000740","DQ06233818S80","DQ06233818S80",""]
["15093","通用介入","14","14","血管鞘","普通型","/","/","已维护","京械注准20252030078","血管鞘","血管鞘","聚氯乙烯、聚碳酸酯、聚乙烯吡咯烷酮","天津迪玛克医药科技有限公司","北京迪玛克医药科技有限公司","C02071001500000015540000741","DQ08233818S80","DQ08233818S80",""]
["15093","通用介入","14","14","血管鞘","普通型","/","/","已维护","京械注准20252030078","血管鞘","血管鞘","聚氯乙烯、聚碳酸酯、聚乙烯吡咯烷酮","天津迪玛克医药科技有限公司","北京迪玛克医药科技有限公司","C02071001500000015540000742","DQ10183818T","DQ10183818T",""]
["15093","通用介入","14","14","血管鞘","普通型","/","/","已维护","京械注准20252030078","血管鞘","血管鞘","聚氯乙烯、聚碳酸酯、聚乙烯吡咯烷酮","天津迪玛克医药科技有限公司","北京迪玛克医药科技有限公司","C02071001500000015540000743","DQ07182121S","DQ07182121S",""]
["15093","通用介入","14","14","血管鞘","普通型","/","/","已维护","京械注准20252030078","血管鞘","血管鞘","聚氯乙烯、聚碳酸酯、聚乙烯吡咯烷酮","天津迪玛克医药科技有限公司","北京迪玛克医药科技有限公司","C02071001500000015540000744","DQ08233818T","DQ08233818T",""]
["15093","通用介入","14","14","血管鞘","普通型","/","/","已维护","京械注准20252030078","血管鞘","血管鞘","聚氯乙烯、聚碳酸酯、聚乙烯吡咯烷酮","天津迪玛克医药科技有限公司","北京迪玛克医药科技有限公司","C02071001500000015540000745","DQ04182120LT","DQ04182120LT",""]
["15093","通用介入","14","14","血管鞘","普通型","/","/","已维护","京械注准20252030078","血管鞘","血管鞘","聚氯乙烯、聚碳酸酯、聚乙烯吡咯烷酮","天津迪玛克医药科技有限公司","北京迪玛克医药科技有限公司","C02071001500000015540000746","DQ08233818T80","DQ08233818T80",""]
["15093","通用介入","14","14","血管鞘","普通型","/","/","已维护","京械注准20252030078","血管鞘","血管鞘","聚氯乙烯、聚碳酸酯、聚乙烯吡咯烷酮","天津迪玛克医药科技有限公司","北京迪玛克医药科技有限公司","C02071001500000015540000747","DQ09183818S","DQ09183818S",""]
["15093","通用介入","14","14","血管鞘","普通型","/","/","已维护","京械注准20252030078","血管鞘","血管鞘","聚氯乙烯、聚碳酸酯、聚乙烯吡咯烷酮","天津迪玛克医药科技有限公司","北京迪玛克医药科技有限公司","C02071001500000015540000748","DQ06182120LT","DQ06182120LT",""]
["15093","通用介入","14","14","血管鞘","普通型","/","/","已维护","京械注准20252030078","血管鞘","血管鞘","聚氯乙烯、聚碳酸酯、聚乙烯吡咯烷酮","天津迪玛克医药科技有限公司","北京迪玛克医药科技有限公司","C02071001500000015540000749","DQ04233818S80","DQ04233818S80",""]
["15093","通用介入","14","14","血管鞘","普通型","/","/","已维护","京械注准20252030078","血管鞘","血管鞘","聚氯乙烯、聚碳酸酯、聚乙烯吡咯烷酮","天津迪玛克医药科技有限公司","北京迪玛克医药科技有限公司","C02071001500000015540000750","DQ10183818S","DQ10183818S",""]
["15093","通用介入","14","14","血管鞘","普通型","/","/","已维护","京械注准20252030078","血管鞘","血管鞘","聚氯乙烯、聚碳酸酯、聚乙烯吡咯烷酮","天津迪玛克医药科技有限公司","北京迪玛克医药科技有限公司","C02071001500000015540000751","DQ06232120S80","DQ06232120S80",""]
["15093","通用介入","14","14","血管鞘","普通型","/","/","已维护","京械注准20252030078","血管鞘","血管鞘","聚氯乙烯、聚碳酸酯、聚乙烯吡咯烷酮","天津迪玛克医药科技有限公司","北京迪玛克医药科技有限公司","C02071001500000015540000752","DQ06182120S","DQ06182120S",""]
["15093","通用介入","14","14","血管鞘","普通型","/","/","已维护","京械注准20252030078","血管鞘","血管鞘","聚氯乙烯、聚碳酸酯、聚乙烯吡咯烷酮","天津迪玛克医药科技有限公司","北京迪玛克医药科技有限公司","C02071001500000015540000753","DQ08232121S80","DQ08232121S80",""]
["15093","通用介入","14","14","血管鞘","普通型","/","/","已维护","京械注准20252030078","血管鞘","血管鞘","聚氯乙烯、聚碳酸酯、聚乙烯吡咯烷酮","天津迪玛克医药科技有限公司","北京迪玛克医药科技有限公司","C02071001500000015540000754","DQ09233818T80","DQ09233818T80",""]
["15093","通用介入","14","14","血管鞘","普通型","/","/","已维护","京械注准20252030078","血管鞘","血管鞘","聚氯乙烯、聚碳酸酯、聚乙烯吡咯烷酮","天津迪玛克医药科技有限公司","北京迪玛克医药科技有限公司","C02071001500000015540000755","DQ05233818S80","DQ05233818S80",""]
["15096","通用介入","6-1","6-1","输液港","静脉型","/","非耐高压型","已维护","国械注进20243140556","植入式给药装置及附件X-Port isp™M.R.I.™implantable Port","植入式给药装置及附件","聚甲醛树脂港体，聚氨酯导管","巴德医疗科技(上海)有限公司","巴德医疗科技(上海)有限公司","C02070407200002102900000111","植入式给药装置及附件配6F聚氨酯末端开口导管，标准包装","0607530C",""]
["15096","通用介入","6-1","6-1","输液港","静脉型","/","非耐高压型","已维护","国械注进20243140556","植入式给药装置及附件X-Port isp™M.R.I.™implantable Port","植入式给药装置及附件","聚甲醛树脂港体，聚氨酯导管","巴德医疗科技(上海)有限公司","巴德医疗科技(上海)有限公司","C02070407200002102900000112","植入式给药装置及附件配6F聚氨酯末端开口导管，基础包装","0607500C",""]
["15102","通用介入","14","14","血管鞘","普通型","/","/","已维护","国械注准20163031376","导管鞘","导管鞘","聚四氟乙烯、三氧化铋、聚丙烯、高密度聚乙烯、硫酸钡、不锈钢、聚碳酸酯、聚乙烯等","北京迪玛克医药科技有限公司","北京迪玛克医药科技有限公司","C02071001500000015540000471","DXQ07083518L","DXQ07083518L",""]
["15102","通用介入","14","14","血管鞘","普通型","/","/","已维护","国械注准20163031376","导管鞘","导管鞘","聚四氟乙烯、三氧化铋、聚丙烯、高密度聚乙烯、硫酸钡、不锈钢、聚碳酸酯、聚乙烯等","北京迪玛克医药科技有限公司","北京迪玛克医药科技有限公司","C02071001500000015540000472","DXQ09133518L","DXQ09133518L",""]
["15102","通用介入","14","14","血管鞘","普通型","/","/","已维护","国械注准20163031376","导管鞘","导管鞘","聚四氟乙烯、三氧化铋、聚丙烯、高密度聚乙烯、硫酸钡、不锈钢、聚碳酸酯、聚乙烯等","北京迪玛克医药科技有限公司","北京迪玛克医药科技有限公司","C02071001500000015540000473","DXQ08083518L","DXQ08083518L",""]
["15102","通用介入","14","14","血管鞘","普通型","/","/","已维护","国械注准20163031376","导管鞘","导管鞘","聚四氟乙烯、三氧化铋、聚丙烯、高密度聚乙烯、硫酸钡、不锈钢、聚碳酸酯、聚乙烯等","北京迪玛克医药科技有限公司","北京迪玛克医药科技有限公司","C02071001500000015540000474","DXQ06153518L","DXQ06153518L",""]
["15102","通用介入","14","14","血管鞘","普通型","/","/","已维护","国械注准20163031376","导管鞘","导管鞘","聚四氟乙烯、三氧化铋、聚丙烯、高密度聚乙烯、硫酸钡、不锈钢、聚碳酸酯、聚乙烯等","北京迪玛克医药科技有限公司","北京迪玛克医药科技有限公司","C02071001500000015540000475","DXQ06133518L","DXQ06133518L",""]
["15102","通用介入","14","14","血管鞘","普通型","/","/","已维护","国械注准20163031376","导管鞘","导管鞘","聚四氟乙烯、三氧化铋、聚丙烯、高密度聚乙烯、硫酸钡、不锈钢、聚碳酸酯、聚乙烯等","北京迪玛克医药科技有限公司","北京迪玛克医药科技有限公司","C02071001500000015540000476","DXQ07113518L","DXQ07113518L",""]
["15102","通用介入","14","14","血管鞘","普通型","/","/","已维护","国械注准20163031376","导管鞘","导管鞘","聚四氟乙烯、三氧化铋、聚丙烯、高密度聚乙烯、硫酸钡、不锈钢、聚碳酸酯、聚乙烯等","北京迪玛克医药科技有限公司","北京迪玛克医药科技有限公司","C02071001500000015540000477","DXQ08153518L","DXQ08153518L",""]
["15102","通用介入","14","14","血管鞘","普通型","/","/","已维护","国械注准20163031376","导管鞘","导管鞘","聚四氟乙烯、三氧化铋、聚丙烯、高密度聚乙烯、硫酸钡、不锈钢、聚碳酸酯、聚乙烯等","北京迪玛克医药科技有限公司","北京迪玛克医药科技有限公司","C02071001500000015540000478","DXQ09113518L","DXQ09113518L",""]
["15102","通用介入","14","14","血管鞘","普通型","/","/","已维护","国械注准20163031376","导管鞘","导管鞘","聚四氟乙烯、三氧化铋、聚丙烯、高密度聚乙烯、硫酸钡、不锈钢、聚碳酸酯、聚乙烯等","北京迪玛克医药科技有限公司","北京迪玛克医药科技有限公司","C02071001500000015540000479","DXQ05183518L","DXQ05183518L",""]
["15102","通用介入","14","14","血管鞘","普通型","/","/","已维护","国械注准20163031376","导管鞘","导管鞘","聚四氟乙烯、三氧化铋、聚丙烯、高密度聚乙烯、硫酸钡、不锈钢、聚碳酸酯、聚乙烯等","北京迪玛克医药科技有限公司","北京迪玛克医药科技有限公司","C02071001500000015540000480","DXQ05133518L","DXQ05133518L",""]
["15102","通用介入","14","14","血管鞘","普通型","/","/","已维护","国械注准20163031376","导管鞘","导管鞘","聚四氟乙烯、三氧化铋、聚丙烯、高密度聚乙烯、硫酸钡、不锈钢、聚碳酸酯、聚乙烯等","北京迪玛克医药科技有限公司","北京迪玛克医药科技有限公司","C02071001500000015540000481","DXQ07183518L","DXQ07183518L",""]
["15102","通用介入","14","14","血管鞘","普通型","/","/","已维护","国械注准20163031376","导管鞘","导管鞘","聚四氟乙烯、三氧化铋、聚丙烯、高密度聚乙烯、硫酸钡、不锈钢、聚碳酸酯、聚乙烯等","北京迪玛克医药科技有限公司","北京迪玛克医药科技有限公司","C02071001500000015540000482","DXQ06083518L","DXQ06083518L",""]
["15102","通用介入","14","14","血管鞘","普通型","/","/","已维护","国械注准20163031376","导管鞘","导管鞘","聚四氟乙烯、三氧化铋、聚丙烯、高密度聚乙烯、硫酸钡、不锈钢、聚碳酸酯、聚乙烯等","北京迪玛克医药科技有限公司","北京迪玛克医药科技有限公司","C02071001500000015540000483","DXQ07153518L","DXQ07153518L",""]
["15102","通用介入","14","14","血管鞘","普通型","/","/","已维护","国械注准20163031376","导管鞘","导管鞘","聚四氟乙烯、三氧化铋、聚丙烯、高密度聚乙烯、硫酸钡、不锈钢、聚碳酸酯、聚乙烯等","北京迪玛克医药科技有限公司","北京迪玛克医药科技有限公司","C02071001500000015540000484","DXQ09083518L","DXQ09083518L",""]
["15102","通用介入","14","14","血管鞘","普通型","/","/","已维护","国械注准20163031376","导管鞘","导管鞘","聚四氟乙烯、三氧化铋、聚丙烯、高密度聚乙烯、硫酸钡、不锈钢、聚碳酸酯、聚乙烯等","北京迪玛克医药科技有限公司","北京迪玛克医药科技有限公司","C02071001500000015540000485","DXQ08183518L","DXQ08183518L",""]
["15102","通用介入","14","14","血管鞘","普通型","/","/","已维护","国械注准20163031376","导管鞘","导管鞘","聚四氟乙烯、三氧化铋、聚丙烯、高密度聚乙烯、硫酸钡、不锈钢、聚碳酸酯、聚乙烯等","北京迪玛克医药科技有限公司","北京迪玛克医药科技有限公司","C02071001500000015540000486","DXQ05113518L","DXQ05113518L",""]
["15102","通用介入","14","14","血管鞘","普通型","/","/","已维护","国械注准20163031376","导管鞘","导管鞘","聚四氟乙烯、三氧化铋、聚丙烯、高密度聚乙烯、硫酸钡、不锈钢、聚碳酸酯、聚乙烯等","北京迪玛克医药科技有限公司","北京迪玛克医药科技有限公司","C02071001500000015540000487","DXQ08133518L","DXQ08133518L",""]
["15102","通用介入","14","14","血管鞘","普通型","/","/","已维护","国械注准20163031376","导管鞘","导管鞘","聚四氟乙烯、三氧化铋、聚丙烯、高密度聚乙烯、硫酸钡、不锈钢、聚碳酸酯、聚乙烯等","北京迪玛克医药科技有限公司","北京迪玛克医药科技有限公司","C02071001500000015540000488","DXQ07133518L","DXQ07133518L",""]
["15102","通用介入","14","14","血管鞘","普通型","/","/","已维护","国械注准20163031376","导管鞘","导管鞘","聚四氟乙烯、三氧化铋、聚丙烯、高密度聚乙烯、硫酸钡、不锈钢、聚碳酸酯、聚乙烯等","北京迪玛克医药科技有限公司","北京迪玛克医药科技有限公司","C02071001500000015540000489","DXQ05083518L","DXQ05083518L",""]
["15102","通用介入","14","14","血管鞘","普通型","/","/","已维护","国械注准20163031376","导管鞘","导管鞘","聚四氟乙烯、三氧化铋、聚丙烯、高密度聚乙烯、硫酸钡、不锈钢、聚碳酸酯、聚乙烯等","北京迪玛克医药科技有限公司","北京迪玛克医药科技有限公司","C02071001500000015540000490","DXQ08113518L","DXQ08113518L",""]
["15102","通用介入","14","14","血管鞘","普通型","/","/","已维护","国械注准20163031376","导管鞘","导管鞘","聚四氟乙烯、三氧化铋、聚丙烯、高密度聚乙烯、硫酸钡、不锈钢、聚碳酸酯、聚乙烯等","北京迪玛克医药科技有限公司","北京迪玛克医药科技有限公司","C02071001500000015540000491","DXQ06183518L","DXQ06183518L",""]
["15102","通用介入","14","14","血管鞘","普通型","/","/","已维护","国械注准20163031376","导管鞘","导管鞘","聚四氟乙烯、三氧化铋、聚丙烯、高密度聚乙烯、硫酸钡、不锈钢、聚碳酸酯、聚乙烯等","北京迪玛克医药科技有限公司","北京迪玛克医药科技有限公司","C02071001500000015540000492","DXQ06113518L","DXQ06113518L",""]
["15102","通用介入","14","14","血管鞘","普通型","/","/","已维护","国械注准20163031376","导管鞘","导管鞘","聚四氟乙烯、三氧化铋、聚丙烯、高密度聚乙烯、硫酸钡、不锈钢、聚碳酸酯、聚乙烯等","北京迪玛克医药科技有限公司","北京迪玛克医药科技有限公司","C02071001500000015540000493","DXQ05153518L","DXQ05153518L",""]
["15102","通用介入","14","14","血管鞘","普通型","/","/","已维护","国械注准20163031376","导管鞘","导管鞘","聚四氟乙烯、三氧化铋、聚丙烯、高密度聚乙烯、硫酸钡、不锈钢、聚碳酸酯、聚乙烯等","北京迪玛克医药科技有限公司","北京迪玛克医药科技有限公司","C02071001500000015540000494","DXQ09183518L","DXQ09183518L",""]
["15102","通用介入","14","14","血管鞘","普通型","/","/","已维护","国械注准20163031376","导管鞘","导管鞘","聚四氟乙烯、三氧化铋、聚丙烯、高密度聚乙烯、硫酸钡、不锈钢、聚碳酸酯、聚乙烯等","北京迪玛克医药科技有限公司","北京迪玛克医药科技有限公司","C02071001500000015540000495","DXQ09153518L","DXQ09153518L",""]
["15106","通用介入","21","21","Y接头","Y接头","/","/","已维护","京械注准20242030134","Y形连接器","Y形连接器","","北京迪玛克医药科技有限公司","北京迪玛克医药科技有限公司","C02071805400000015540000027","DHDT01","DHDT01",""]
["15106","通用介入","21","21","Y接头","Y接头","/","/","已维护","京械注准20242030134","Y形连接器","Y形连接器","","北京迪玛克医药科技有限公司","北京迪玛克医药科技有限公司","C02071805400000015540000028","DHDY03","DHDY03",""]
["15106","通用介入","21","21","Y接头","Y接头","/","/","已维护","京械注准20242030134","Y形连接器","Y形连接器","","北京迪玛克医药科技有限公司","北京迪玛克医药科技有限公司","C02071805400000015540000029","DHRY03","DHRY03",""]
["15106","通用介入","21","21","Y接头","Y接头","/","/","已维护","京械注准20242030134","Y形连接器","Y形连接器","","北京迪玛克医药科技有限公司","北京迪玛克医药科技有限公司","C02071805400000015540000030","DHDT03B","DHDT03B",""]
["15106","通用介入","21","21","Y接头","Y接头","/","/","已维护","京械注准20242030134","Y形连接器","Y形连接器","","北京迪玛克医药科技有限公司","北京迪玛克医药科技有限公司","C02071805400000015540000031","DHDT02B","DHDT02B",""]
["15106","通用介入","21","21","Y接头","Y接头","/","/","已维护","京械注准20242030134","Y形连接器","Y形连接器","","北京迪玛克医药科技有限公司","北京迪玛克医药科技有限公司","C02071805400000015540000032","DHRY01B","DHRY01B",""]
["15106","通用介入","21","21","Y接头","Y接头","/","/","已维护","京械注准20242030134","Y形连接器","Y形连接器","","北京迪玛克医药科技有限公司","北京迪玛克医药科技有限公司","C02071805400000015540000033","DHDT03","DHDT03",""]
["15106","通用介入","21","21","Y接头","Y接头","/","/","已维护","京械注准20242030134","Y形连接器","Y形连接器","","北京迪玛克医药科技有限公司","北京迪玛克医药科技有限公司","C02071805400000015540000034","DHRY02B","DHRY02B",""]
["15106","通用介入","21","21","Y接头","Y接头","/","/","已维护","京械注准20242030134","Y形连接器","Y形连接器","","北京迪玛克医药科技有限公司","北京迪玛克医药科技有限公司","C02071805400000015540000035","DHDY02","DHDY02",""]
["15106","通用介入","21","21","Y接头","Y接头","/","/","已维护","京械注准20242030134","Y形连接器","Y形连接器","","北京迪玛克医药科技有限公司","北京迪玛克医药科技有限公司","C02071805400000015540000036","DHDY03B","DHDY03B",""]
["15106","通用介入","21","21","Y接头","Y接头","/","/","已维护","京械注准20242030134","Y形连接器","Y形连接器","","北京迪玛克医药科技有限公司","北京迪玛克医药科技有限公司","C02071805400000015540000037","DHRY03B","DHRY03B",""]
["15106","通用介入","21","21","Y接头","Y接头","/","/","已维护","京械注准20242030134","Y形连接器","Y形连接器","","北京迪玛克医药科技有限公司","北京迪玛克医药科技有限公司","C02071805400000015540000038","DHDT02","DHDT02",""]
["15106","通用介入","21","21","Y接头","Y接头","/","/","已维护","京械注准20242030134","Y形连接器","Y形连接器","","北京迪玛克医药科技有限公司","北京迪玛克医药科技有限公司","C02071805400000015540000039","DHRY01","DHRY01",""]
["15106","通用介入","21","21","Y接头","Y接头","/","/","已维护","京械注准20242030134","Y形连接器","Y形连接器","","北京迪玛克医药科技有限公司","北京迪玛克医药科技有限公司","C02071805400000015540000040","DHDY02B","DHDY02B",""]
["15106","通用介入","21","21","Y接头","Y接头","/","/","已维护","京械注准20242030134","Y形连接器","Y形连接器","","北京迪玛克医药科技有限公司","北京迪玛克医药科技有限公司","C02071805400000015540000041","DHDY01","DHDY01",""]
["15106","通用介入","21","21","Y接头","Y接头","/","/","已维护","京械注准20242030134","Y形连接器","Y形连接器","","北京迪玛克医药科技有限公司","北京迪玛克医药科技有限公司","C02071805400000015540000042","DHRY02","DHRY02",""]
["15106","通用介入","21","21","Y接头","Y接头","/","/","已维护","京械注准20242030134","Y形连接器","Y形连接器","","北京迪玛克医药科技有限公司","北京迪玛克医药科技有限公司","C02071805400000015540000043","DHDY01B","DHDY01B",""]
["15106","通用介入","21","21","Y接头","Y接头","/","/","已维护","京械注准20242030134","Y形连接器","Y形连接器","","北京迪玛克医药科技有限公司","北京迪玛克医药科技有限公司","C02071805400000015540000044","DHDT01B","DHDT01B",""]
["15110","通用介入","13-1","13-2","造影导丝","亲水型","/","长度＞180CM","已维护","湘械注准20242030702","导丝","导丝","","株洲茂物医疗科技有限公司","株洲茂物医疗科技有限公司","C02070800300000161650000334","DSA13226","DSA13226",""]
["15110","通用介入","13-1","13-2","造影导丝","亲水型","/","长度＞180CM","已维护","湘械注准20242030702","导丝","导丝","","株洲茂物医疗科技有限公司","株洲茂物医疗科技有限公司","C02070800300000161650000270","DSA23226","DSA23226",""]
["15110","通用介入","13-1","13-2","造影导丝","亲水型","/","长度＞180CM","已维护","湘械注准20242030702","导丝","导丝","","株洲茂物医疗科技有限公司","株洲茂物医疗科技有限公司","C02070800300000161650000200","DSA13526","DSA13526",""]
["15110","通用介入","13-1","13-2","造影导丝","亲水型","/","长度＞180CM","已维护","湘械注准20242030702","导丝","导丝","","株洲茂物医疗科技有限公司","株洲茂物医疗科技有限公司","C02070800300000161650000150","DSA23526","DSA23526",""]
["15111","通用介入","15","15","血管鞘","特殊型","/","/","已维护","湘械注准20232030729","导管鞘组","导管鞘组","PTFE","株洲茂物医疗科技有限公司","株洲茂物医疗科技有限公司","C02071001500000161650000313","HCC081001N","HCC081001N",""]
["15111","通用介入","15","15","血管鞘","特殊型","/","/","已维护","湘械注准20232030729","导管鞘组","导管鞘组","PTFE","株洲茂物医疗科技有限公司","株洲茂物医疗科技有限公司","C02071001500000161650000308","HCC082500N","HCC082500N",""]
["15111","通用介入","15","15","血管鞘","特殊型","/","/","已维护","湘械注准20232030729","导管鞘组","导管鞘组","PTFE","株洲茂物医疗科技有限公司","株洲茂物医疗科技有限公司","C02071001500000161650000142","HCC081500N","HCC081500N",""]
["15111","通用介入","15","15","血管鞘","特殊型","/","/","已维护","湘械注准20232030729","导管鞘组","导管鞘组","PTFE","株洲茂物医疗科技有限公司","株洲茂物医疗科技有限公司","C02071001500000161650000090","HCC081000N","HCC081000N",""]
["15111","通用介入","15","15","血管鞘","特殊型","/","/","已维护","湘械注准20232030729","导管鞘组","导管鞘组","PTFE","株洲茂物医疗科技有限公司","株洲茂物医疗科技有限公司","C02071001500000161650000118","HCC071500R","HCC071500R",""]
["15111","通用介入","15","15","血管鞘","特殊型","/","/","已维护","湘械注准20232030729","导管鞘组","导管鞘组","PTFE","株洲茂物医疗科技有限公司","株洲茂物医疗科技有限公司","C02071001500000161650000121","HCC071501N","HCC071501N",""]
["15111","通用介入","15","15","血管鞘","特殊型","/","/","已维护","湘械注准20232030729","导管鞘组","导管鞘组","PTFE","株洲茂物医疗科技有限公司","株洲茂物医疗科技有限公司","C02071001500000161650000265","HCC072500N","HCC072500N",""]
["15111","通用介入","15","15","血管鞘","特殊型","/","/","已维护","湘械注准20232030729","导管鞘组","导管鞘组","PTFE","株洲茂物医疗科技有限公司","株洲茂物医疗科技有限公司","C02071001500000161650000267","HCC071500N","HCC071500N",""]
["15111","通用介入","15","15","血管鞘","特殊型","/","/","已维护","湘械注准20232030729","导管鞘组","导管鞘组","PTFE","株洲茂物医疗科技有限公司","株洲茂物医疗科技有限公司","C02071001500000161650000258","HCC071000N","HCC071000N",""]
["15111","通用介入","15","15","血管鞘","特殊型","/","/","已维护","湘械注准20232030729","导管鞘组","导管鞘组","PTFE","株洲茂物医疗科技有限公司","株洲茂物医疗科技有限公司","C02071001500000161650000038","HCC061500R","HCC061500R",""]
["15111","通用介入","15","15","血管鞘","特殊型","/","/","已维护","湘械注准20232030729","导管鞘组","导管鞘组","PTFE","株洲茂物医疗科技有限公司","株洲茂物医疗科技有限公司","C02071001500000161650000061","HCC061501N","HCC061501N",""]
["15111","通用介入","15","15","血管鞘","特殊型","/","/","已维护","湘械注准20232030729","导管鞘组","导管鞘组","PTFE","株洲茂物医疗科技有限公司","株洲茂物医疗科技有限公司","C02071001500000161650000039","HCC061001N","HCC061001N",""]
["15111","通用介入","15","15","血管鞘","特殊型","/","/","已维护","湘械注准20232030729","导管鞘组","导管鞘组","PTFE","株洲茂物医疗科技有限公司","株洲茂物医疗科技有限公司","C02071001500000161650000058","HCC062500N","HCC062500N",""]
["15111","通用介入","15","15","血管鞘","特殊型","/","/","已维护","湘械注准20232030729","导管鞘组","导管鞘组","PTFE","株洲茂物医疗科技有限公司","株洲茂物医疗科技有限公司","C02071001500000161650000064","HCC061500N","HCC061500N",""]
["15111","通用介入","15","15","血管鞘","特殊型","/","/","已维护","湘械注准20232030729","导管鞘组","导管鞘组","PTFE","株洲茂物医疗科技有限公司","株洲茂物医疗科技有限公司","C02071001500000161650000012","HCC061000N","HCC061000N",""]
["15111","通用介入","15","15","血管鞘","特殊型","/","/","已维护","湘械注准20232030729","导管鞘组","导管鞘组","PTFE","株洲茂物医疗科技有限公司","株洲茂物医疗科技有限公司","C02071001500000161650000011","HCC051500R","HCC051500R",""]
["15111","通用介入","15","15","血管鞘","特殊型","/","/","已维护","湘械注准20232030729","导管鞘组","导管鞘组","PTFE","株洲茂物医疗科技有限公司","株洲茂物医疗科技有限公司","C02071001500000161650000040","HCC051501N","HCC051501N",""]
["15111","通用介入","15","15","血管鞘","特殊型","/","/","已维护","湘械注准20232030729","导管鞘组","导管鞘组","PTFE","株洲茂物医疗科技有限公司","株洲茂物医疗科技有限公司","C02071001500000161650000046","HCC051001N","HCC051001N",""]
["15111","通用介入","15","15","血管鞘","特殊型","/","/","已维护","湘械注准20232030729","导管鞘组","导管鞘组","PTFE","株洲茂物医疗科技有限公司","株洲茂物医疗科技有限公司","C02071001500000161650000016","HCC052500N","HCC052500N",""]
["15111","通用介入","15","15","血管鞘","特殊型","/","/","已维护","湘械注准20232030729","导管鞘组","导管鞘组","PTFE","株洲茂物医疗科技有限公司","株洲茂物医疗科技有限公司","C02071001500000161650000045","HCC051500N","HCC051500N",""]
["15111","通用介入","15","15","血管鞘","特殊型","/","/","已维护","湘械注准20232030729","导管鞘组","导管鞘组","PTFE","株洲茂物医疗科技有限公司","株洲茂物医疗科技有限公司","C02071001500000161650000027","HCC051000N","HCC051000N",""]
["15112","通用介入","13-1","13-1","造影导丝","亲水型","/","长度≤180CM","已维护","津械注准20242030287","亲水涂层导丝","亲水涂层导丝","镍钛合金","天津迪玛克医疗器械有限公司","天津迪玛克医疗器械有限公司","C02070600300000192520000609","DGH38188J30","DGH38188J30",""]
["15112","通用介入","13-1","13-1","造影导丝","亲水型","/","长度≤180CM","已维护","津械注准20242030287","亲水涂层导丝","亲水涂层导丝","镍钛合金","天津迪玛克医疗器械有限公司","天津迪玛克医疗器械有限公司","C02070600300000192520000809","DGH38158J30","DGH38158J30",""]
["15112","通用介入","13-1","13-1","造影导丝","亲水型","/","长度≤180CM","已维护","津械注准20242030287","亲水涂层导丝","亲水涂层导丝","镍钛合金","天津迪玛克医疗器械有限公司","天津迪玛克医疗器械有限公司","C02070600300000192520000775","DGH38128J30","DGH38128J30",""]
["15112","通用介入","13-1","13-1","造影导丝","亲水型","/","长度≤180CM","已维护","津械注准20242030287","亲水涂层导丝","亲水涂层导丝","镍钛合金","天津迪玛克医疗器械有限公司","天津迪玛克医疗器械有限公司","C02070600300000192520000608","DGH38088J30","DGH38088J30",""]
["15112","通用介入","13-1","13-1","造影导丝","亲水型","/","长度≤180CM","已维护","津械注准20242030287","亲水涂层导丝","亲水涂层导丝","镍钛合金","天津迪玛克医疗器械有限公司","天津迪玛克医疗器械有限公司","C02070600300000192520000797","DGH38185J30","DGH38185J30",""]
["15112","通用介入","13-1","13-1","造影导丝","亲水型","/","长度≤180CM","已维护","津械注准20242030287","亲水涂层导丝","亲水涂层导丝","镍钛合金","天津迪玛克医疗器械有限公司","天津迪玛克医疗器械有限公司","C02070600300000192520000814","DGH38155J30","DGH38155J30",""]
["15112","通用介入","13-1","13-1","造影导丝","亲水型","/","长度≤180CM","已维护","津械注准20242030287","亲水涂层导丝","亲水涂层导丝","镍钛合金","天津迪玛克医疗器械有限公司","天津迪玛克医疗器械有限公司","C02070600300000192520000786","DGH38125J30","DGH38125J30",""]
["15112","通用介入","13-1","13-1","造影导丝","亲水型","/","长度≤180CM","已维护","津械注准20242030287","亲水涂层导丝","亲水涂层导丝","镍钛合金","天津迪玛克医疗器械有限公司","天津迪玛克医疗器械有限公司","C02070600300000192520000815","DGH38085J30","DGH38085J30",""]
["15112","通用介入","13-1","13-1","造影导丝","亲水型","/","长度≤180CM","已维护","津械注准20242030287","亲水涂层导丝","亲水涂层导丝","镍钛合金","天津迪玛克医疗器械有限公司","天津迪玛克医疗器械有限公司","C02070600300000192520000670","DGH38183J30","DGH38183J30",""]
["15112","通用介入","13-1","13-1","造影导丝","亲水型","/","长度≤180CM","已维护","津械注准20242030287","亲水涂层导丝","亲水涂层导丝","镍钛合金","天津迪玛克医疗器械有限公司","天津迪玛克医疗器械有限公司","C02070600300000192520000656","DGH38153J30","DGH38153J30",""]
["15112","通用介入","13-1","13-1","造影导丝","亲水型","/","长度≤180CM","已维护","津械注准20242030287","亲水涂层导丝","亲水涂层导丝","镍钛合金","天津迪玛克医疗器械有限公司","天津迪玛克医疗器械有限公司","C02070600300000192520000751","DGH38123J30","DGH38123J30",""]
["15112","通用介入","13-1","13-1","造影导丝","亲水型","/","长度≤180CM","已维护","津械注准20242030287","亲水涂层导丝","亲水涂层导丝","镍钛合金","天津迪玛克医疗器械有限公司","天津迪玛克医疗器械有限公司","C02070600300000192520000761","DGH38083J30","DGH38083J30",""]
["15112","通用介入","13-1","13-1","造影导丝","亲水型","/","长度≤180CM","已维护","津械注准20242030287","亲水涂层导丝","亲水涂层导丝","镍钛合金","天津迪玛克医疗器械有限公司","天津迪玛克医疗器械有限公司","C02070600300000192520000758","DGH38188A","DGH38188A",""]
["15112","通用介入","13-1","13-1","造影导丝","亲水型","/","长度≤180CM","已维护","津械注准20242030287","亲水涂层导丝","亲水涂层导丝","镍钛合金","天津迪玛克医疗器械有限公司","天津迪玛克医疗器械有限公司","C02070600300000192520000723","DGH38158A","DGH38158A",""]
["15112","通用介入","13-1","13-1","造影导丝","亲水型","/","长度≤180CM","已维护","津械注准20242030287","亲水涂层导丝","亲水涂层导丝","镍钛合金","天津迪玛克医疗器械有限公司","天津迪玛克医疗器械有限公司","C02070600300000192520000804","DGH38128A","DGH38128A",""]
["15112","通用介入","13-1","13-1","造影导丝","亲水型","/","长度≤180CM","已维护","津械注准20242030287","亲水涂层导丝","亲水涂层导丝","镍钛合金","天津迪玛克医疗器械有限公司","天津迪玛克医疗器械有限公司","C02070600300000192520000705","DGH38088A","DGH38088A",""]
["15112","通用介入","13-1","13-1","造影导丝","亲水型","/","长度≤180CM","已维护","津械注准20242030287","亲水涂层导丝","亲水涂层导丝","镍钛合金","天津迪玛克医疗器械有限公司","天津迪玛克医疗器械有限公司","C02070600300000192520000708","DGH38185A","DGH38185A",""]
["15112","通用介入","13-1","13-1","造影导丝","亲水型","/","长度≤180CM","已维护","津械注准20242030287","亲水涂层导丝","亲水涂层导丝","镍钛合金","天津迪玛克医疗器械有限公司","天津迪玛克医疗器械有限公司","C02070600300000192520000688","DGH38155A","DGH38155A",""]
["15112","通用介入","13-1","13-1","造影导丝","亲水型","/","长度≤180CM","已维护","津械注准20242030287","亲水涂层导丝","亲水涂层导丝","镍钛合金","天津迪玛克医疗器械有限公司","天津迪玛克医疗器械有限公司","C02070600300000192520000682","DGH38125A","DGH38125A",""]
["15112","通用介入","13-1","13-1","造影导丝","亲水型","/","长度≤180CM","已维护","津械注准20242030287","亲水涂层导丝","亲水涂层导丝","镍钛合金","天津迪玛克医疗器械有限公司","天津迪玛克医疗器械有限公司","C02070600300000192520000701","DGH38085A","DGH38085A",""]
["15112","通用介入","13-1","13-1","造影导丝","亲水型","/","长度≤180CM","已维护","津械注准20242030287","亲水涂层导丝","亲水涂层导丝","镍钛合金","天津迪玛克医疗器械有限公司","天津迪玛克医疗器械有限公司","C02070600300000192520000768","DGH38183A","DGH38183A",""]
["15112","通用介入","13-1","13-1","造影导丝","亲水型","/","长度≤180CM","已维护","津械注准20242030287","亲水涂层导丝","亲水涂层导丝","镍钛合金","天津迪玛克医疗器械有限公司","天津迪玛克医疗器械有限公司","C02070600300000192520000699","DGH38153A","DGH38153A",""]
["15112","通用介入","13-1","13-1","造影导丝","亲水型","/","长度≤180CM","已维护","津械注准20242030287","亲水涂层导丝","亲水涂层导丝","镍钛合金","天津迪玛克医疗器械有限公司","天津迪玛克医疗器械有限公司","C02070600300000192520000586","DGH38123A","DGH38123A",""]
["15112","通用介入","13-1","13-1","造影导丝","亲水型","/","长度≤180CM","已维护","津械注准20242030287","亲水涂层导丝","亲水涂层导丝","镍钛合金","天津迪玛克医疗器械有限公司","天津迪玛克医疗器械有限公司","C02070600300000192520000812","DGH38083A","DGH38083A",""]
["15112","通用介入","13-1","13-1","造影导丝","亲水型","/","长度≤180CM","已维护","津械注准20242030287","亲水涂层导丝","亲水涂层导丝","镍钛合金","天津迪玛克医疗器械有限公司","天津迪玛克医疗器械有限公司","C02070600300000192520000577","DGH38188S","DGH38188S",""]
["15112","通用介入","13-1","13-1","造影导丝","亲水型","/","长度≤180CM","已维护","津械注准20242030287","亲水涂层导丝","亲水涂层导丝","镍钛合金","天津迪玛克医疗器械有限公司","天津迪玛克医疗器械有限公司","C02070600300000192520000636","DGH38158S","DGH38158S",""]
["15112","通用介入","13-1","13-1","造影导丝","亲水型","/","长度≤180CM","已维护","津械注准20242030287","亲水涂层导丝","亲水涂层导丝","镍钛合金","天津迪玛克医疗器械有限公司","天津迪玛克医疗器械有限公司","C02070600300000192520000713","DGH38128S","DGH38128S",""]
["15112","通用介入","13-1","13-1","造影导丝","亲水型","/","长度≤180CM","已维护","津械注准20242030287","亲水涂层导丝","亲水涂层导丝","镍钛合金","天津迪玛克医疗器械有限公司","天津迪玛克医疗器械有限公司","C02070600300000192520000568","DGH38088S","DGH38088S",""]
["15112","通用介入","13-1","13-1","造影导丝","亲水型","/","长度≤180CM","已维护","津械注准20242030287","亲水涂层导丝","亲水涂层导丝","镍钛合金","天津迪玛克医疗器械有限公司","天津迪玛克医疗器械有限公司","C02070600300000192520000621","DGH38185S","DGH38185S",""]
["15112","通用介入","13-1","13-1","造影导丝","亲水型","/","长度≤180CM","已维护","津械注准20242030287","亲水涂层导丝","亲水涂层导丝","镍钛合金","天津迪玛克医疗器械有限公司","天津迪玛克医疗器械有限公司","C02070600300000192520000683","DGH38155S","DGH38155S",""]
["15112","通用介入","13-1","13-1","造影导丝","亲水型","/","长度≤180CM","已维护","津械注准20242030287","亲水涂层导丝","亲水涂层导丝","镍钛合金","天津迪玛克医疗器械有限公司","天津迪玛克医疗器械有限公司","C02070600300000192520000706","DGH38125S","DGH38125S",""]
["15112","通用介入","13-1","13-1","造影导丝","亲水型","/","长度≤180CM","已维护","津械注准20242030287","亲水涂层导丝","亲水涂层导丝","镍钛合金","天津迪玛克医疗器械有限公司","天津迪玛克医疗器械有限公司","C02070600300000192520000835","DGH38085S","DGH38085S",""]
["15112","通用介入","13-1","13-1","造影导丝","亲水型","/","长度≤180CM","已维护","津械注准20242030287","亲水涂层导丝","亲水涂层导丝","镍钛合金","天津迪玛克医疗器械有限公司","天津迪玛克医疗器械有限公司","C02070600300000192520000595","DGH38183S","DGH38183S",""]
["15112","通用介入","13-1","13-1","造影导丝","亲水型","/","长度≤180CM","已维护","津械注准20242030287","亲水涂层导丝","亲水涂层导丝","镍钛合金","天津迪玛克医疗器械有限公司","天津迪玛克医疗器械有限公司","C02070600300000192520000694","DGH38153S","DGH38153S",""]
["15112","通用介入","13-1","13-1","造影导丝","亲水型","/","长度≤180CM","已维护","津械注准20242030287","亲水涂层导丝","亲水涂层导丝","镍钛合金","天津迪玛克医疗器械有限公司","天津迪玛克医疗器械有限公司","C02070600300000192520000728","DGH38123S","DGH38123S",""]
["15112","通用介入","13-1","13-1","造影导丝","亲水型","/","长度≤180CM","已维护","津械注准20242030287","亲水涂层导丝","亲水涂层导丝","镍钛合金","天津迪玛克医疗器械有限公司","天津迪玛克医疗器械有限公司","C02070600300000192520000729","DGH38083S","DGH38083S",""]
["15112","通用介入","13-1","13-1","造影导丝","亲水型","/","长度≤180CM","已维护","津械注准20242030287","亲水涂层导丝","亲水涂层导丝","镍钛合金","天津迪玛克医疗器械有限公司","天津迪玛克医疗器械有限公司","C02070600300000192520000600","DGH35188J30","DGH35188J30",""]
["15112","通用介入","13-1","13-1","造影导丝","亲水型","/","长度≤180CM","已维护","津械注准20242030287","亲水涂层导丝","亲水涂层导丝","镍钛合金","天津迪玛克医疗器械有限公司","天津迪玛克医疗器械有限公司","C02070600300000192520000834","DGH35158J30","DGH35158J30",""]
["15112","通用介入","13-1","13-1","造影导丝","亲水型","/","长度≤180CM","已维护","津械注准20242030287","亲水涂层导丝","亲水涂层导丝","镍钛合金","天津迪玛克医疗器械有限公司","天津迪玛克医疗器械有限公司","C02070600300000192520000702","DGH35128J30","DGH35128J30",""]
["15112","通用介入","13-1","13-1","造影导丝","亲水型","/","长度≤180CM","已维护","津械注准20242030287","亲水涂层导丝","亲水涂层导丝","镍钛合金","天津迪玛克医疗器械有限公司","天津迪玛克医疗器械有限公司","C02070600300000192520000603","DGH35088J30","DGH35088J30",""]
["15112","通用介入","13-1","13-1","造影导丝","亲水型","/","长度≤180CM","已维护","津械注准20242030287","亲水涂层导丝","亲水涂层导丝","镍钛合金","天津迪玛克医疗器械有限公司","天津迪玛克医疗器械有限公司","C02070600300000192520000818","DGH35185J30","DGH35185J30",""]
["15112","通用介入","13-1","13-1","造影导丝","亲水型","/","长度≤180CM","已维护","津械注准20242030287","亲水涂层导丝","亲水涂层导丝","镍钛合金","天津迪玛克医疗器械有限公司","天津迪玛克医疗器械有限公司","C02070600300000192520000733","DGH35155J30","DGH35155J30",""]
["15112","通用介入","13-1","13-1","造影导丝","亲水型","/","长度≤180CM","已维护","津械注准20242030287","亲水涂层导丝","亲水涂层导丝","镍钛合金","天津迪玛克医疗器械有限公司","天津迪玛克医疗器械有限公司","C02070600300000192520000727","DGH35125J30","DGH35125J30",""]
["15112","通用介入","13-1","13-1","造影导丝","亲水型","/","长度≤180CM","已维护","津械注准20242030287","亲水涂层导丝","亲水涂层导丝","镍钛合金","天津迪玛克医疗器械有限公司","天津迪玛克医疗器械有限公司","C02070600300000192520000832","DGH35085J30","DGH35085J30",""]
["15112","通用介入","13-1","13-1","造影导丝","亲水型","/","长度≤180CM","已维护","津械注准20242030287","亲水涂层导丝","亲水涂层导丝","镍钛合金","天津迪玛克医疗器械有限公司","天津迪玛克医疗器械有限公司","C02070600300000192520000607","DGH35183J30","DGH35183J30",""]
["15112","通用介入","13-1","13-1","造影导丝","亲水型","/","长度≤180CM","已维护","津械注准20242030287","亲水涂层导丝","亲水涂层导丝","镍钛合金","天津迪玛克医疗器械有限公司","天津迪玛克医疗器械有限公司","C02070600300000192520000667","DGH35153J30","DGH35153J30",""]
["15112","通用介入","13-1","13-1","造影导丝","亲水型","/","长度≤180CM","已维护","津械注准20242030287","亲水涂层导丝","亲水涂层导丝","镍钛合金","天津迪玛克医疗器械有限公司","天津迪玛克医疗器械有限公司","C02070600300000192520000591","DGH35123J30","DGH35123J30",""]
["15112","通用介入","13-1","13-1","造影导丝","亲水型","/","长度≤180CM","已维护","津械注准20242030287","亲水涂层导丝","亲水涂层导丝","镍钛合金","天津迪玛克医疗器械有限公司","天津迪玛克医疗器械有限公司","C02070600300000192520000700","DGH35083J30","DGH35083J30",""]
["15112","通用介入","13-1","13-1","造影导丝","亲水型","/","长度≤180CM","已维护","津械注准20242030287","亲水涂层导丝","亲水涂层导丝","镍钛合金","天津迪玛克医疗器械有限公司","天津迪玛克医疗器械有限公司","C02070600300000192520000811","DGH35188A","DGH35188A",""]
["15112","通用介入","13-1","13-1","造影导丝","亲水型","/","长度≤180CM","已维护","津械注准20242030287","亲水涂层导丝","亲水涂层导丝","镍钛合金","天津迪玛克医疗器械有限公司","天津迪玛克医疗器械有限公司","C02070600300000192520000747","DGH35158A","DGH35158A",""]
["15112","通用介入","13-1","13-1","造影导丝","亲水型","/","长度≤180CM","已维护","津械注准20242030287","亲水涂层导丝","亲水涂层导丝","镍钛合金","天津迪玛克医疗器械有限公司","天津迪玛克医疗器械有限公司","C02070600300000192520000763","DGH35128A","DGH35128A",""]
["15112","通用介入","13-1","13-1","造影导丝","亲水型","/","长度≤180CM","已维护","津械注准20242030287","亲水涂层导丝","亲水涂层导丝","镍钛合金","天津迪玛克医疗器械有限公司","天津迪玛克医疗器械有限公司","C02070600300000192520000630","DGH35088A","DGH35088A",""]
["15112","通用介入","13-1","13-1","造影导丝","亲水型","/","长度≤180CM","已维护","津械注准20242030287","亲水涂层导丝","亲水涂层导丝","镍钛合金","天津迪玛克医疗器械有限公司","天津迪玛克医疗器械有限公司","C02070600300000192520000830","DGH35185A","DGH35185A",""]
["15112","通用介入","13-1","13-1","造影导丝","亲水型","/","长度≤180CM","已维护","津械注准20242030287","亲水涂层导丝","亲水涂层导丝","镍钛合金","天津迪玛克医疗器械有限公司","天津迪玛克医疗器械有限公司","C02070600300000192520000717","DGH35155A","DGH35155A",""]
["15112","通用介入","13-1","13-1","造影导丝","亲水型","/","长度≤180CM","已维护","津械注准20242030287","亲水涂层导丝","亲水涂层导丝","镍钛合金","天津迪玛克医疗器械有限公司","天津迪玛克医疗器械有限公司","C02070600300000192520000628","DGH35125A","DGH35125A",""]
["15112","通用介入","13-1","13-1","造影导丝","亲水型","/","长度≤180CM","已维护","津械注准20242030287","亲水涂层导丝","亲水涂层导丝","镍钛合金","天津迪玛克医疗器械有限公司","天津迪玛克医疗器械有限公司","C02070600300000192520000710","DGH35085A","DGH35085A",""]
["15112","通用介入","13-1","13-1","造影导丝","亲水型","/","长度≤180CM","已维护","津械注准20242030287","亲水涂层导丝","亲水涂层导丝","镍钛合金","天津迪玛克医疗器械有限公司","天津迪玛克医疗器械有限公司","C02070600300000192520000680","DGH35183A","DGH35183A",""]
["15112","通用介入","13-1","13-1","造影导丝","亲水型","/","长度≤180CM","已维护","津械注准20242030287","亲水涂层导丝","亲水涂层导丝","镍钛合金","天津迪玛克医疗器械有限公司","天津迪玛克医疗器械有限公司","C02070600300000192520000651","DGH35153A","DGH35153A",""]
["15112","通用介入","13-1","13-1","造影导丝","亲水型","/","长度≤180CM","已维护","津械注准20242030287","亲水涂层导丝","亲水涂层导丝","镍钛合金","天津迪玛克医疗器械有限公司","天津迪玛克医疗器械有限公司","C02070600300000192520000561","DGH35123A","DGH35123A",""]
["15112","通用介入","13-1","13-1","造影导丝","亲水型","/","长度≤180CM","已维护","津械注准20242030287","亲水涂层导丝","亲水涂层导丝","镍钛合金","天津迪玛克医疗器械有限公司","天津迪玛克医疗器械有限公司","C02070600300000192520000646","DGH35083A","DGH35083A",""]
["15112","通用介入","13-1","13-1","造影导丝","亲水型","/","长度≤180CM","已维护","津械注准20242030287","亲水涂层导丝","亲水涂层导丝","镍钛合金","天津迪玛克医疗器械有限公司","天津迪玛克医疗器械有限公司","C02070600300000192520000785","DGH35188S","DGH35188S",""]
["15112","通用介入","13-1","13-1","造影导丝","亲水型","/","长度≤180CM","已维护","津械注准20242030287","亲水涂层导丝","亲水涂层导丝","镍钛合金","天津迪玛克医疗器械有限公司","天津迪玛克医疗器械有限公司","C02070600300000192520000669","DGH35158S","DGH35158S",""]
["15112","通用介入","13-1","13-1","造影导丝","亲水型","/","长度≤180CM","已维护","津械注准20242030287","亲水涂层导丝","亲水涂层导丝","镍钛合金","天津迪玛克医疗器械有限公司","天津迪玛克医疗器械有限公司","C02070600300000192520000764","DGH35128S","DGH35128S",""]
["15112","通用介入","13-1","13-1","造影导丝","亲水型","/","长度≤180CM","已维护","津械注准20242030287","亲水涂层导丝","亲水涂层导丝","镍钛合金","天津迪玛克医疗器械有限公司","天津迪玛克医疗器械有限公司","C02070600300000192520000718","DGH35088S","DGH35088S",""]
["15112","通用介入","13-1","13-1","造影导丝","亲水型","/","长度≤180CM","已维护","津械注准20242030287","亲水涂层导丝","亲水涂层导丝","镍钛合金","天津迪玛克医疗器械有限公司","天津迪玛克医疗器械有限公司","C02070600300000192520000735","DGH35185S","DGH35185S",""]
["15112","通用介入","13-1","13-1","造影导丝","亲水型","/","长度≤180CM","已维护","津械注准20242030287","亲水涂层导丝","亲水涂层导丝","镍钛合金","天津迪玛克医疗器械有限公司","天津迪玛克医疗器械有限公司","C02070600300000192520000798","DGH35155S","DGH35155S",""]
["15112","通用介入","13-1","13-1","造影导丝","亲水型","/","长度≤180CM","已维护","津械注准20242030287","亲水涂层导丝","亲水涂层导丝","镍钛合金","天津迪玛克医疗器械有限公司","天津迪玛克医疗器械有限公司","C02070600300000192520000826","DGH35125S","DGH35125S",""]
["15112","通用介入","13-1","13-1","造影导丝","亲水型","/","长度≤180CM","已维护","津械注准20242030287","亲水涂层导丝","亲水涂层导丝","镍钛合金","天津迪玛克医疗器械有限公司","天津迪玛克医疗器械有限公司","C02070600300000192520000827","DGH35085S","DGH35085S",""]
["15112","通用介入","13-1","13-1","造影导丝","亲水型","/","长度≤180CM","已维护","津械注准20242030287","亲水涂层导丝","亲水涂层导丝","镍钛合金","天津迪玛克医疗器械有限公司","天津迪玛克医疗器械有限公司","C02070600300000192520000698","DGH35183S","DGH35183S",""]
["15112","通用介入","13-1","13-1","造影导丝","亲水型","/","长度≤180CM","已维护","津械注准20242030287","亲水涂层导丝","亲水涂层导丝","镍钛合金","天津迪玛克医疗器械有限公司","天津迪玛克医疗器械有限公司","C02070600300000192520000555","DGH35153S","DGH35153S",""]
["15112","通用介入","13-1","13-1","造影导丝","亲水型","/","长度≤180CM","已维护","津械注准20242030287","亲水涂层导丝","亲水涂层导丝","镍钛合金","天津迪玛克医疗器械有限公司","天津迪玛克医疗器械有限公司","C02070600300000192520000824","DGH35123S","DGH35123S",""]
["15112","通用介入","13-1","13-1","造影导丝","亲水型","/","长度≤180CM","已维护","津械注准20242030287","亲水涂层导丝","亲水涂层导丝","镍钛合金","天津迪玛克医疗器械有限公司","天津迪玛克医疗器械有限公司","C02070600300000192520000724","DGH35083S","DGH35083S",""]
["15112","通用介入","13-1","13-1","造影导丝","亲水型","/","长度≤180CM","已维护","津械注准20242030287","亲水涂层导丝","亲水涂层导丝","镍钛合金","天津迪玛克医疗器械有限公司","天津迪玛克医疗器械有限公司","C02070600300000192520000558","DGH25188J30","DGH25188J30",""]
["15112","通用介入","13-1","13-1","造影导丝","亲水型","/","长度≤180CM","已维护","津械注准20242030287","亲水涂层导丝","亲水涂层导丝","镍钛合金","天津迪玛克医疗器械有限公司","天津迪玛克医疗器械有限公司","C02070600300000192520000773","DGH25158J30","DGH25158J30",""]
["15112","通用介入","13-1","13-1","造影导丝","亲水型","/","长度≤180CM","已维护","津械注准20242030287","亲水涂层导丝","亲水涂层导丝","镍钛合金","天津迪玛克医疗器械有限公司","天津迪玛克医疗器械有限公司","C02070600300000192520000571","DGH25128J30","DGH25128J30",""]
["15112","通用介入","13-1","13-1","造影导丝","亲水型","/","长度≤180CM","已维护","津械注准20242030287","亲水涂层导丝","亲水涂层导丝","镍钛合金","天津迪玛克医疗器械有限公司","天津迪玛克医疗器械有限公司","C02070600300000192520000590","DGH25088J30","DGH25088J30",""]
["15112","通用介入","13-1","13-1","造影导丝","亲水型","/","长度≤180CM","已维护","津械注准20242030287","亲水涂层导丝","亲水涂层导丝","镍钛合金","天津迪玛克医疗器械有限公司","天津迪玛克医疗器械有限公司","C02070600300000192520000626","DGH25185J30","DGH25185J30",""]
["15112","通用介入","13-1","13-1","造影导丝","亲水型","/","长度≤180CM","已维护","津械注准20242030287","亲水涂层导丝","亲水涂层导丝","镍钛合金","天津迪玛克医疗器械有限公司","天津迪玛克医疗器械有限公司","C02070600300000192520000560","DGH25155J30","DGH25155J30",""]
["15112","通用介入","13-1","13-1","造影导丝","亲水型","/","长度≤180CM","已维护","津械注准20242030287","亲水涂层导丝","亲水涂层导丝","镍钛合金","天津迪玛克医疗器械有限公司","天津迪玛克医疗器械有限公司","C02070600300000192520000642","DGH25125J30","DGH25125J30",""]
["15112","通用介入","13-1","13-1","造影导丝","亲水型","/","长度≤180CM","已维护","津械注准20242030287","亲水涂层导丝","亲水涂层导丝","镍钛合金","天津迪玛克医疗器械有限公司","天津迪玛克医疗器械有限公司","C02070600300000192520000720","DGH25085J30","DGH25085J30",""]
["15112","通用介入","13-1","13-1","造影导丝","亲水型","/","长度≤180CM","已维护","津械注准20242030287","亲水涂层导丝","亲水涂层导丝","镍钛合金","天津迪玛克医疗器械有限公司","天津迪玛克医疗器械有限公司","C02070600300000192520000563","DGH25183J30","DGH25183J30",""]
["15112","通用介入","13-1","13-1","造影导丝","亲水型","/","长度≤180CM","已维护","津械注准20242030287","亲水涂层导丝","亲水涂层导丝","镍钛合金","天津迪玛克医疗器械有限公司","天津迪玛克医疗器械有限公司","C02070600300000192520000673","DGH25153J30","DGH25153J30",""]
["15112","通用介入","13-1","13-1","造影导丝","亲水型","/","长度≤180CM","已维护","津械注准20242030287","亲水涂层导丝","亲水涂层导丝","镍钛合金","天津迪玛克医疗器械有限公司","天津迪玛克医疗器械有限公司","C02070600300000192520000663","DGH25123J30","DGH25123J30",""]
["15112","通用介入","13-1","13-1","造影导丝","亲水型","/","长度≤180CM","已维护","津械注准20242030287","亲水涂层导丝","亲水涂层导丝","镍钛合金","天津迪玛克医疗器械有限公司","天津迪玛克医疗器械有限公司","C02070600300000192520000838","DGH25083J30","DGH25083J30",""]
["15112","通用介入","13-1","13-1","造影导丝","亲水型","/","长度≤180CM","已维护","津械注准20242030287","亲水涂层导丝","亲水涂层导丝","镍钛合金","天津迪玛克医疗器械有限公司","天津迪玛克医疗器械有限公司","C02070600300000192520000658","DGH25188A","DGH25188A",""]
["15112","通用介入","13-1","13-1","造影导丝","亲水型","/","长度≤180CM","已维护","津械注准20242030287","亲水涂层导丝","亲水涂层导丝","镍钛合金","天津迪玛克医疗器械有限公司","天津迪玛克医疗器械有限公司","C02070600300000192520000556","DGH25158A","DGH25158A",""]
["15112","通用介入","13-1","13-1","造影导丝","亲水型","/","长度≤180CM","已维护","津械注准20242030287","亲水涂层导丝","亲水涂层导丝","镍钛合金","天津迪玛克医疗器械有限公司","天津迪玛克医疗器械有限公司","C02070600300000192520000823","DGH25128A","DGH25128A",""]
["15112","通用介入","13-1","13-1","造影导丝","亲水型","/","长度≤180CM","已维护","津械注准20242030287","亲水涂层导丝","亲水涂层导丝","镍钛合金","天津迪玛克医疗器械有限公司","天津迪玛克医疗器械有限公司","C02070600300000192520000618","DGH25088A","DGH25088A",""]
["15112","通用介入","13-1","13-1","造影导丝","亲水型","/","长度≤180CM","已维护","津械注准20242030287","亲水涂层导丝","亲水涂层导丝","镍钛合金","天津迪玛克医疗器械有限公司","天津迪玛克医疗器械有限公司","C02070600300000192520000596","DGH25185A","DGH25185A",""]
["15112","通用介入","13-1","13-1","造影导丝","亲水型","/","长度≤180CM","已维护","津械注准20242030287","亲水涂层导丝","亲水涂层导丝","镍钛合金","天津迪玛克医疗器械有限公司","天津迪玛克医疗器械有限公司","C02070600300000192520000575","DGH25155A","DGH25155A",""]
["15112","通用介入","13-1","13-1","造影导丝","亲水型","/","长度≤180CM","已维护","津械注准20242030287","亲水涂层导丝","亲水涂层导丝","镍钛合金","天津迪玛克医疗器械有限公司","天津迪玛克医疗器械有限公司","C02070600300000192520000654","DGH25125A","DGH25125A",""]
["15112","通用介入","13-1","13-1","造影导丝","亲水型","/","长度≤180CM","已维护","津械注准20242030287","亲水涂层导丝","亲水涂层导丝","镍钛合金","天津迪玛克医疗器械有限公司","天津迪玛克医疗器械有限公司","C02070600300000192520000610","DGH25085A","DGH25085A",""]
["15112","通用介入","13-1","13-1","造影导丝","亲水型","/","长度≤180CM","已维护","津械注准20242030287","亲水涂层导丝","亲水涂层导丝","镍钛合金","天津迪玛克医疗器械有限公司","天津迪玛克医疗器械有限公司","C02070600300000192520000743","DGH25183A","DGH25183A",""]
["15112","通用介入","13-1","13-1","造影导丝","亲水型","/","长度≤180CM","已维护","津械注准20242030287","亲水涂层导丝","亲水涂层导丝","镍钛合金","天津迪玛克医疗器械有限公司","天津迪玛克医疗器械有限公司","C02070600300000192520000584","DGH25153A","DGH25153A",""]
["15112","通用介入","13-1","13-1","造影导丝","亲水型","/","长度≤180CM","已维护","津械注准20242030287","亲水涂层导丝","亲水涂层导丝","镍钛合金","天津迪玛克医疗器械有限公司","天津迪玛克医疗器械有限公司","C02070600300000192520000757","DGH25123A","DGH25123A",""]
["15112","通用介入","13-1","13-1","造影导丝","亲水型","/","长度≤180CM","已维护","津械注准20242030287","亲水涂层导丝","亲水涂层导丝","镍钛合金","天津迪玛克医疗器械有限公司","天津迪玛克医疗器械有限公司","C02070600300000192520000707","DGH25083A","DGH25083A",""]
["15112","通用介入","13-1","13-1","造影导丝","亲水型","/","长度≤180CM","已维护","津械注准20242030287","亲水涂层导丝","亲水涂层导丝","镍钛合金","天津迪玛克医疗器械有限公司","天津迪玛克医疗器械有限公司","C02070600300000192520000635","DGH25188S","DGH25188S",""]
["15112","通用介入","13-1","13-1","造影导丝","亲水型","/","长度≤180CM","已维护","津械注准20242030287","亲水涂层导丝","亲水涂层导丝","镍钛合金","天津迪玛克医疗器械有限公司","天津迪玛克医疗器械有限公司","C02070600300000192520000765","DGH25158S","DGH25158S",""]
["15112","通用介入","13-1","13-1","造影导丝","亲水型","/","长度≤180CM","已维护","津械注准20242030287","亲水涂层导丝","亲水涂层导丝","镍钛合金","天津迪玛克医疗器械有限公司","天津迪玛克医疗器械有限公司","C02070600300000192520000653","DGH25128S","DGH25128S",""]
["15112","通用介入","13-1","13-1","造影导丝","亲水型","/","长度≤180CM","已维护","津械注准20242030287","亲水涂层导丝","亲水涂层导丝","镍钛合金","天津迪玛克医疗器械有限公司","天津迪玛克医疗器械有限公司","C02070600300000192520000676","DGH25088S","DGH25088S",""]
["15112","通用介入","13-1","13-1","造影导丝","亲水型","/","长度≤180CM","已维护","津械注准20242030287","亲水涂层导丝","亲水涂层导丝","镍钛合金","天津迪玛克医疗器械有限公司","天津迪玛克医疗器械有限公司","C02070600300000192520000625","DGH25185S","DGH25185S",""]
["15112","通用介入","13-1","13-1","造影导丝","亲水型","/","长度≤180CM","已维护","津械注准20242030287","亲水涂层导丝","亲水涂层导丝","镍钛合金","天津迪玛克医疗器械有限公司","天津迪玛克医疗器械有限公司","C02070600300000192520000800","DGH25155S","DGH25155S",""]
["15112","通用介入","13-1","13-1","造影导丝","亲水型","/","长度≤180CM","已维护","津械注准20242030287","亲水涂层导丝","亲水涂层导丝","镍钛合金","天津迪玛克医疗器械有限公司","天津迪玛克医疗器械有限公司","C02070600300000192520000557","DGH25125S","DGH25125S",""]
["15112","通用介入","13-1","13-1","造影导丝","亲水型","/","长度≤180CM","已维护","津械注准20242030287","亲水涂层导丝","亲水涂层导丝","镍钛合金","天津迪玛克医疗器械有限公司","天津迪玛克医疗器械有限公司","C02070600300000192520000597","DGH25085S","DGH25085S",""]
["15112","通用介入","13-1","13-1","造影导丝","亲水型","/","长度≤180CM","已维护","津械注准20242030287","亲水涂层导丝","亲水涂层导丝","镍钛合金","天津迪玛克医疗器械有限公司","天津迪玛克医疗器械有限公司","C02070600300000192520000562","DGH25183S","DGH25183S",""]
["15112","通用介入","13-1","13-1","造影导丝","亲水型","/","长度≤180CM","已维护","津械注准20242030287","亲水涂层导丝","亲水涂层导丝","镍钛合金","天津迪玛克医疗器械有限公司","天津迪玛克医疗器械有限公司","C02070600300000192520000731","DGH25153S","DGH25153S",""]
["15112","通用介入","13-1","13-1","造影导丝","亲水型","/","长度≤180CM","已维护","津械注准20242030287","亲水涂层导丝","亲水涂层导丝","镍钛合金","天津迪玛克医疗器械有限公司","天津迪玛克医疗器械有限公司","C02070600300000192520000622","DGH25123S","DGH25123S",""]
["15112","通用介入","13-1","13-1","造影导丝","亲水型","/","长度≤180CM","已维护","津械注准20242030287","亲水涂层导丝","亲水涂层导丝","镍钛合金","天津迪玛克医疗器械有限公司","天津迪玛克医疗器械有限公司","C02070600300000192520000766","DGH25083S","DGH25083S",""]
["15112","通用介入","13-1","13-1","造影导丝","亲水型","/","长度≤180CM","已维护","津械注准20242030287","亲水涂层导丝","亲水涂层导丝","镍钛合金","天津迪玛克医疗器械有限公司","天津迪玛克医疗器械有限公司","C02070600300000192520000567","DGS38188J30","DGS38188J30",""]
["15112","通用介入","13-1","13-1","造影导丝","亲水型","/","长度≤180CM","已维护","津械注准20242030287","亲水涂层导丝","亲水涂层导丝","镍钛合金","天津迪玛克医疗器械有限公司","天津迪玛克医疗器械有限公司","C02070600300000192520000788","DGS38158J30","DGS38158J30",""]
["15112","通用介入","13-1","13-1","造影导丝","亲水型","/","长度≤180CM","已维护","津械注准20242030287","亲水涂层导丝","亲水涂层导丝","镍钛合金","天津迪玛克医疗器械有限公司","天津迪玛克医疗器械有限公司","C02070600300000192520000554","DGS38128J30","DGS38128J30",""]
["15112","通用介入","13-1","13-1","造影导丝","亲水型","/","长度≤180CM","已维护","津械注准20242030287","亲水涂层导丝","亲水涂层导丝","镍钛合金","天津迪玛克医疗器械有限公司","天津迪玛克医疗器械有限公司","C02070600300000192520000601","DGS38088J30","DGS38088J30",""]
["15112","通用介入","13-1","13-1","造影导丝","亲水型","/","长度≤180CM","已维护","津械注准20242030287","亲水涂层导丝","亲水涂层导丝","镍钛合金","天津迪玛克医疗器械有限公司","天津迪玛克医疗器械有限公司","C02070600300000192520000639","DGS38185J30","DGS38185J30",""]
["15112","通用介入","13-1","13-1","造影导丝","亲水型","/","长度≤180CM","已维护","津械注准20242030287","亲水涂层导丝","亲水涂层导丝","镍钛合金","天津迪玛克医疗器械有限公司","天津迪玛克医疗器械有限公司","C02070600300000192520000681","DGS38155J30","DGS38155J30",""]
["15112","通用介入","13-1","13-1","造影导丝","亲水型","/","长度≤180CM","已维护","津械注准20242030287","亲水涂层导丝","亲水涂层导丝","镍钛合金","天津迪玛克医疗器械有限公司","天津迪玛克医疗器械有限公司","C02070600300000192520000627","DGS38125J30","DGS38125J30",""]
["15112","通用介入","13-1","13-1","造影导丝","亲水型","/","长度≤180CM","已维护","津械注准20242030287","亲水涂层导丝","亲水涂层导丝","镍钛合金","天津迪玛克医疗器械有限公司","天津迪玛克医疗器械有限公司","C02070600300000192520000616","DGS38085J30","DGS38085J30",""]
["15112","通用介入","13-1","13-1","造影导丝","亲水型","/","长度≤180CM","已维护","津械注准20242030287","亲水涂层导丝","亲水涂层导丝","镍钛合金","天津迪玛克医疗器械有限公司","天津迪玛克医疗器械有限公司","C02070600300000192520000588","DGS38183J30","DGS38183J30",""]
["15112","通用介入","13-1","13-1","造影导丝","亲水型","/","长度≤180CM","已维护","津械注准20242030287","亲水涂层导丝","亲水涂层导丝","镍钛合金","天津迪玛克医疗器械有限公司","天津迪玛克医疗器械有限公司","C02070600300000192520000644","DGS38153J30","DGS38153J30",""]
["15112","通用介入","13-1","13-1","造影导丝","亲水型","/","长度≤180CM","已维护","津械注准20242030287","亲水涂层导丝","亲水涂层导丝","镍钛合金","天津迪玛克医疗器械有限公司","天津迪玛克医疗器械有限公司","C02070600300000192520000777","DGS38123J30","DGS38123J30",""]
["15112","通用介入","13-1","13-1","造影导丝","亲水型","/","长度≤180CM","已维护","津械注准20242030287","亲水涂层导丝","亲水涂层导丝","镍钛合金","天津迪玛克医疗器械有限公司","天津迪玛克医疗器械有限公司","C02070600300000192520000799","DGS38083J30","DGS38083J30",""]
["15112","通用介入","13-1","13-1","造影导丝","亲水型","/","长度≤180CM","已维护","津械注准20242030287","亲水涂层导丝","亲水涂层导丝","镍钛合金","天津迪玛克医疗器械有限公司","天津迪玛克医疗器械有限公司","C02070600300000192520000665","DGS38188A","DGS38188A",""]
["15112","通用介入","13-1","13-1","造影导丝","亲水型","/","长度≤180CM","已维护","津械注准20242030287","亲水涂层导丝","亲水涂层导丝","镍钛合金","天津迪玛克医疗器械有限公司","天津迪玛克医疗器械有限公司","C02070600300000192520000808","DGS38158A","DGS38158A",""]
["15112","通用介入","13-1","13-1","造影导丝","亲水型","/","长度≤180CM","已维护","津械注准20242030287","亲水涂层导丝","亲水涂层导丝","镍钛合金","天津迪玛克医疗器械有限公司","天津迪玛克医疗器械有限公司","C02070600300000192520000740","DGS38128A","DGS38128A",""]
["15112","通用介入","13-1","13-1","造影导丝","亲水型","/","长度≤180CM","已维护","津械注准20242030287","亲水涂层导丝","亲水涂层导丝","镍钛合金","天津迪玛克医疗器械有限公司","天津迪玛克医疗器械有限公司","C02070600300000192520000762","DGS38088A","DGS38088A",""]
["15112","通用介入","13-1","13-1","造影导丝","亲水型","/","长度≤180CM","已维护","津械注准20242030287","亲水涂层导丝","亲水涂层导丝","镍钛合金","天津迪玛克医疗器械有限公司","天津迪玛克医疗器械有限公司","C02070600300000192520000631","DGS38185A","DGS38185A",""]
["15112","通用介入","13-1","13-1","造影导丝","亲水型","/","长度≤180CM","已维护","津械注准20242030287","亲水涂层导丝","亲水涂层导丝","镍钛合金","天津迪玛克医疗器械有限公司","天津迪玛克医疗器械有限公司","C02070600300000192520000801","DGS38155A","DGS38155A",""]
["15112","通用介入","13-1","13-1","造影导丝","亲水型","/","长度≤180CM","已维护","津械注准20242030287","亲水涂层导丝","亲水涂层导丝","镍钛合金","天津迪玛克医疗器械有限公司","天津迪玛克医疗器械有限公司","C02070600300000192520000697","DGS38125A","DGS38125A",""]
["15112","通用介入","13-1","13-1","造影导丝","亲水型","/","长度≤180CM","已维护","津械注准20242030287","亲水涂层导丝","亲水涂层导丝","镍钛合金","天津迪玛克医疗器械有限公司","天津迪玛克医疗器械有限公司","C02070600300000192520000674","DGS38085A","DGS38085A",""]
["15112","通用介入","13-1","13-1","造影导丝","亲水型","/","长度≤180CM","已维护","津械注准20242030287","亲水涂层导丝","亲水涂层导丝","镍钛合金","天津迪玛克医疗器械有限公司","天津迪玛克医疗器械有限公司","C02070600300000192520000734","DGS38183A","DGS38183A",""]
["15112","通用介入","13-1","13-1","造影导丝","亲水型","/","长度≤180CM","已维护","津械注准20242030287","亲水涂层导丝","亲水涂层导丝","镍钛合金","天津迪玛克医疗器械有限公司","天津迪玛克医疗器械有限公司","C02070600300000192520000722","DGS38153A","DGS38153A",""]
["15112","通用介入","13-1","13-1","造影导丝","亲水型","/","长度≤180CM","已维护","津械注准20242030287","亲水涂层导丝","亲水涂层导丝","镍钛合金","天津迪玛克医疗器械有限公司","天津迪玛克医疗器械有限公司","C02070600300000192520000783","DGS38123A","DGS38123A",""]
["15112","通用介入","13-1","13-1","造影导丝","亲水型","/","长度≤180CM","已维护","津械注准20242030287","亲水涂层导丝","亲水涂层导丝","镍钛合金","天津迪玛克医疗器械有限公司","天津迪玛克医疗器械有限公司","C02070600300000192520000611","DGS38083A","DGS38083A",""]
["15112","通用介入","13-1","13-1","造影导丝","亲水型","/","长度≤180CM","已维护","津械注准20242030287","亲水涂层导丝","亲水涂层导丝","镍钛合金","天津迪玛克医疗器械有限公司","天津迪玛克医疗器械有限公司","C02070600300000192520000592","DGS38188S","DGS38188S",""]
["15112","通用介入","13-1","13-1","造影导丝","亲水型","/","长度≤180CM","已维护","津械注准20242030287","亲水涂层导丝","亲水涂层导丝","镍钛合金","天津迪玛克医疗器械有限公司","天津迪玛克医疗器械有限公司","C02070600300000192520000583","DGS38158S","DGS38158S",""]
["15112","通用介入","13-1","13-1","造影导丝","亲水型","/","长度≤180CM","已维护","津械注准20242030287","亲水涂层导丝","亲水涂层导丝","镍钛合金","天津迪玛克医疗器械有限公司","天津迪玛克医疗器械有限公司","C02070600300000192520000672","DGS38128S","DGS38128S",""]
["15112","通用介入","13-1","13-1","造影导丝","亲水型","/","长度≤180CM","已维护","津械注准20242030287","亲水涂层导丝","亲水涂层导丝","镍钛合金","天津迪玛克医疗器械有限公司","天津迪玛克医疗器械有限公司","C02070600300000192520000703","DGS38088S","DGS38088S",""]
["15112","通用介入","13-1","13-1","造影导丝","亲水型","/","长度≤180CM","已维护","津械注准20242030287","亲水涂层导丝","亲水涂层导丝","镍钛合金","天津迪玛克医疗器械有限公司","天津迪玛克医疗器械有限公司","C02070600300000192520000687","DGS38185S","DGS38185S",""]
["15112","通用介入","13-1","13-1","造影导丝","亲水型","/","长度≤180CM","已维护","津械注准20242030287","亲水涂层导丝","亲水涂层导丝","镍钛合金","天津迪玛克医疗器械有限公司","天津迪玛克医疗器械有限公司","C02070600300000192520000739","DGS38155S","DGS38155S",""]
["15112","通用介入","13-1","13-1","造影导丝","亲水型","/","长度≤180CM","已维护","津械注准20242030287","亲水涂层导丝","亲水涂层导丝","镍钛合金","天津迪玛克医疗器械有限公司","天津迪玛克医疗器械有限公司","C02070600300000192520000772","DGS38125S","DGS38125S",""]
["15112","通用介入","13-1","13-1","造影导丝","亲水型","/","长度≤180CM","已维护","津械注准20242030287","亲水涂层导丝","亲水涂层导丝","镍钛合金","天津迪玛克医疗器械有限公司","天津迪玛克医疗器械有限公司","C02070600300000192520000570","DGS38085S","DGS38085S",""]
["15112","通用介入","13-1","13-1","造影导丝","亲水型","/","长度≤180CM","已维护","津械注准20242030287","亲水涂层导丝","亲水涂层导丝","镍钛合金","天津迪玛克医疗器械有限公司","天津迪玛克医疗器械有限公司","C02070600300000192520000715","DGS38183S","DGS38183S",""]
["15112","通用介入","13-1","13-1","造影导丝","亲水型","/","长度≤180CM","已维护","津械注准20242030287","亲水涂层导丝","亲水涂层导丝","镍钛合金","天津迪玛克医疗器械有限公司","天津迪玛克医疗器械有限公司","C02070600300000192520000641","DGS38153S","DGS38153S",""]
["15112","通用介入","13-1","13-1","造影导丝","亲水型","/","长度≤180CM","已维护","津械注准20242030287","亲水涂层导丝","亲水涂层导丝","镍钛合金","天津迪玛克医疗器械有限公司","天津迪玛克医疗器械有限公司","C02070600300000192520000566","DGS38123S","DGS38123S",""]
["15112","通用介入","13-1","13-1","造影导丝","亲水型","/","长度≤180CM","已维护","津械注准20242030287","亲水涂层导丝","亲水涂层导丝","镍钛合金","天津迪玛克医疗器械有限公司","天津迪玛克医疗器械有限公司","C02070600300000192520000649","DGS38083S","DGS38083S",""]
["15112","通用介入","13-1","13-1","造影导丝","亲水型","/","长度≤180CM","已维护","津械注准20242030287","亲水涂层导丝","亲水涂层导丝","镍钛合金","天津迪玛克医疗器械有限公司","天津迪玛克医疗器械有限公司","C02070600300000192520000767","DGS35188J30","DGS35188J30",""]
["15112","通用介入","13-1","13-1","造影导丝","亲水型","/","长度≤180CM","已维护","津械注准20242030287","亲水涂层导丝","亲水涂层导丝","镍钛合金","天津迪玛克医疗器械有限公司","天津迪玛克医疗器械有限公司","C02070600300000192520000716","DGS35158J30","DGS35158J30",""]
["15112","通用介入","13-1","13-1","造影导丝","亲水型","/","长度≤180CM","已维护","津械注准20242030287","亲水涂层导丝","亲水涂层导丝","镍钛合金","天津迪玛克医疗器械有限公司","天津迪玛克医疗器械有限公司","C02070600300000192520000806","DGS35128J30","DGS35128J30",""]
["15112","通用介入","13-1","13-1","造影导丝","亲水型","/","长度≤180CM","已维护","津械注准20242030287","亲水涂层导丝","亲水涂层导丝","镍钛合金","天津迪玛克医疗器械有限公司","天津迪玛克医疗器械有限公司","C02070600300000192520000840","DGS35088J30","DGS35088J30",""]
["15112","通用介入","13-1","13-1","造影导丝","亲水型","/","长度≤180CM","已维护","津械注准20242030287","亲水涂层导丝","亲水涂层导丝","镍钛合金","天津迪玛克医疗器械有限公司","天津迪玛克医疗器械有限公司","C02070600300000192520000754","DGS35185J30","DGS35185J30",""]
["15112","通用介入","13-1","13-1","造影导丝","亲水型","/","长度≤180CM","已维护","津械注准20242030287","亲水涂层导丝","亲水涂层导丝","镍钛合金","天津迪玛克医疗器械有限公司","天津迪玛克医疗器械有限公司","C02070600300000192520000685","DGS35155J30","DGS35155J30",""]
["15112","通用介入","13-1","13-1","造影导丝","亲水型","/","长度≤180CM","已维护","津械注准20242030287","亲水涂层导丝","亲水涂层导丝","镍钛合金","天津迪玛克医疗器械有限公司","天津迪玛克医疗器械有限公司","C02070600300000192520000770","DGS35125J30","DGS35125J30",""]
["15112","通用介入","13-1","13-1","造影导丝","亲水型","/","长度≤180CM","已维护","津械注准20242030287","亲水涂层导丝","亲水涂层导丝","镍钛合金","天津迪玛克医疗器械有限公司","天津迪玛克医疗器械有限公司","C02070600300000192520000831","DGS35085J30","DGS35085J30",""]
["15112","通用介入","13-1","13-1","造影导丝","亲水型","/","长度≤180CM","已维护","津械注准20242030287","亲水涂层导丝","亲水涂层导丝","镍钛合金","天津迪玛克医疗器械有限公司","天津迪玛克医疗器械有限公司","C02070600300000192520000746","DGS35183J30","DGS35183J30",""]
["15112","通用介入","13-1","13-1","造影导丝","亲水型","/","长度≤180CM","已维护","津械注准20242030287","亲水涂层导丝","亲水涂层导丝","镍钛合金","天津迪玛克医疗器械有限公司","天津迪玛克医疗器械有限公司","C02070600300000192520000794","DGS35153J30","DGS35153J30",""]
["15112","通用介入","13-1","13-1","造影导丝","亲水型","/","长度≤180CM","已维护","津械注准20242030287","亲水涂层导丝","亲水涂层导丝","镍钛合金","天津迪玛克医疗器械有限公司","天津迪玛克医疗器械有限公司","C02070600300000192520000686","DGS35123J30","DGS35123J30",""]
["15112","通用介入","13-1","13-1","造影导丝","亲水型","/","长度≤180CM","已维护","津械注准20242030287","亲水涂层导丝","亲水涂层导丝","镍钛合金","天津迪玛克医疗器械有限公司","天津迪玛克医疗器械有限公司","C02070600300000192520000695","DGS35083J30","DGS35083J30",""]
["15112","通用介入","13-1","13-1","造影导丝","亲水型","/","长度≤180CM","已维护","津械注准20242030287","亲水涂层导丝","亲水涂层导丝","镍钛合金","天津迪玛克医疗器械有限公司","天津迪玛克医疗器械有限公司","C02070600300000192520000692","DGS35188A","DGS35188A",""]
["15112","通用介入","13-1","13-1","造影导丝","亲水型","/","长度≤180CM","已维护","津械注准20242030287","亲水涂层导丝","亲水涂层导丝","镍钛合金","天津迪玛克医疗器械有限公司","天津迪玛克医疗器械有限公司","C02070600300000192520000822","DGS35158A","DGS35158A",""]
["15112","通用介入","13-1","13-1","造影导丝","亲水型","/","长度≤180CM","已维护","津械注准20242030287","亲水涂层导丝","亲水涂层导丝","镍钛合金","天津迪玛克医疗器械有限公司","天津迪玛克医疗器械有限公司","C02070600300000192520000589","DGS35128A","DGS35128A",""]
["15112","通用介入","13-1","13-1","造影导丝","亲水型","/","长度≤180CM","已维护","津械注准20242030287","亲水涂层导丝","亲水涂层导丝","镍钛合金","天津迪玛克医疗器械有限公司","天津迪玛克医疗器械有限公司","C02070600300000192520000569","DGS35088A","DGS35088A",""]
["15112","通用介入","13-1","13-1","造影导丝","亲水型","/","长度≤180CM","已维护","津械注准20242030287","亲水涂层导丝","亲水涂层导丝","镍钛合金","天津迪玛克医疗器械有限公司","天津迪玛克医疗器械有限公司","C02070600300000192520000581","DGS35185A","DGS35185A",""]
["15112","通用介入","13-1","13-1","造影导丝","亲水型","/","长度≤180CM","已维护","津械注准20242030287","亲水涂层导丝","亲水涂层导丝","镍钛合金","天津迪玛克医疗器械有限公司","天津迪玛克医疗器械有限公司","C02070600300000192520000796","DGS35155A","DGS35155A",""]
["15112","通用介入","13-1","13-1","造影导丝","亲水型","/","长度≤180CM","已维护","津械注准20242030287","亲水涂层导丝","亲水涂层导丝","镍钛合金","天津迪玛克医疗器械有限公司","天津迪玛克医疗器械有限公司","C02070600300000192520000792","DGS35125A","DGS35125A",""]
["15112","通用介入","13-1","13-1","造影导丝","亲水型","/","长度≤180CM","已维护","津械注准20242030287","亲水涂层导丝","亲水涂层导丝","镍钛合金","天津迪玛克医疗器械有限公司","天津迪玛克医疗器械有限公司","C02070600300000192520000659","DGS35085A","DGS35085A",""]
["15112","通用介入","13-1","13-1","造影导丝","亲水型","/","长度≤180CM","已维护","津械注准20242030287","亲水涂层导丝","亲水涂层导丝","镍钛合金","天津迪玛克医疗器械有限公司","天津迪玛克医疗器械有限公司","C02070600300000192520000614","DGS35183A","DGS35183A",""]
["15112","通用介入","13-1","13-1","造影导丝","亲水型","/","长度≤180CM","已维护","津械注准20242030287","亲水涂层导丝","亲水涂层导丝","镍钛合金","天津迪玛克医疗器械有限公司","天津迪玛克医疗器械有限公司","C02070600300000192520000585","DGS35153A","DGS35153A",""]
["15112","通用介入","13-1","13-1","造影导丝","亲水型","/","长度≤180CM","已维护","津械注准20242030287","亲水涂层导丝","亲水涂层导丝","镍钛合金","天津迪玛克医疗器械有限公司","天津迪玛克医疗器械有限公司","C02070600300000192520000666","DGS35123A","DGS35123A",""]
["15112","通用介入","13-1","13-1","造影导丝","亲水型","/","长度≤180CM","已维护","津械注准20242030287","亲水涂层导丝","亲水涂层导丝","镍钛合金","天津迪玛克医疗器械有限公司","天津迪玛克医疗器械有限公司","C02070600300000192520000721","DGS35083A","DGS35083A",""]
["15112","通用介入","13-1","13-1","造影导丝","亲水型","/","长度≤180CM","已维护","津械注准20242030287","亲水涂层导丝","亲水涂层导丝","镍钛合金","天津迪玛克医疗器械有限公司","天津迪玛克医疗器械有限公司","C02070600300000192520000599","DGS35188S","DGS35188S",""]
["15112","通用介入","13-1","13-1","造影导丝","亲水型","/","长度≤180CM","已维护","津械注准20242030287","亲水涂层导丝","亲水涂层导丝","镍钛合金","天津迪玛克医疗器械有限公司","天津迪玛克医疗器械有限公司","C02070600300000192520000578","DGS35158S","DGS35158S",""]
["15112","通用介入","13-1","13-1","造影导丝","亲水型","/","长度≤180CM","已维护","津械注准20242030287","亲水涂层导丝","亲水涂层导丝","镍钛合金","天津迪玛克医疗器械有限公司","天津迪玛克医疗器械有限公司","C02070600300000192520000833","DGS35128S","DGS35128S",""]
["15112","通用介入","13-1","13-1","造影导丝","亲水型","/","长度≤180CM","已维护","津械注准20242030287","亲水涂层导丝","亲水涂层导丝","镍钛合金","天津迪玛克医疗器械有限公司","天津迪玛克医疗器械有限公司","C02070600300000192520000640","DGS35088S","DGS35088S",""]
["15112","通用介入","13-1","13-1","造影导丝","亲水型","/","长度≤180CM","已维护","津械注准20242030287","亲水涂层导丝","亲水涂层导丝","镍钛合金","天津迪玛克医疗器械有限公司","天津迪玛克医疗器械有限公司","C02070600300000192520000660","DGS35185S","DGS35185S",""]
["15112","通用介入","13-1","13-1","造影导丝","亲水型","/","长度≤180CM","已维护","津械注准20242030287","亲水涂层导丝","亲水涂层导丝","镍钛合金","天津迪玛克医疗器械有限公司","天津迪玛克医疗器械有限公司","C02070600300000192520000619","DGS35155S","DGS35155S",""]
["15112","通用介入","13-1","13-1","造影导丝","亲水型","/","长度≤180CM","已维护","津械注准20242030287","亲水涂层导丝","亲水涂层导丝","镍钛合金","天津迪玛克医疗器械有限公司","天津迪玛克医疗器械有限公司","C02070600300000192520000645","DGS35125S","DGS35125S",""]
["15112","通用介入","13-1","13-1","造影导丝","亲水型","/","长度≤180CM","已维护","津械注准20242030287","亲水涂层导丝","亲水涂层导丝","镍钛合金","天津迪玛克医疗器械有限公司","天津迪玛克医疗器械有限公司","C02070600300000192520000776","DGS35085S","DGS35085S",""]
["15112","通用介入","13-1","13-1","造影导丝","亲水型","/","长度≤180CM","已维护","津械注准20242030287","亲水涂层导丝","亲水涂层导丝","镍钛合金","天津迪玛克医疗器械有限公司","天津迪玛克医疗器械有限公司","C02070600300000192520000736","DGS35183S","DGS35183S",""]
["15112","通用介入","13-1","13-1","造影导丝","亲水型","/","长度≤180CM","已维护","津械注准20242030287","亲水涂层导丝","亲水涂层导丝","镍钛合金","天津迪玛克医疗器械有限公司","天津迪玛克医疗器械有限公司","C02070600300000192520000582","DGS35153S","DGS35153S",""]
["15112","通用介入","13-1","13-1","造影导丝","亲水型","/","长度≤180CM","已维护","津械注准20242030287","亲水涂层导丝","亲水涂层导丝","镍钛合金","天津迪玛克医疗器械有限公司","天津迪玛克医疗器械有限公司","C02070600300000192520000755","DGS35123S","DGS35123S",""]
["15112","通用介入","13-1","13-1","造影导丝","亲水型","/","长度≤180CM","已维护","津械注准20242030287","亲水涂层导丝","亲水涂层导丝","镍钛合金","天津迪玛克医疗器械有限公司","天津迪玛克医疗器械有限公司","C02070600300000192520000587","DGS35083S","DGS35083S",""]
["15112","通用介入","13-1","13-1","造影导丝","亲水型","/","长度≤180CM","已维护","津械注准20242030287","亲水涂层导丝","亲水涂层导丝","镍钛合金","天津迪玛克医疗器械有限公司","天津迪玛克医疗器械有限公司","C02070600300000192520000679","DGS25188J30","DGS25188J30",""]
["15112","通用介入","13-1","13-1","造影导丝","亲水型","/","长度≤180CM","已维护","津械注准20242030287","亲水涂层导丝","亲水涂层导丝","镍钛合金","天津迪玛克医疗器械有限公司","天津迪玛克医疗器械有限公司","C02070600300000192520000789","DGS25158J30","DGS25158J30",""]
["15112","通用介入","13-1","13-1","造影导丝","亲水型","/","长度≤180CM","已维护","津械注准20242030287","亲水涂层导丝","亲水涂层导丝","镍钛合金","天津迪玛克医疗器械有限公司","天津迪玛克医疗器械有限公司","C02070600300000192520000714","DGS25128J30","DGS25128J30",""]
["15112","通用介入","13-1","13-1","造影导丝","亲水型","/","长度≤180CM","已维护","津械注准20242030287","亲水涂层导丝","亲水涂层导丝","镍钛合金","天津迪玛克医疗器械有限公司","天津迪玛克医疗器械有限公司","C02070600300000192520000759","DGS25088J30","DGS25088J30",""]
["15112","通用介入","13-1","13-1","造影导丝","亲水型","/","长度≤180CM","已维护","津械注准20242030287","亲水涂层导丝","亲水涂层导丝","镍钛合金","天津迪玛克医疗器械有限公司","天津迪玛克医疗器械有限公司","C02070600300000192520000637","DGS25185J30","DGS25185J30",""]
["15112","通用介入","13-1","13-1","造影导丝","亲水型","/","长度≤180CM","已维护","津械注准20242030287","亲水涂层导丝","亲水涂层导丝","镍钛合金","天津迪玛克医疗器械有限公司","天津迪玛克医疗器械有限公司","C02070600300000192520000784","DGS25155J30","DGS25155J30",""]
["15112","通用介入","13-1","13-1","造影导丝","亲水型","/","长度≤180CM","已维护","津械注准20242030287","亲水涂层导丝","亲水涂层导丝","镍钛合金","天津迪玛克医疗器械有限公司","天津迪玛克医疗器械有限公司","C02070600300000192520000580","DGS25125J30","DGS25125J30",""]
["15112","通用介入","13-1","13-1","造影导丝","亲水型","/","长度≤180CM","已维护","津械注准20242030287","亲水涂层导丝","亲水涂层导丝","镍钛合金","天津迪玛克医疗器械有限公司","天津迪玛克医疗器械有限公司","C02070600300000192520000564","DGS25085J30","DGS25085J30",""]
["15112","通用介入","13-1","13-1","造影导丝","亲水型","/","长度≤180CM","已维护","津械注准20242030287","亲水涂层导丝","亲水涂层导丝","镍钛合金","天津迪玛克医疗器械有限公司","天津迪玛克医疗器械有限公司","C02070600300000192520000787","DGS25183J30","DGS25183J30",""]
["15112","通用介入","13-1","13-1","造影导丝","亲水型","/","长度≤180CM","已维护","津械注准20242030287","亲水涂层导丝","亲水涂层导丝","镍钛合金","天津迪玛克医疗器械有限公司","天津迪玛克医疗器械有限公司","C02070600300000192520000657","DGS25153J30","DGS25153J30",""]
["15112","通用介入","13-1","13-1","造影导丝","亲水型","/","长度≤180CM","已维护","津械注准20242030287","亲水涂层导丝","亲水涂层导丝","镍钛合金","天津迪玛克医疗器械有限公司","天津迪玛克医疗器械有限公司","C02070600300000192520000623","DGS25123J30","DGS25123J30",""]
["15112","通用介入","13-1","13-1","造影导丝","亲水型","/","长度≤180CM","已维护","津械注准20242030287","亲水涂层导丝","亲水涂层导丝","镍钛合金","天津迪玛克医疗器械有限公司","天津迪玛克医疗器械有限公司","C02070600300000192520000837","DGS25083J30","DGS25083J30",""]
["15112","通用介入","13-1","13-1","造影导丝","亲水型","/","长度≤180CM","已维护","津械注准20242030287","亲水涂层导丝","亲水涂层导丝","镍钛合金","天津迪玛克医疗器械有限公司","天津迪玛克医疗器械有限公司","C02070600300000192520000624","DGS25188A","DGS25188A",""]
["15112","通用介入","13-1","13-1","造影导丝","亲水型","/","长度≤180CM","已维护","津械注准20242030287","亲水涂层导丝","亲水涂层导丝","镍钛合金","天津迪玛克医疗器械有限公司","天津迪玛克医疗器械有限公司","C02070600300000192520000574","DGS25158A","DGS25158A",""]
["15112","通用介入","13-1","13-1","造影导丝","亲水型","/","长度≤180CM","已维护","津械注准20242030287","亲水涂层导丝","亲水涂层导丝","镍钛合金","天津迪玛克医疗器械有限公司","天津迪玛克医疗器械有限公司","C02070600300000192520000805","DGS25128A","DGS25128A",""]
["15112","通用介入","13-1","13-1","造影导丝","亲水型","/","长度≤180CM","已维护","津械注准20242030287","亲水涂层导丝","亲水涂层导丝","镍钛合金","天津迪玛克医疗器械有限公司","天津迪玛克医疗器械有限公司","C02070600300000192520000803","DGS25088A","DGS25088A",""]
["15112","通用介入","13-1","13-1","造影导丝","亲水型","/","长度≤180CM","已维护","津械注准20242030287","亲水涂层导丝","亲水涂层导丝","镍钛合金","天津迪玛克医疗器械有限公司","天津迪玛克医疗器械有限公司","C02070600300000192520000709","DGS25185A","DGS25185A",""]
["15112","通用介入","13-1","13-1","造影导丝","亲水型","/","长度≤180CM","已维护","津械注准20242030287","亲水涂层导丝","亲水涂层导丝","镍钛合金","天津迪玛克医疗器械有限公司","天津迪玛克医疗器械有限公司","C02070600300000192520000572","DGS25155A","DGS25155A",""]
["15112","通用介入","13-1","13-1","造影导丝","亲水型","/","长度≤180CM","已维护","津械注准20242030287","亲水涂层导丝","亲水涂层导丝","镍钛合金","天津迪玛克医疗器械有限公司","天津迪玛克医疗器械有限公司","C02070600300000192520000738","DGS25125A","DGS25125A",""]
["15112","通用介入","13-1","13-1","造影导丝","亲水型","/","长度≤180CM","已维护","津械注准20242030287","亲水涂层导丝","亲水涂层导丝","镍钛合金","天津迪玛克医疗器械有限公司","天津迪玛克医疗器械有限公司","C02070600300000192520000750","DGS25085A","DGS25085A",""]
["15112","通用介入","13-1","13-1","造影导丝","亲水型","/","长度≤180CM","已维护","津械注准20242030287","亲水涂层导丝","亲水涂层导丝","镍钛合金","天津迪玛克医疗器械有限公司","天津迪玛克医疗器械有限公司","C02070600300000192520000726","DGS25183A","DGS25183A",""]
["15112","通用介入","13-1","13-1","造影导丝","亲水型","/","长度≤180CM","已维护","津械注准20242030287","亲水涂层导丝","亲水涂层导丝","镍钛合金","天津迪玛克医疗器械有限公司","天津迪玛克医疗器械有限公司","C02070600300000192520000689","DGS25153A","DGS25153A",""]
["15112","通用介入","13-1","13-1","造影导丝","亲水型","/","长度≤180CM","已维护","津械注准20242030287","亲水涂层导丝","亲水涂层导丝","镍钛合金","天津迪玛克医疗器械有限公司","天津迪玛克医疗器械有限公司","C02070600300000192520000594","DGS25123A","DGS25123A",""]
["15112","通用介入","13-1","13-1","造影导丝","亲水型","/","长度≤180CM","已维护","津械注准20242030287","亲水涂层导丝","亲水涂层导丝","镍钛合金","天津迪玛克医疗器械有限公司","天津迪玛克医疗器械有限公司","C02070600300000192520000634","DGS25083A","DGS25083A",""]
["15112","通用介入","13-1","13-1","造影导丝","亲水型","/","长度≤180CM","已维护","津械注准20242030287","亲水涂层导丝","亲水涂层导丝","镍钛合金","天津迪玛克医疗器械有限公司","天津迪玛克医疗器械有限公司","C02070600300000192520000652","DGS25188S","DGS25188S",""]
["15112","通用介入","13-1","13-1","造影导丝","亲水型","/","长度≤180CM","已维护","津械注准20242030287","亲水涂层导丝","亲水涂层导丝","镍钛合金","天津迪玛克医疗器械有限公司","天津迪玛克医疗器械有限公司","C02070600300000192520000780","DGS25158S","DGS25158S",""]
["15112","通用介入","13-1","13-1","造影导丝","亲水型","/","长度≤180CM","已维护","津械注准20242030287","亲水涂层导丝","亲水涂层导丝","镍钛合金","天津迪玛克医疗器械有限公司","天津迪玛克医疗器械有限公司","C02070600300000192520000779","DGS25128S","DGS25128S",""]
["15112","通用介入","13-1","13-1","造影导丝","亲水型","/","长度≤180CM","已维护","津械注准20242030287","亲水涂层导丝","亲水涂层导丝","镍钛合金","天津迪玛克医疗器械有限公司","天津迪玛克医疗器械有限公司","C02070600300000192520000791","DGS25088S","DGS25088S",""]
["15112","通用介入","13-1","13-1","造影导丝","亲水型","/","长度≤180CM","已维护","津械注准20242030287","亲水涂层导丝","亲水涂层导丝","镍钛合金","天津迪玛克医疗器械有限公司","天津迪玛克医疗器械有限公司","C02070600300000192520000606","DGS25185S","DGS25185S",""]
["15112","通用介入","13-1","13-1","造影导丝","亲水型","/","长度≤180CM","已维护","津械注准20242030287","亲水涂层导丝","亲水涂层导丝","镍钛合金","天津迪玛克医疗器械有限公司","天津迪玛克医疗器械有限公司","C02070600300000192520000778","DGS25155S","DGS25155S",""]
["15112","通用介入","13-1","13-1","造影导丝","亲水型","/","长度≤180CM","已维护","津械注准20242030287","亲水涂层导丝","亲水涂层导丝","镍钛合金","天津迪玛克医疗器械有限公司","天津迪玛克医疗器械有限公司","C02070600300000192520000559","DGS25125S","DGS25125S",""]
["15112","通用介入","13-1","13-1","造影导丝","亲水型","/","长度≤180CM","已维护","津械注准20242030287","亲水涂层导丝","亲水涂层导丝","镍钛合金","天津迪玛克医疗器械有限公司","天津迪玛克医疗器械有限公司","C02070600300000192520000684","DGS25085S","DGS25085S",""]
["15112","通用介入","13-1","13-1","造影导丝","亲水型","/","长度≤180CM","已维护","津械注准20242030287","亲水涂层导丝","亲水涂层导丝","镍钛合金","天津迪玛克医疗器械有限公司","天津迪玛克医疗器械有限公司","C02070600300000192520000820","DGS25183S","DGS25183S",""]
["15112","通用介入","13-1","13-1","造影导丝","亲水型","/","长度≤180CM","已维护","津械注准20242030287","亲水涂层导丝","亲水涂层导丝","镍钛合金","天津迪玛克医疗器械有限公司","天津迪玛克医疗器械有限公司","C02070600300000192520000725","DGS25153S","DGS25153S",""]
["15112","通用介入","13-1","13-1","造影导丝","亲水型","/","长度≤180CM","已维护","津械注准20242030287","亲水涂层导丝","亲水涂层导丝","镍钛合金","天津迪玛克医疗器械有限公司","天津迪玛克医疗器械有限公司","C02070600300000192520000668","DGS25123S","DGS25123S",""]
["15112","通用介入","13-1","13-1","造影导丝","亲水型","/","长度≤180CM","已维护","津械注准20242030287","亲水涂层导丝","亲水涂层导丝","镍钛合金","天津迪玛克医疗器械有限公司","天津迪玛克医疗器械有限公司","C02070600300000192520000629","DGS25083S","DGS25083S",""]
["15154","通用介入","13-1","13-2","造影导丝","亲水型","/","长度＞180CM","已维护","津械注准20242030287","亲水涂层导丝","亲水涂层导丝","镍钛合金","天津迪玛克医疗器械有限公司","天津迪玛克医疗器械有限公司","C02070600300000192520000602","DGH38268J30","DGH38268J30",""]
["15154","通用介入","13-1","13-2","造影导丝","亲水型","/","长度＞180CM","已维护","津械注准20242030287","亲水涂层导丝","亲水涂层导丝","镍钛合金","天津迪玛克医疗器械有限公司","天津迪玛克医疗器械有限公司","C02070600300000192520000730","DGH38228J30","DGH38228J30",""]
["15154","通用介入","13-1","13-2","造影导丝","亲水型","/","长度＞180CM","已维护","津械注准20242030287","亲水涂层导丝","亲水涂层导丝","镍钛合金","天津迪玛克医疗器械有限公司","天津迪玛克医疗器械有限公司","C02070600300000192520000719","DGH38265J30","DGH38265J30",""]
["15154","通用介入","13-1","13-2","造影导丝","亲水型","/","长度＞180CM","已维护","津械注准20242030287","亲水涂层导丝","亲水涂层导丝","镍钛合金","天津迪玛克医疗器械有限公司","天津迪玛克医疗器械有限公司","C02070600300000192520000593","DGH38225J30","DGH38225J30",""]
["15154","通用介入","13-1","13-2","造影导丝","亲水型","/","长度＞180CM","已维护","津械注准20242030287","亲水涂层导丝","亲水涂层导丝","镍钛合金","天津迪玛克医疗器械有限公司","天津迪玛克医疗器械有限公司","C02070600300000192520000817","DGH38263J30","DGH38263J30",""]
["15154","通用介入","13-1","13-2","造影导丝","亲水型","/","长度＞180CM","已维护","津械注准20242030287","亲水涂层导丝","亲水涂层导丝","镍钛合金","天津迪玛克医疗器械有限公司","天津迪玛克医疗器械有限公司","C02070600300000192520000807","DGH38223J30","DGH38223J30",""]
["15154","通用介入","13-1","13-2","造影导丝","亲水型","/","长度＞180CM","已维护","津械注准20242030287","亲水涂层导丝","亲水涂层导丝","镍钛合金","天津迪玛克医疗器械有限公司","天津迪玛克医疗器械有限公司","C02070600300000192520000598","DGH38268A","DGH38268A",""]
["15154","通用介入","13-1","13-2","造影导丝","亲水型","/","长度＞180CM","已维护","津械注准20242030287","亲水涂层导丝","亲水涂层导丝","镍钛合金","天津迪玛克医疗器械有限公司","天津迪玛克医疗器械有限公司","C02070600300000192520000742","DGH38228A","DGH38228A",""]
["15154","通用介入","13-1","13-2","造影导丝","亲水型","/","长度＞180CM","已维护","津械注准20242030287","亲水涂层导丝","亲水涂层导丝","镍钛合金","天津迪玛克医疗器械有限公司","天津迪玛克医疗器械有限公司","C02070600300000192520000650","DGH38265A","DGH38265A",""]
["15154","通用介入","13-1","13-2","造影导丝","亲水型","/","长度＞180CM","已维护","津械注准20242030287","亲水涂层导丝","亲水涂层导丝","镍钛合金","天津迪玛克医疗器械有限公司","天津迪玛克医疗器械有限公司","C02070600300000192520000711","DGH38225A","DGH38225A",""]
["15154","通用介入","13-1","13-2","造影导丝","亲水型","/","长度＞180CM","已维护","津械注准20242030287","亲水涂层导丝","亲水涂层导丝","镍钛合金","天津迪玛克医疗器械有限公司","天津迪玛克医疗器械有限公司","C02070600300000192520000737","DGH38263A","DGH38263A",""]
["15154","通用介入","13-1","13-2","造影导丝","亲水型","/","长度＞180CM","已维护","津械注准20242030287","亲水涂层导丝","亲水涂层导丝","镍钛合金","天津迪玛克医疗器械有限公司","天津迪玛克医疗器械有限公司","C02070600300000192520000769","DGH38223A","DGH38223A",""]
["15154","通用介入","13-1","13-2","造影导丝","亲水型","/","长度＞180CM","已维护","津械注准20242030287","亲水涂层导丝","亲水涂层导丝","镍钛合金","天津迪玛克医疗器械有限公司","天津迪玛克医疗器械有限公司","C02070600300000192520000565","DGH38268S","DGH38268S",""]
["15154","通用介入","13-1","13-2","造影导丝","亲水型","/","长度＞180CM","已维护","津械注准20242030287","亲水涂层导丝","亲水涂层导丝","镍钛合金","天津迪玛克医疗器械有限公司","天津迪玛克医疗器械有限公司","C02070600300000192520000553","DGH38228S","DGH38228S",""]
["15154","通用介入","13-1","13-2","造影导丝","亲水型","/","长度＞180CM","已维护","津械注准20242030287","亲水涂层导丝","亲水涂层导丝","镍钛合金","天津迪玛克医疗器械有限公司","天津迪玛克医疗器械有限公司","C02070600300000192520000579","DGH38265S","DGH38265S",""]
["15154","通用介入","13-1","13-2","造影导丝","亲水型","/","长度＞180CM","已维护","津械注准20242030287","亲水涂层导丝","亲水涂层导丝","镍钛合金","天津迪玛克医疗器械有限公司","天津迪玛克医疗器械有限公司","C02070600300000192520000781","DGH38225S","DGH38225S",""]
["15154","通用介入","13-1","13-2","造影导丝","亲水型","/","长度＞180CM","已维护","津械注准20242030287","亲水涂层导丝","亲水涂层导丝","镍钛合金","天津迪玛克医疗器械有限公司","天津迪玛克医疗器械有限公司","C02070600300000192520000821","DGH38263S","DGH38263S",""]
["15154","通用介入","13-1","13-2","造影导丝","亲水型","/","长度＞180CM","已维护","津械注准20242030287","亲水涂层导丝","亲水涂层导丝","镍钛合金","天津迪玛克医疗器械有限公司","天津迪玛克医疗器械有限公司","C02070600300000192520000643","DGH38223S","DGH38223S",""]
["15154","通用介入","13-1","13-2","造影导丝","亲水型","/","长度＞180CM","已维护","津械注准20242030287","亲水涂层导丝","亲水涂层导丝","镍钛合金","天津迪玛克医疗器械有限公司","天津迪玛克医疗器械有限公司","C02070600300000192520000617","DGH35268J30","DGH35268J30",""]
["15154","通用介入","13-1","13-2","造影导丝","亲水型","/","长度＞180CM","已维护","津械注准20242030287","亲水涂层导丝","亲水涂层导丝","镍钛合金","天津迪玛克医疗器械有限公司","天津迪玛克医疗器械有限公司","C02070600300000192520000752","DGH35228J30","DGH35228J30",""]
["15154","通用介入","13-1","13-2","造影导丝","亲水型","/","长度＞180CM","已维护","津械注准20242030287","亲水涂层导丝","亲水涂层导丝","镍钛合金","天津迪玛克医疗器械有限公司","天津迪玛克医疗器械有限公司","C02070600300000192520000782","DGH35265J30","DGH35265J30",""]
["15154","通用介入","13-1","13-2","造影导丝","亲水型","/","长度＞180CM","已维护","津械注准20242030287","亲水涂层导丝","亲水涂层导丝","镍钛合金","天津迪玛克医疗器械有限公司","天津迪玛克医疗器械有限公司","C02070600300000192520000613","DGH35225J30","DGH35225J30",""]
["15154","通用介入","13-1","13-2","造影导丝","亲水型","/","长度＞180CM","已维护","津械注准20242030287","亲水涂层导丝","亲水涂层导丝","镍钛合金","天津迪玛克医疗器械有限公司","天津迪玛克医疗器械有限公司","C02070600300000192520000633","DGH35263J30","DGH35263J30",""]
["15154","通用介入","13-1","13-2","造影导丝","亲水型","/","长度＞180CM","已维护","津械注准20242030287","亲水涂层导丝","亲水涂层导丝","镍钛合金","天津迪玛克医疗器械有限公司","天津迪玛克医疗器械有限公司","C02070600300000192520000829","DGH35223J30","DGH35223J30",""]
["15154","通用介入","13-1","13-2","造影导丝","亲水型","/","长度＞180CM","已维护","津械注准20242030287","亲水涂层导丝","亲水涂层导丝","镍钛合金","天津迪玛克医疗器械有限公司","天津迪玛克医疗器械有限公司","C02070600300000192520000615","DGH35268A","DGH35268A",""]
["15154","通用介入","13-1","13-2","造影导丝","亲水型","/","长度＞180CM","已维护","津械注准20242030287","亲水涂层导丝","亲水涂层导丝","镍钛合金","天津迪玛克医疗器械有限公司","天津迪玛克医疗器械有限公司","C02070600300000192520000573","DGH35228A","DGH35228A",""]
["15154","通用介入","13-1","13-2","造影导丝","亲水型","/","长度＞180CM","已维护","津械注准20242030287","亲水涂层导丝","亲水涂层导丝","镍钛合金","天津迪玛克医疗器械有限公司","天津迪玛克医疗器械有限公司","C02070600300000192520000790","DGH35265A","DGH35265A",""]
["15154","通用介入","13-1","13-2","造影导丝","亲水型","/","长度＞180CM","已维护","津械注准20242030287","亲水涂层导丝","亲水涂层导丝","镍钛合金","天津迪玛克医疗器械有限公司","天津迪玛克医疗器械有限公司","C02070600300000192520000620","DGH35225A","DGH35225A",""]
["15154","通用介入","13-1","13-2","造影导丝","亲水型","/","长度＞180CM","已维护","津械注准20242030287","亲水涂层导丝","亲水涂层导丝","镍钛合金","天津迪玛克医疗器械有限公司","天津迪玛克医疗器械有限公司","C02070600300000192520000745","DGH35263A","DGH35263A",""]
["15154","通用介入","13-1","13-2","造影导丝","亲水型","/","长度＞180CM","已维护","津械注准20242030287","亲水涂层导丝","亲水涂层导丝","镍钛合金","天津迪玛克医疗器械有限公司","天津迪玛克医疗器械有限公司","C02070600300000192520000693","DGH35223A","DGH35223A",""]
["15154","通用介入","13-1","13-2","造影导丝","亲水型","/","长度＞180CM","已维护","津械注准20242030287","亲水涂层导丝","亲水涂层导丝","镍钛合金","天津迪玛克医疗器械有限公司","天津迪玛克医疗器械有限公司","C02070600300000192520000690","DGH35268S","DGH35268S",""]
["15154","通用介入","13-1","13-2","造影导丝","亲水型","/","长度＞180CM","已维护","津械注准20242030287","亲水涂层导丝","亲水涂层导丝","镍钛合金","天津迪玛克医疗器械有限公司","天津迪玛克医疗器械有限公司","C02070600300000192520000678","DGH35228S","DGH35228S",""]
["15154","通用介入","13-1","13-2","造影导丝","亲水型","/","长度＞180CM","已维护","津械注准20242030287","亲水涂层导丝","亲水涂层导丝","镍钛合金","天津迪玛克医疗器械有限公司","天津迪玛克医疗器械有限公司","C02070600300000192520000638","DGH35265S","DGH35265S",""]
["15154","通用介入","13-1","13-2","造影导丝","亲水型","/","长度＞180CM","已维护","津械注准20242030287","亲水涂层导丝","亲水涂层导丝","镍钛合金","天津迪玛克医疗器械有限公司","天津迪玛克医疗器械有限公司","C02070600300000192520000712","DGH35225S","DGH35225S",""]
["15154","通用介入","13-1","13-2","造影导丝","亲水型","/","长度＞180CM","已维护","津械注准20242030287","亲水涂层导丝","亲水涂层导丝","镍钛合金","天津迪玛克医疗器械有限公司","天津迪玛克医疗器械有限公司","C02070600300000192520000813","DGH35263S","DGH35263S",""]
["15154","通用介入","13-1","13-2","造影导丝","亲水型","/","长度＞180CM","已维护","津械注准20242030287","亲水涂层导丝","亲水涂层导丝","镍钛合金","天津迪玛克医疗器械有限公司","天津迪玛克医疗器械有限公司","C02070600300000192520000795","DGH35223S","DGH35223S",""]
["15154","通用介入","13-1","13-2","造影导丝","亲水型","/","长度＞180CM","已维护","津械注准20242030287","亲水涂层导丝","亲水涂层导丝","镍钛合金","天津迪玛克医疗器械有限公司","天津迪玛克医疗器械有限公司","C02070600300000192520000029","DGH25268J30","DGH25268J30",""]
["15154","通用介入","13-1","13-2","造影导丝","亲水型","/","长度＞180CM","已维护","津械注准20242030287","亲水涂层导丝","亲水涂层导丝","镍钛合金","天津迪玛克医疗器械有限公司","天津迪玛克医疗器械有限公司","C02070600300000192520000774","DGH25228J30","DGH25228J30",""]
["15154","通用介入","13-1","13-2","造影导丝","亲水型","/","长度＞180CM","已维护","津械注准20242030287","亲水涂层导丝","亲水涂层导丝","镍钛合金","天津迪玛克医疗器械有限公司","天津迪玛克医疗器械有限公司","C02070600300000192520000014","DGH25265J30","DGH25265J30",""]
["15154","通用介入","13-1","13-2","造影导丝","亲水型","/","长度＞180CM","已维护","津械注准20242030287","亲水涂层导丝","亲水涂层导丝","镍钛合金","天津迪玛克医疗器械有限公司","天津迪玛克医疗器械有限公司","C02070600300000192520000677","DGH25225J30","DGH25225J30",""]
["15154","通用介入","13-1","13-2","造影导丝","亲水型","/","长度＞180CM","已维护","津械注准20242030287","亲水涂层导丝","亲水涂层导丝","镍钛合金","天津迪玛克医疗器械有限公司","天津迪玛克医疗器械有限公司","C02070600300000192520000023","DGH25263J30","DGH25263J30",""]
["15154","通用介入","13-1","13-2","造影导丝","亲水型","/","长度＞180CM","已维护","津械注准20242030287","亲水涂层导丝","亲水涂层导丝","镍钛合金","天津迪玛克医疗器械有限公司","天津迪玛克医疗器械有限公司","C02070600300000192520000828","DGH25223J30","DGH25223J30",""]
["15154","通用介入","13-1","13-2","造影导丝","亲水型","/","长度＞180CM","已维护","津械注准20242030287","亲水涂层导丝","亲水涂层导丝","镍钛合金","天津迪玛克医疗器械有限公司","天津迪玛克医疗器械有限公司","C02070600300000192520000002","DGH25268A","DGH25268A",""]
["15154","通用介入","13-1","13-2","造影导丝","亲水型","/","长度＞180CM","已维护","津械注准20242030287","亲水涂层导丝","亲水涂层导丝","镍钛合金","天津迪玛克医疗器械有限公司","天津迪玛克医疗器械有限公司","C02070600300000192520000647","DGH25228A","DGH25228A",""]
["15154","通用介入","13-1","13-2","造影导丝","亲水型","/","长度＞180CM","已维护","津械注准20242030287","亲水涂层导丝","亲水涂层导丝","镍钛合金","天津迪玛克医疗器械有限公司","天津迪玛克医疗器械有限公司","C02070600300000192520000001","DGH25265A","DGH25265A",""]
["15154","通用介入","13-1","13-2","造影导丝","亲水型","/","长度＞180CM","已维护","津械注准20242030287","亲水涂层导丝","亲水涂层导丝","镍钛合金","天津迪玛克医疗器械有限公司","天津迪玛克医疗器械有限公司","C02070600300000192520000605","DGH25225A","DGH25225A",""]
["15154","通用介入","13-1","13-2","造影导丝","亲水型","/","长度＞180CM","已维护","津械注准20242030287","亲水涂层导丝","亲水涂层导丝","镍钛合金","天津迪玛克医疗器械有限公司","天津迪玛克医疗器械有限公司","C02070600300000192520000003","DGH25263A","DGH25263A",""]
["15154","通用介入","13-1","13-2","造影导丝","亲水型","/","长度＞180CM","已维护","津械注准20242030287","亲水涂层导丝","亲水涂层导丝","镍钛合金","天津迪玛克医疗器械有限公司","天津迪玛克医疗器械有限公司","C02070600300000192520000749","DGH25223A","DGH25223A",""]
["15154","通用介入","13-1","13-2","造影导丝","亲水型","/","长度＞180CM","已维护","津械注准20242030287","亲水涂层导丝","亲水涂层导丝","镍钛合金","天津迪玛克医疗器械有限公司","天津迪玛克医疗器械有限公司","C02070600300000192520000008","DGH25268S","DGH25268S",""]
["15154","通用介入","13-1","13-2","造影导丝","亲水型","/","长度＞180CM","已维护","津械注准20242030287","亲水涂层导丝","亲水涂层导丝","镍钛合金","天津迪玛克医疗器械有限公司","天津迪玛克医疗器械有限公司","C02070600300000192520000655","DGH25228S","DGH25228S",""]
["15154","通用介入","13-1","13-2","造影导丝","亲水型","/","长度＞180CM","已维护","津械注准20242030287","亲水涂层导丝","亲水涂层导丝","镍钛合金","天津迪玛克医疗器械有限公司","天津迪玛克医疗器械有限公司","C02070600300000192520000006","DGH25265S","DGH25265S",""]
["15154","通用介入","13-1","13-2","造影导丝","亲水型","/","长度＞180CM","已维护","津械注准20242030287","亲水涂层导丝","亲水涂层导丝","镍钛合金","天津迪玛克医疗器械有限公司","天津迪玛克医疗器械有限公司","C02070600300000192520000802","DGH25225S","DGH25225S",""]
["15154","通用介入","13-1","13-2","造影导丝","亲水型","/","长度＞180CM","已维护","津械注准20242030287","亲水涂层导丝","亲水涂层导丝","镍钛合金","天津迪玛克医疗器械有限公司","天津迪玛克医疗器械有限公司","C02070600300000192520000018","DGH25263S","DGH25263S",""]
["15154","通用介入","13-1","13-2","造影导丝","亲水型","/","长度＞180CM","已维护","津械注准20242030287","亲水涂层导丝","亲水涂层导丝","镍钛合金","天津迪玛克医疗器械有限公司","天津迪玛克医疗器械有限公司","C02070600300000192520000748","DGH25223S","DGH25223S",""]
["15154","通用介入","13-1","13-2","造影导丝","亲水型","/","长度＞180CM","已维护","津械注准20242030287","亲水涂层导丝","亲水涂层导丝","镍钛合金","天津迪玛克医疗器械有限公司","天津迪玛克医疗器械有限公司","C02070600300000192520000015","DGS38268J30","DGS38268J30",""]
["15154","通用介入","13-1","13-2","造影导丝","亲水型","/","长度＞180CM","已维护","津械注准20242030287","亲水涂层导丝","亲水涂层导丝","镍钛合金","天津迪玛克医疗器械有限公司","天津迪玛克医疗器械有限公司","C02070600300000192520000671","DGS38228J30","DGS38228J30",""]
["15154","通用介入","13-1","13-2","造影导丝","亲水型","/","长度＞180CM","已维护","津械注准20242030287","亲水涂层导丝","亲水涂层导丝","镍钛合金","天津迪玛克医疗器械有限公司","天津迪玛克医疗器械有限公司","C02070600300000192520000012","DGS38265J30","DGS38265J30",""]
["15154","通用介入","13-1","13-2","造影导丝","亲水型","/","长度＞180CM","已维护","津械注准20242030287","亲水涂层导丝","亲水涂层导丝","镍钛合金","天津迪玛克医疗器械有限公司","天津迪玛克医疗器械有限公司","C02070600300000192520000732","DGS38225J30","DGS38225J30",""]
["15154","通用介入","13-1","13-2","造影导丝","亲水型","/","长度＞180CM","已维护","津械注准20242030287","亲水涂层导丝","亲水涂层导丝","镍钛合金","天津迪玛克医疗器械有限公司","天津迪玛克医疗器械有限公司","C02070600300000192520000016","DGS38263J30","DGS38263J30",""]
["15154","通用介入","13-1","13-2","造影导丝","亲水型","/","长度＞180CM","已维护","津械注准20242030287","亲水涂层导丝","亲水涂层导丝","镍钛合金","天津迪玛克医疗器械有限公司","天津迪玛克医疗器械有限公司","C02070600300000192520000604","DGS38223J30","DGS38223J30",""]
["15154","通用介入","13-1","13-2","造影导丝","亲水型","/","长度＞180CM","已维护","津械注准20242030287","亲水涂层导丝","亲水涂层导丝","镍钛合金","天津迪玛克医疗器械有限公司","天津迪玛克医疗器械有限公司","C02070600300000192520000010","DGS38268A","DGS38268A",""]
["15154","通用介入","13-1","13-2","造影导丝","亲水型","/","长度＞180CM","已维护","津械注准20242030287","亲水涂层导丝","亲水涂层导丝","镍钛合金","天津迪玛克医疗器械有限公司","天津迪玛克医疗器械有限公司","C02070600300000192520000696","DGS38228A","DGS38228A",""]
["15154","通用介入","13-1","13-2","造影导丝","亲水型","/","长度＞180CM","已维护","津械注准20242030287","亲水涂层导丝","亲水涂层导丝","镍钛合金","天津迪玛克医疗器械有限公司","天津迪玛克医疗器械有限公司","C02070600300000192520000032","DGS38265A","DGS38265A",""]
["15154","通用介入","13-1","13-2","造影导丝","亲水型","/","长度＞180CM","已维护","津械注准20242030287","亲水涂层导丝","亲水涂层导丝","镍钛合金","天津迪玛克医疗器械有限公司","天津迪玛克医疗器械有限公司","C02070600300000192520000648","DGS38225A","DGS38225A",""]
["15154","通用介入","13-1","13-2","造影导丝","亲水型","/","长度＞180CM","已维护","津械注准20242030287","亲水涂层导丝","亲水涂层导丝","镍钛合金","天津迪玛克医疗器械有限公司","天津迪玛克医疗器械有限公司","C02070600300000192520000011","DGS38263A","DGS38263A",""]
["15154","通用介入","13-1","13-2","造影导丝","亲水型","/","长度＞180CM","已维护","津械注准20242030287","亲水涂层导丝","亲水涂层导丝","镍钛合金","天津迪玛克医疗器械有限公司","天津迪玛克医疗器械有限公司","C02070600300000192520000825","DGS38223A","DGS38223A",""]
["15154","通用介入","13-1","13-2","造影导丝","亲水型","/","长度＞180CM","已维护","津械注准20242030287","亲水涂层导丝","亲水涂层导丝","镍钛合金","天津迪玛克医疗器械有限公司","天津迪玛克医疗器械有限公司","C02070600300000192520000033","DGS38268S","DGS38268S",""]
["15154","通用介入","13-1","13-2","造影导丝","亲水型","/","长度＞180CM","已维护","津械注准20242030287","亲水涂层导丝","亲水涂层导丝","镍钛合金","天津迪玛克医疗器械有限公司","天津迪玛克医疗器械有限公司","C02070600300000192520000819","DGS38228S","DGS38228S",""]
["15154","通用介入","13-1","13-2","造影导丝","亲水型","/","长度＞180CM","已维护","津械注准20242030287","亲水涂层导丝","亲水涂层导丝","镍钛合金","天津迪玛克医疗器械有限公司","天津迪玛克医疗器械有限公司","C02070600300000192520000024","DGS38265S","DGS38265S",""]
["15154","通用介入","13-1","13-2","造影导丝","亲水型","/","长度＞180CM","已维护","津械注准20242030287","亲水涂层导丝","亲水涂层导丝","镍钛合金","天津迪玛克医疗器械有限公司","天津迪玛克医疗器械有限公司","C02070600300000192520000839","DGS38225S","DGS38225S",""]
["15154","通用介入","13-1","13-2","造影导丝","亲水型","/","长度＞180CM","已维护","津械注准20242030287","亲水涂层导丝","亲水涂层导丝","镍钛合金","天津迪玛克医疗器械有限公司","天津迪玛克医疗器械有限公司","C02070600300000192520000035","DGS38263S","DGS38263S",""]
["15154","通用介入","13-1","13-2","造影导丝","亲水型","/","长度＞180CM","已维护","津械注准20242030287","亲水涂层导丝","亲水涂层导丝","镍钛合金","天津迪玛克医疗器械有限公司","天津迪玛克医疗器械有限公司","C02070600300000192520000704","DGS38223S","DGS38223S",""]
["15154","通用介入","13-1","13-2","造影导丝","亲水型","/","长度＞180CM","已维护","津械注准20242030287","亲水涂层导丝","亲水涂层导丝","镍钛合金","天津迪玛克医疗器械有限公司","天津迪玛克医疗器械有限公司","C02070600300000192520000022","DGS35268J30","DGS35268J30",""]
["15154","通用介入","13-1","13-2","造影导丝","亲水型","/","长度＞180CM","已维护","津械注准20242030287","亲水涂层导丝","亲水涂层导丝","镍钛合金","天津迪玛克医疗器械有限公司","天津迪玛克医疗器械有限公司","C02070600300000192520000576","DGS35228J30","DGS35228J30",""]
["15154","通用介入","13-1","13-2","造影导丝","亲水型","/","长度＞180CM","已维护","津械注准20242030287","亲水涂层导丝","亲水涂层导丝","镍钛合金","天津迪玛克医疗器械有限公司","天津迪玛克医疗器械有限公司","C02070600300000192520000009","DGS35265J30","DGS35265J30",""]
["15154","通用介入","13-1","13-2","造影导丝","亲水型","/","长度＞180CM","已维护","津械注准20242030287","亲水涂层导丝","亲水涂层导丝","镍钛合金","天津迪玛克医疗器械有限公司","天津迪玛克医疗器械有限公司","C02070600300000192520000771","DGS35225J30","DGS35225J30",""]
["15154","通用介入","13-1","13-2","造影导丝","亲水型","/","长度＞180CM","已维护","津械注准20242030287","亲水涂层导丝","亲水涂层导丝","镍钛合金","天津迪玛克医疗器械有限公司","天津迪玛克医疗器械有限公司","C02070600300000192520000027","DGS35263J30","DGS35263J30",""]
["15154","通用介入","13-1","13-2","造影导丝","亲水型","/","长度＞180CM","已维护","津械注准20242030287","亲水涂层导丝","亲水涂层导丝","镍钛合金","天津迪玛克医疗器械有限公司","天津迪玛克医疗器械有限公司","C02070600300000192520000816","DGS35223J30","DGS35223J30",""]
["15154","通用介入","13-1","13-2","造影导丝","亲水型","/","长度＞180CM","已维护","津械注准20242030287","亲水涂层导丝","亲水涂层导丝","镍钛合金","天津迪玛克医疗器械有限公司","天津迪玛克医疗器械有限公司","C02070600300000192520000034","DGS35268A","DGS35268A",""]
["15154","通用介入","13-1","13-2","造影导丝","亲水型","/","长度＞180CM","已维护","津械注准20242030287","亲水涂层导丝","亲水涂层导丝","镍钛合金","天津迪玛克医疗器械有限公司","天津迪玛克医疗器械有限公司","C02070600300000192520000836","DGS35228A","DGS35228A",""]
["15154","通用介入","13-1","13-2","造影导丝","亲水型","/","长度＞180CM","已维护","津械注准20242030287","亲水涂层导丝","亲水涂层导丝","镍钛合金","天津迪玛克医疗器械有限公司","天津迪玛克医疗器械有限公司","C02070600300000192520000031","DGS35265A","DGS35265A",""]
["15154","通用介入","13-1","13-2","造影导丝","亲水型","/","长度＞180CM","已维护","津械注准20242030287","亲水涂层导丝","亲水涂层导丝","镍钛合金","天津迪玛克医疗器械有限公司","天津迪玛克医疗器械有限公司","C02070600300000192520000662","DGS35225A","DGS35225A",""]
["15154","通用介入","13-1","13-2","造影导丝","亲水型","/","长度＞180CM","已维护","津械注准20242030287","亲水涂层导丝","亲水涂层导丝","镍钛合金","天津迪玛克医疗器械有限公司","天津迪玛克医疗器械有限公司","C02070600300000192520000019","DGS35263A","DGS35263A",""]
["15154","通用介入","13-1","13-2","造影导丝","亲水型","/","长度＞180CM","已维护","津械注准20242030287","亲水涂层导丝","亲水涂层导丝","镍钛合金","天津迪玛克医疗器械有限公司","天津迪玛克医疗器械有限公司","C02070600300000192520000753","DGS35223A","DGS35223A",""]
["15154","通用介入","13-1","13-2","造影导丝","亲水型","/","长度＞180CM","已维护","津械注准20242030287","亲水涂层导丝","亲水涂层导丝","镍钛合金","天津迪玛克医疗器械有限公司","天津迪玛克医疗器械有限公司","C02070600300000192520000036","DGS35268S","DGS35268S",""]
["15154","通用介入","13-1","13-2","造影导丝","亲水型","/","长度＞180CM","已维护","津械注准20242030287","亲水涂层导丝","亲水涂层导丝","镍钛合金","天津迪玛克医疗器械有限公司","天津迪玛克医疗器械有限公司","C02070600300000192520000691","DGS35228S","DGS35228S",""]
["15154","通用介入","13-1","13-2","造影导丝","亲水型","/","长度＞180CM","已维护","津械注准20242030287","亲水涂层导丝","亲水涂层导丝","镍钛合金","天津迪玛克医疗器械有限公司","天津迪玛克医疗器械有限公司","C02070600300000192520000005","DGS35265S","DGS35265S",""]
["15154","通用介入","13-1","13-2","造影导丝","亲水型","/","长度＞180CM","已维护","津械注准20242030287","亲水涂层导丝","亲水涂层导丝","镍钛合金","天津迪玛克医疗器械有限公司","天津迪玛克医疗器械有限公司","C02070600300000192520000744","DGS35225S","DGS35225S",""]
["15154","通用介入","13-1","13-2","造影导丝","亲水型","/","长度＞180CM","已维护","津械注准20242030287","亲水涂层导丝","亲水涂层导丝","镍钛合金","天津迪玛克医疗器械有限公司","天津迪玛克医疗器械有限公司","C02070600300000192520000021","DGS35263S","DGS35263S",""]
["15154","通用介入","13-1","13-2","造影导丝","亲水型","/","长度＞180CM","已维护","津械注准20242030287","亲水涂层导丝","亲水涂层导丝","镍钛合金","天津迪玛克医疗器械有限公司","天津迪玛克医疗器械有限公司","C02070600300000192520000675","DGS35223S","DGS35223S",""]
["15154","通用介入","13-1","13-2","造影导丝","亲水型","/","长度＞180CM","已维护","津械注准20242030287","亲水涂层导丝","亲水涂层导丝","镍钛合金","天津迪玛克医疗器械有限公司","天津迪玛克医疗器械有限公司","C02070600300000192520000028","DGS25268J30","DGS25268J30",""]
["15154","通用介入","13-1","13-2","造影导丝","亲水型","/","长度＞180CM","已维护","津械注准20242030287","亲水涂层导丝","亲水涂层导丝","镍钛合金","天津迪玛克医疗器械有限公司","天津迪玛克医疗器械有限公司","C02070600300000192520000664","DGS25228J30","DGS25228J30",""]
["15154","通用介入","13-1","13-2","造影导丝","亲水型","/","长度＞180CM","已维护","津械注准20242030287","亲水涂层导丝","亲水涂层导丝","镍钛合金","天津迪玛克医疗器械有限公司","天津迪玛克医疗器械有限公司","C02070600300000192520000017","DGS25265J30","DGS25265J30",""]
["15154","通用介入","13-1","13-2","造影导丝","亲水型","/","长度＞180CM","已维护","津械注准20242030287","亲水涂层导丝","亲水涂层导丝","镍钛合金","天津迪玛克医疗器械有限公司","天津迪玛克医疗器械有限公司","C02070600300000192520000760","DGS25225J30","DGS25225J30",""]
["15154","通用介入","13-1","13-2","造影导丝","亲水型","/","长度＞180CM","已维护","津械注准20242030287","亲水涂层导丝","亲水涂层导丝","镍钛合金","天津迪玛克医疗器械有限公司","天津迪玛克医疗器械有限公司","C02070600300000192520000026","DGS25263J30","DGS25263J30",""]
["15154","通用介入","13-1","13-2","造影导丝","亲水型","/","长度＞180CM","已维护","津械注准20242030287","亲水涂层导丝","亲水涂层导丝","镍钛合金","天津迪玛克医疗器械有限公司","天津迪玛克医疗器械有限公司","C02070600300000192520000741","DGS25223J30","DGS25223J30",""]
["15154","通用介入","13-1","13-2","造影导丝","亲水型","/","长度＞180CM","已维护","津械注准20242030287","亲水涂层导丝","亲水涂层导丝","镍钛合金","天津迪玛克医疗器械有限公司","天津迪玛克医疗器械有限公司","C02070600300000192520000025","DGS25268A","DGS25268A",""]
["15154","通用介入","13-1","13-2","造影导丝","亲水型","/","长度＞180CM","已维护","津械注准20242030287","亲水涂层导丝","亲水涂层导丝","镍钛合金","天津迪玛克医疗器械有限公司","天津迪玛克医疗器械有限公司","C02070600300000192520000612","DGS25228A","DGS25228A",""]
["15154","通用介入","13-1","13-2","造影导丝","亲水型","/","长度＞180CM","已维护","津械注准20242030287","亲水涂层导丝","亲水涂层导丝","镍钛合金","天津迪玛克医疗器械有限公司","天津迪玛克医疗器械有限公司","C02070600300000192520000020","DGS25265A","DGS25265A",""]
["15154","通用介入","13-1","13-2","造影导丝","亲水型","/","长度＞180CM","已维护","津械注准20242030287","亲水涂层导丝","亲水涂层导丝","镍钛合金","天津迪玛克医疗器械有限公司","天津迪玛克医疗器械有限公司","C02070600300000192520000756","DGS25225A","DGS25225A",""]
["15154","通用介入","13-1","13-2","造影导丝","亲水型","/","长度＞180CM","已维护","津械注准20242030287","亲水涂层导丝","亲水涂层导丝","镍钛合金","天津迪玛克医疗器械有限公司","天津迪玛克医疗器械有限公司","C02070600300000192520000007","DGS25263A","DGS25263A",""]
["15154","通用介入","13-1","13-2","造影导丝","亲水型","/","长度＞180CM","已维护","津械注准20242030287","亲水涂层导丝","亲水涂层导丝","镍钛合金","天津迪玛克医疗器械有限公司","天津迪玛克医疗器械有限公司","C02070600300000192520000632","DGS25223A","DGS25223A",""]
["15154","通用介入","13-1","13-2","造影导丝","亲水型","/","长度＞180CM","已维护","津械注准20242030287","亲水涂层导丝","亲水涂层导丝","镍钛合金","天津迪玛克医疗器械有限公司","天津迪玛克医疗器械有限公司","C02070600300000192520000030","DGS25268S","DGS25268S",""]
["15154","通用介入","13-1","13-2","造影导丝","亲水型","/","长度＞180CM","已维护","津械注准20242030287","亲水涂层导丝","亲水涂层导丝","镍钛合金","天津迪玛克医疗器械有限公司","天津迪玛克医疗器械有限公司","C02070600300000192520000661","DGS25228S","DGS25228S",""]
["15154","通用介入","13-1","13-2","造影导丝","亲水型","/","长度＞180CM","已维护","津械注准20242030287","亲水涂层导丝","亲水涂层导丝","镍钛合金","天津迪玛克医疗器械有限公司","天津迪玛克医疗器械有限公司","C02070600300000192520000013","DGS25265S","DGS25265S",""]
["15154","通用介入","13-1","13-2","造影导丝","亲水型","/","长度＞180CM","已维护","津械注准20242030287","亲水涂层导丝","亲水涂层导丝","镍钛合金","天津迪玛克医疗器械有限公司","天津迪玛克医疗器械有限公司","C02070600300000192520000810","DGS25225S","DGS25225S",""]
["15154","通用介入","13-1","13-2","造影导丝","亲水型","/","长度＞180CM","已维护","津械注准20242030287","亲水涂层导丝","亲水涂层导丝","镍钛合金","天津迪玛克医疗器械有限公司","天津迪玛克医疗器械有限公司","C02070600300000192520000004","DGS25263S","DGS25263S",""]
["15154","通用介入","13-1","13-2","造影导丝","亲水型","/","长度＞180CM","已维护","津械注准20242030287","亲水涂层导丝","亲水涂层导丝","镍钛合金","天津迪玛克医疗器械有限公司","天津迪玛克医疗器械有限公司","C02070600300000192520000793","DGS25223S","DGS25223S",""]
["15158","通用介入","11","11","造影导管","标测导管","/","/","已维护","国械注进20223030613","外周血管造影导管Angiographic Catheter","外周血管造影导管","带有铂铱合金定隔的R/O标记","安启医疗ANGIODYNAMICS,INC.","上海美创医疗器械有限公司","C02070100400006037970000002","5F/100cm/0.035\",Omni Flush头端，侧孔数量6个，R/O标记数量21个，标记间距1cm","13709703",""]
["15158","通用介入","11","11","造影导管","标测导管","/","/","已维护","国械注进20223030613","外周血管造影导管Angiographic Catheter","外周血管造影导管","带有铂铱合金定隔的R/O标记","安启医疗ANGIODYNAMICS,INC.","上海美创医疗器械有限公司","C02070100400006037970000005","5F/100cm/0.035\",Pigtail Flush头端，侧孔数量10个，R/O标记数量21个，标记间距1cm","13709803",""]
["15160","通用介入","6-1","6-1","输液港","静脉型","/","非耐高压型","已维护","国械注准20253141613","植入式给药装置","植入式给药装置","硅橡胶、聚碳酸酯","天津迪玛克医疗器械有限公司","天津迪玛克医疗器械有限公司","C02070407200004192520000001","DIPTVSL8","DIPTVSL8",""]
["15160","通用介入","6-1","6-1","输液港","静脉型","/","非耐高压型","已维护","国械注准20253141613","植入式给药装置","植入式给药装置","硅橡胶、聚碳酸酯","天津迪玛克医疗器械有限公司","天津迪玛克医疗器械有限公司","C02070407200004192520000002","DIPTVMI4","DIPTVMI4",""]
["15160","通用介入","6-1","6-1","输液港","静脉型","/","非耐高压型","已维护","国械注准20253141613","植入式给药装置","植入式给药装置","硅橡胶、聚碳酸酯","天津迪玛克医疗器械有限公司","天津迪玛克医疗器械有限公司","C02070407200004192520000003","DIPTVSD6","DIPTVSD6",""]
["15160","通用介入","6-1","6-1","输液港","静脉型","/","非耐高压型","已维护","国械注准20253141613","植入式给药装置","植入式给药装置","硅橡胶、聚碳酸酯","天津迪玛克医疗器械有限公司","天津迪玛克医疗器械有限公司","C02070407200004192520000004","DIPTVSD7","DIPTVSD7",""]
["15160","通用介入","6-1","6-1","输液港","静脉型","/","非耐高压型","已维护","国械注准20253141613","植入式给药装置","植入式给药装置","硅橡胶、聚碳酸酯","天津迪玛克医疗器械有限公司","天津迪玛克医疗器械有限公司","C02070407200004192520000005","DIPTVSD8","DIPTVSD8",""]
["15160","通用介入","6-1","6-1","输液港","静脉型","/","非耐高压型","已维护","国械注准20253141613","植入式给药装置","植入式给药装置","硅橡胶、聚碳酸酯","天津迪玛克医疗器械有限公司","天津迪玛克医疗器械有限公司","C02070407200004192520000006","DIPTVSL6","DIPTVSL6",""]
["15160","通用介入","6-1","6-1","输液港","静脉型","/","非耐高压型","已维护","国械注准20253141613","植入式给药装置","植入式给药装置","硅橡胶、聚碳酸酯","天津迪玛克医疗器械有限公司","天津迪玛克医疗器械有限公司","C02070407200004192520000007","DIPTVSL7","DIPTVSL7",""]
["15163","通用介入","22-1","22-1","压力延长管","压力延长管","/","300psi≤耐压值≤500psi","已维护","京械注准20242030243","连接管","连接管","","北京迪玛克医药科技有限公司","北京迪玛克医药科技有限公司","C02072005400000015540000023","DMK-G-IA-200-B","DMK-G-IA-200-B",""]
["15163","通用介入","22-1","22-1","压力延长管","压力延长管","/","300psi≤耐压值≤500psi","已维护","京械注准20242030243","连接管","连接管","","北京迪玛克医药科技有限公司","北京迪玛克医药科技有限公司","C02072005400000015540000024","DMK-G-IA-180","DMK-G-IA-180",""]
["15163","通用介入","22-1","22-1","压力延长管","压力延长管","/","300psi≤耐压值≤500psi","已维护","京械注准20242030243","连接管","连接管","","北京迪玛克医药科技有限公司","北京迪玛克医药科技有限公司","C02072005400000015540000025","DMK-G-IA-015-A","DMK-G-IA-015-A",""]
["15163","通用介入","22-1","22-1","压力延长管","压力延长管","/","300psi≤耐压值≤500psi","已维护","京械注准20242030243","连接管","连接管","","北京迪玛克医药科技有限公司","北京迪玛克医药科技有限公司","C02072005400000015540000026","DMK-G-IA-020-B","DMK-G-IA-020-B",""]
["15163","通用介入","22-1","22-1","压力延长管","压力延长管","/","300psi≤耐压值≤500psi","已维护","京械注准20242030243","连接管","连接管","","北京迪玛克医药科技有限公司","北京迪玛克医药科技有限公司","C02072005400000015540000027","DMK-G-IA-030-B","DMK-G-IA-030-B",""]
["15163","通用介入","22-1","22-1","压力延长管","压力延长管","/","300psi≤耐压值≤500psi","已维护","京械注准20242030243","连接管","连接管","","北京迪玛克医药科技有限公司","北京迪玛克医药科技有限公司","C02072005400000015540000028","DMK-G-IA-122","DMK-G-IA-122",""]
["15163","通用介入","22-1","22-1","压力延长管","压力延长管","/","300psi≤耐压值≤500psi","已维护","京械注准20242030243","连接管","连接管","","北京迪玛克医药科技有限公司","北京迪玛克医药科技有限公司","C02072005400000015540000029","DMK-G-IA-015","DMK-G-IA-015",""]
["15163","通用介入","22-1","22-1","压力延长管","压力延长管","/","300psi≤耐压值≤500psi","已维护","京械注准20242030243","连接管","连接管","","北京迪玛克医药科技有限公司","北京迪玛克医药科技有限公司","C02072005400000015540000030","DMK-G-IA-010","DMK-G-IA-010",""]
["15163","通用介入","22-1","22-1","压力延长管","压力延长管","/","300psi≤耐压值≤500psi","已维护","京械注准20242030243","连接管","连接管","","北京迪玛克医药科技有限公司","北京迪玛克医药科技有限公司","C02072005400000015540000031","DMK-G-IA-122-A","DMK-G-IA-122-A",""]
["15163","通用介入","22-1","22-1","压力延长管","压力延长管","/","300psi≤耐压值≤500psi","已维护","京械注准20242030243","连接管","连接管","","北京迪玛克医药科技有限公司","北京迪玛克医药科技有限公司","C02072005400000015540000032","DMK-G-IA-020","DMK-G-IA-020",""]
["15163","通用介入","22-1","22-1","压力延长管","压力延长管","/","300psi≤耐压值≤500psi","已维护","京械注准20242030243","连接管","连接管","","北京迪玛克医药科技有限公司","北京迪玛克医药科技有限公司","C02072005400000015540000033","DMK-G-IA-200","DMK-G-IA-200",""]
["15163","通用介入","22-1","22-1","压力延长管","压力延长管","/","300psi≤耐压值≤500psi","已维护","京械注准20242030243","连接管","连接管","","北京迪玛克医药科技有限公司","北京迪玛克医药科技有限公司","C02072005400000015540000034","DMK-G-IA-091-B","DMK-G-IA-091-B",""]
["15163","通用介入","22-1","22-1","压力延长管","压力延长管","/","300psi≤耐压值≤500psi","已维护","京械注准20242030243","连接管","连接管","","北京迪玛克医药科技有限公司","北京迪玛克医药科技有限公司","C02072005400000015540000035","DMK-G-IA-030","DMK-G-IA-030",""]
["15163","通用介入","22-1","22-1","压力延长管","压力延长管","/","300psi≤耐压值≤500psi","已维护","京械注准20242030243","连接管","连接管","","北京迪玛克医药科技有限公司","北京迪玛克医药科技有限公司","C02072005400000015540000036","DMK-G-IA-060-B","DMK-G-IA-060-B",""]
["15163","通用介入","22-1","22-1","压力延长管","压力延长管","/","300psi≤耐压值≤500psi","已维护","京械注准20242030243","连接管","连接管","","北京迪玛克医药科技有限公司","北京迪玛克医药科技有限公司","C02072005400000015540000037","DMK-G-IA-105-A","DMK-G-IA-105-A",""]
["15163","通用介入","22-1","22-1","压力延长管","压力延长管","/","300psi≤耐压值≤500psi","已维护","京械注准20242030243","连接管","连接管","","北京迪玛克医药科技有限公司","北京迪玛克医药科技有限公司","C02072005400000015540000038","DMK-G-IA-030-A","DMK-G-IA-030-A",""]
["15163","通用介入","22-1","22-1","压力延长管","压力延长管","/","300psi≤耐压值≤500psi","已维护","京械注准20242030243","连接管","连接管","","北京迪玛克医药科技有限公司","北京迪玛克医药科技有限公司","C02072005400000015540000039","DMK-G-IA-045-A","DMK-G-IA-045-A",""]
["15163","通用介入","22-1","22-1","压力延长管","压力延长管","/","300psi≤耐压值≤500psi","已维护","京械注准20242030243","连接管","连接管","","北京迪玛克医药科技有限公司","北京迪玛克医药科技有限公司","C02072005400000015540000040","DMK-G-IA-075-B","DMK-G-IA-075-B",""]
["15163","通用介入","22-1","22-1","压力延长管","压力延长管","/","300psi≤耐压值≤500psi","已维护","京械注准20242030243","连接管","连接管","","北京迪玛克医药科技有限公司","北京迪玛克医药科技有限公司","C02072005400000015540000041","DMK-G-IA-060","DMK-G-IA-060",""]
["15163","通用介入","22-1","22-1","压力延长管","压力延长管","/","300psi≤耐压值≤500psi","已维护","京械注准20242030243","连接管","连接管","","北京迪玛克医药科技有限公司","北京迪玛克医药科技有限公司","C02072005400000015540000042","DMK-G-IA-150-A","DMK-G-IA-150-A",""]
["15163","通用介入","22-1","22-1","压力延长管","压力延长管","/","300psi≤耐压值≤500psi","已维护","京械注准20242030243","连接管","连接管","","北京迪玛克医药科技有限公司","北京迪玛克医药科技有限公司","C02072005400000015540000043","DMK-G-IA-150-B","DMK-G-IA-150-B",""]
["15163","通用介入","22-1","22-1","压力延长管","压力延长管","/","300psi≤耐压值≤500psi","已维护","京械注准20242030243","连接管","连接管","","北京迪玛克医药科技有限公司","北京迪玛克医药科技有限公司","C02072005400000015540000044","DMK-G-IA-010-A","DMK-G-IA-010-A",""]
["15163","通用介入","22-1","22-1","压力延长管","压力延长管","/","300psi≤耐压值≤500psi","已维护","京械注准20242030243","连接管","连接管","","北京迪玛克医药科技有限公司","北京迪玛克医药科技有限公司","C02072005400000015540000045","DMK-G-IA-105","DMK-G-IA-105",""]
["15163","通用介入","22-1","22-1","压力延长管","压力延长管","/","300psi≤耐压值≤500psi","已维护","京械注准20242030243","连接管","连接管","","北京迪玛克医药科技有限公司","北京迪玛克医药科技有限公司","C02072005400000015540000046","DMK-G-IA-105-B","DMK-G-IA-105-B",""]
["15163","通用介入","22-1","22-1","压力延长管","压力延长管","/","300psi≤耐压值≤500psi","已维护","京械注准20242030243","连接管","连接管","","北京迪玛克医药科技有限公司","北京迪玛克医药科技有限公司","C02072005400000015540000047","DMK-G-IA-075","DMK-G-IA-075",""]
["15163","通用介入","22-1","22-1","压力延长管","压力延长管","/","300psi≤耐压值≤500psi","已维护","京械注准20242030243","连接管","连接管","","北京迪玛克医药科技有限公司","北京迪玛克医药科技有限公司","C02072005400000015540000048","DMK-G-IA-010-B","DMK-G-IA-010-B",""]
["15163","通用介入","22-1","22-1","压力延长管","压力延长管","/","300psi≤耐压值≤500psi","已维护","京械注准20242030243","连接管","连接管","","北京迪玛克医药科技有限公司","北京迪玛克医药科技有限公司","C02072005400000015540000049","DMK-G-IA-015-B","DMK-G-IA-015-B",""]
["15163","通用介入","22-1","22-1","压力延长管","压力延长管","/","300psi≤耐压值≤500psi","已维护","京械注准20242030243","连接管","连接管","","北京迪玛克医药科技有限公司","北京迪玛克医药科技有限公司","C02072005400000015540000050","DMK-G-IA-060-A","DMK-G-IA-060-A",""]
["15163","通用介入","22-1","22-1","压力延长管","压力延长管","/","300psi≤耐压值≤500psi","已维护","京械注准20242030243","连接管","连接管","","北京迪玛克医药科技有限公司","北京迪玛克医药科技有限公司","C02072005400000015540000051","DMK-G-IA-180-B","DMK-G-IA-180-B",""]
["15163","通用介入","22-1","22-1","压力延长管","压力延长管","/","300psi≤耐压值≤500psi","已维护","京械注准20242030243","连接管","连接管","","北京迪玛克医药科技有限公司","北京迪玛克医药科技有限公司","C02072005400000015540000052","DMK-G-IA-200-A","DMK-G-IA-200-A",""]
["15163","通用介入","22-1","22-1","压力延长管","压力延长管","/","300psi≤耐压值≤500psi","已维护","京械注准20242030243","连接管","连接管","","北京迪玛克医药科技有限公司","北京迪玛克医药科技有限公司","C02072005400000015540000053","DMK-G-IA-180-A","DMK-G-IA-180-A",""]
["15163","通用介入","22-1","22-1","压力延长管","压力延长管","/","300psi≤耐压值≤500psi","已维护","京械注准20242030243","连接管","连接管","","北京迪玛克医药科技有限公司","北京迪玛克医药科技有限公司","C02072005400000015540000054","DMK-G-IA-122-B","DMK-G-IA-122-B",""]
["15163","通用介入","22-1","22-1","压力延长管","压力延长管","/","300psi≤耐压值≤500psi","已维护","京械注准20242030243","连接管","连接管","","北京迪玛克医药科技有限公司","北京迪玛克医药科技有限公司","C02072005400000015540000055","DMK-G-IA-020-A","DMK-G-IA-020-A",""]
["15163","通用介入","22-1","22-1","压力延长管","压力延长管","/","300psi≤耐压值≤500psi","已维护","京械注准20242030243","连接管","连接管","","北京迪玛克医药科技有限公司","北京迪玛克医药科技有限公司","C02072005400000015540000056","DMK-G-IA-075-A","DMK-G-IA-075-A",""]
["15163","通用介入","22-1","22-1","压力延长管","压力延长管","/","300psi≤耐压值≤500psi","已维护","京械注准20242030243","连接管","连接管","","北京迪玛克医药科技有限公司","北京迪玛克医药科技有限公司","C02072005400000015540000057","DMK-G-IA-045","DMK-G-IA-045",""]
["15163","通用介入","22-1","22-1","压力延长管","压力延长管","/","300psi≤耐压值≤500psi","已维护","京械注准20242030243","连接管","连接管","","北京迪玛克医药科技有限公司","北京迪玛克医药科技有限公司","C02072005400000015540000058","DMK-G-IA-091-A","DMK-G-IA-091-A",""]
["15163","通用介入","22-1","22-1","压力延长管","压力延长管","/","300psi≤耐压值≤500psi","已维护","京械注准20242030243","连接管","连接管","","北京迪玛克医药科技有限公司","北京迪玛克医药科技有限公司","C02072005400000015540000059","DMK-G-IA-045-B","DMK-G-IA-045-B",""]
["15163","通用介入","22-1","22-1","压力延长管","压力延长管","/","300psi≤耐压值≤500psi","已维护","京械注准20242030243","连接管","连接管","","北京迪玛克医药科技有限公司","北京迪玛克医药科技有限公司","C02072005400000015540000060","DMK-G-IA-150","DMK-G-IA-150",""]
["15163","通用介入","22-1","22-1","压力延长管","压力延长管","/","300psi≤耐压值≤500psi","已维护","京械注准20242030243","连接管","连接管","","北京迪玛克医药科技有限公司","北京迪玛克医药科技有限公司","C02072005400000015540000061","DMK-G-IA-091","DMK-G-IA-091",""]
["15165","通用介入","17","17","血管止血装置","非侵入式","/","/","已维护","京械注准20232140707","旋压式桡动脉压迫止血器","旋压式桡动脉压迫止血器","特卫强、PE      材质：PC、TPE、尼龙、锦纶、涤纶","北京迪玛克医药科技有限公司","北京迪玛克医药科技有限公司","C02071207300003015540000024","DRPD17","DRPD17",""]
["15165","通用介入","17","17","血管止血装置","非侵入式","/","/","已维护","京械注准20232140707","旋压式桡动脉压迫止血器","旋压式桡动脉压迫止血器","特卫强、PE      材质：PC、TPE、尼龙、锦纶、涤纶","北京迪玛克医药科技有限公司","北京迪玛克医药科技有限公司","C02071207300003015540000025","DRPD19","DRPD19",""]
["15165","通用介入","17","17","血管止血装置","非侵入式","/","/","已维护","京械注准20232140707","旋压式桡动脉压迫止血器","旋压式桡动脉压迫止血器","特卫强、PE      材质：PC、TPE、尼龙、锦纶、涤纶","北京迪玛克医药科技有限公司","北京迪玛克医药科技有限公司","C02071207300003015540000026","DRPD21","DRPD21",""]
["15166","通用介入","17","17","血管止血装置","非侵入式","/","/","已维护","京械注准20252140695","桡动脉压迫止血器","桡动脉压迫止血器","尼龙、POM、PC","北京迪玛克医药科技有限公司","北京迪玛克医药科技有限公司","C02071207300003015540000034","DHPD18","DHPD18",""]
["15166","通用介入","17","17","血管止血装置","非侵入式","/","/","已维护","京械注准20252140695","桡动脉压迫止血器","桡动脉压迫止血器","尼龙、POM、PC","北京迪玛克医药科技有限公司","北京迪玛克医药科技有限公司","C02071207300003015540000035","DHPD20","DHPD20",""]
["15166","通用介入","17","17","血管止血装置","非侵入式","/","/","已维护","京械注准20252140695","桡动脉压迫止血器","桡动脉压迫止血器","尼龙、POM、PC","北京迪玛克医药科技有限公司","北京迪玛克医药科技有限公司","C02071207300003015540000036","DHPD22","DHPD22",""]
["15167","通用介入","17","17","血管止血装置","非侵入式","/","/","已维护","京械注准20252140696","远端桡动脉压迫止血器","远端桡动脉压迫止血器","PC、尼龙、涤纶","北京迪玛克医药科技有限公司","北京迪玛克医药科技有限公司","C02071207300003015540000027","DYD26HZ","DYD26HZ",""]
["15167","通用介入","17","17","血管止血装置","非侵入式","/","/","已维护","京械注准20252140696","远端桡动脉压迫止血器","远端桡动脉压迫止血器","PC、尼龙、涤纶","北京迪玛克医药科技有限公司","北京迪玛克医药科技有限公司","C02071207300003015540000028","DYD22HZ","DYD22HZ",""]
["15167","通用介入","17","17","血管止血装置","非侵入式","/","/","已维护","京械注准20252140696","远端桡动脉压迫止血器","远端桡动脉压迫止血器","PC、尼龙、涤纶","北京迪玛克医药科技有限公司","北京迪玛克医药科技有限公司","C02071207300003015540000029","DYD30HZ","DYD30HZ",""]
["15167","通用介入","17","17","血管止血装置","非侵入式","/","/","已维护","京械注准20252140696","远端桡动脉压迫止血器","远端桡动脉压迫止血器","PC、尼龙、涤纶","北京迪玛克医药科技有限公司","北京迪玛克医药科技有限公司","C02071207300003015540000030","DYD22CZ","DYD22CZ",""]
["15167","通用介入","17","17","血管止血装置","非侵入式","/","/","已维护","京械注准20252140696","远端桡动脉压迫止血器","远端桡动脉压迫止血器","PC、尼龙、涤纶","北京迪玛克医药科技有限公司","北京迪玛克医药科技有限公司","C02071207300003015540000031","DYD26CZ","DYD26CZ",""]
["15167","通用介入","17","17","血管止血装置","非侵入式","/","/","已维护","京械注准20252140696","远端桡动脉压迫止血器","远端桡动脉压迫止血器","PC、尼龙、涤纶","北京迪玛克医药科技有限公司","北京迪玛克医药科技有限公司","C02071207300003015540000032","DYD30CZ","DYD30CZ",""]
["15167","通用介入","17","17","血管止血装置","非侵入式","/","/","已维护","京械注准20252140696","远端桡动脉压迫止血器","远端桡动脉压迫止血器","PC、尼龙、涤纶","北京迪玛克医药科技有限公司","北京迪玛克医药科技有限公司","C02071207300003015540000033","DYD22HY","DYD22HY",""]
["15167","通用介入","17","17","血管止血装置","非侵入式","/","/","已维护","京械注准20252140696","远端桡动脉压迫止血器","远端桡动脉压迫止血器","PC、尼龙、涤纶","北京迪玛克医药科技有限公司","北京迪玛克医药科技有限公司","C02071207300003015540000037","DYD26HY","DYD26HY",""]
["15167","通用介入","17","17","血管止血装置","非侵入式","/","/","已维护","京械注准20252140696","远端桡动脉压迫止血器","远端桡动脉压迫止血器","PC、尼龙、涤纶","北京迪玛克医药科技有限公司","北京迪玛克医药科技有限公司","C02071207300003015540000038","DYD30HY","DYD30HY",""]
["15167","通用介入","17","17","血管止血装置","非侵入式","/","/","已维护","京械注准20252140696","远端桡动脉压迫止血器","远端桡动脉压迫止血器","PC、尼龙、涤纶","北京迪玛克医药科技有限公司","北京迪玛克医药科技有限公司","C02071207300003015540000039","DYD22CY","DYD22CY",""]
["15167","通用介入","17","17","血管止血装置","非侵入式","/","/","已维护","京械注准20252140696","远端桡动脉压迫止血器","远端桡动脉压迫止血器","PC、尼龙、涤纶","北京迪玛克医药科技有限公司","北京迪玛克医药科技有限公司","C02071207300003015540000040","DYD26CY","DYD26CY",""]
["15167","通用介入","17","17","血管止血装置","非侵入式","/","/","已维护","京械注准20252140696","远端桡动脉压迫止血器","远端桡动脉压迫止血器","PC、尼龙、涤纶","北京迪玛克医药科技有限公司","北京迪玛克医药科技有限公司","C02071207300003015540000041","DYD30CY","DYD30CY",""]
["15169","通用介入","13-1","13-1","造影导丝","亲水型","/","长度≤180CM","已维护","湘械注准20252030345","亲水涂层导丝","亲水涂层导丝","镍钛合金、含钨聚氨酯、聚乙烯吡咯烷酮","湖南普惠圣康医疗科技有限公司","湖南普惠圣康医疗科技有限公司","C02070600300000243140000024","SKF38180HJ","SKF38180HJ","导丝外径（英寸）0.038，导丝长度180cm，导丝头端J弯，导丝硬度加硬，包覆层表面涂覆亲水涂层（聚乙烯吡咯烷酮）"]
["15169","通用介入","13-1","13-1","造影导丝","亲水型","/","长度≤180CM","已维护","湘械注准20252030345","亲水涂层导丝","亲水涂层导丝","镍钛合金、含钨聚氨酯、聚乙烯吡咯烷酮","湖南普惠圣康医疗科技有限公司","湖南普惠圣康医疗科技有限公司","C02070600300000243140000052","SKF38180HS","SKF38180HS","导丝外径（英寸）0.038，导丝长度180cm，导丝头端直行，导丝硬度加硬，包覆层表面涂覆亲水涂层（聚乙烯吡咯烷酮）"]
["15169","通用介入","13-1","13-1","造影导丝","亲水型","/","长度≤180CM","已维护","湘械注准20252030345","亲水涂层导丝","亲水涂层导丝","镍钛合金、含钨聚氨酯、聚乙烯吡咯烷酮","湖南普惠圣康医疗科技有限公司","湖南普惠圣康医疗科技有限公司","C02070600300000243140000093","SKF38180S","SKF38180S","导丝外径（英寸）0.038，导丝长度180cm，导丝头端直行，导丝硬度标准，包覆层表面涂覆亲水涂层（聚乙烯吡咯烷酮）"]
["15169","通用介入","13-1","13-1","造影导丝","亲水型","/","长度≤180CM","已维护","湘械注准20252030345","亲水涂层导丝","亲水涂层导丝","镍钛合金、含钨聚氨酯、聚乙烯吡咯烷酮","湖南普惠圣康医疗科技有限公司","湖南普惠圣康医疗科技有限公司","C02070600300000243140000094","SKF38180J","SKF38180J","导丝外径（英寸）0.038，导丝长度180cm，导丝头端J弯，导丝硬度标准，包覆层表面涂覆亲水涂层（聚乙烯吡咯烷酮）"]
["15169","通用介入","13-1","13-1","造影导丝","亲水型","/","长度≤180CM","已维护","湘械注准20252030345","亲水涂层导丝","亲水涂层导丝","镍钛合金、含钨聚氨酯、聚乙烯吡咯烷酮","湖南普惠圣康医疗科技有限公司","湖南普惠圣康医疗科技有限公司","C02070600300000243140000095","SKF38180HA","SKF38180HA","导丝外径（英寸）0.038，导丝长度180cm，导丝头端A弯，导丝硬度加硬，包覆层表面涂覆亲水涂层（聚乙烯吡咯烷酮）"]
["15169","通用介入","13-1","13-1","造影导丝","亲水型","/","长度≤180CM","已维护","湘械注准20252030345","亲水涂层导丝","亲水涂层导丝","镍钛合金、含钨聚氨酯、聚乙烯吡咯烷酮","湖南普惠圣康医疗科技有限公司","湖南普惠圣康医疗科技有限公司","C02070600300000243140000134","SKF38180A","SKF38180A","导丝外径（英寸）0.038，导丝长度180cm，导丝头端A弯，导丝硬度标准，包覆层表面涂覆亲水涂层（聚乙烯吡咯烷酮）"]
["15169","通用介入","13-1","13-1","造影导丝","亲水型","/","长度≤180CM","已维护","湘械注准20252030345","亲水涂层导丝","亲水涂层导丝","镍钛合金、含钨聚氨酯、聚乙烯吡咯烷酮","湖南普惠圣康医疗科技有限公司","湖南普惠圣康医疗科技有限公司","C02070600300000243140000022","SKF38150A","SKF38150A","导丝外径（英寸）0.038，导丝长度150cm，导丝头端A弯，导丝硬度标准，包覆层表面涂覆亲水涂层（聚乙烯吡咯烷酮）"]
["15169","通用介入","13-1","13-1","造影导丝","亲水型","/","长度≤180CM","已维护","湘械注准20252030345","亲水涂层导丝","亲水涂层导丝","镍钛合金、含钨聚氨酯、聚乙烯吡咯烷酮","湖南普惠圣康医疗科技有限公司","湖南普惠圣康医疗科技有限公司","C02070600300000243140000034","SKF38150HJ","SKF38150HJ","导丝外径（英寸）0.038，导丝长度150cm，导丝头端J弯，导丝硬度加硬，包覆层表面涂覆亲水涂层（聚乙烯吡咯烷酮）"]
["15169","通用介入","13-1","13-1","造影导丝","亲水型","/","长度≤180CM","已维护","湘械注准20252030345","亲水涂层导丝","亲水涂层导丝","镍钛合金、含钨聚氨酯、聚乙烯吡咯烷酮","湖南普惠圣康医疗科技有限公司","湖南普惠圣康医疗科技有限公司","C02070600300000243140000048","SKF38150S","SKF38150S","导丝外径（英寸）0.038，导丝长度150cm，导丝头端直行，导丝硬度标准，包覆层表面涂覆亲水涂层（聚乙烯吡咯烷酮）"]
["15169","通用介入","13-1","13-1","造影导丝","亲水型","/","长度≤180CM","已维护","湘械注准20252030345","亲水涂层导丝","亲水涂层导丝","镍钛合金、含钨聚氨酯、聚乙烯吡咯烷酮","湖南普惠圣康医疗科技有限公司","湖南普惠圣康医疗科技有限公司","C02070600300000243140000066","SKF38150HS","SKF38150HS","导丝外径（英寸）0.038，导丝长度150cm，导丝头端直行，导丝硬度加硬，包覆层表面涂覆亲水涂层（聚乙烯吡咯烷酮）"]
["15169","通用介入","13-1","13-1","造影导丝","亲水型","/","长度≤180CM","已维护","湘械注准20252030345","亲水涂层导丝","亲水涂层导丝","镍钛合金、含钨聚氨酯、聚乙烯吡咯烷酮","湖南普惠圣康医疗科技有限公司","湖南普惠圣康医疗科技有限公司","C02070600300000243140000090","SKF38150J","SKF38150J","导丝外径（英寸）0.038，导丝长度150cm，导丝头端J弯，导丝硬度标准，包覆层表面涂覆亲水涂层（聚乙烯吡咯烷酮）"]
["15169","通用介入","13-1","13-1","造影导丝","亲水型","/","长度≤180CM","已维护","湘械注准20252030345","亲水涂层导丝","亲水涂层导丝","镍钛合金、含钨聚氨酯、聚乙烯吡咯烷酮","湖南普惠圣康医疗科技有限公司","湖南普惠圣康医疗科技有限公司","C02070600300000243140000106","SKF38150HA","SKF38150HA","导丝外径（英寸）0.038，导丝长度150cm，导丝头端A弯，导丝硬度加硬，包覆层表面涂覆亲水涂层（聚乙烯吡咯烷酮）"]
["15169","通用介入","13-1","13-1","造影导丝","亲水型","/","长度≤180CM","已维护","湘械注准20252030345","亲水涂层导丝","亲水涂层导丝","镍钛合金、含钨聚氨酯、聚乙烯吡咯烷酮","湖南普惠圣康医疗科技有限公司","湖南普惠圣康医疗科技有限公司","C02070600300000243140000012","SKF35180HS","SKF35180HS","导丝外径（英寸）0.035，导丝长度180cm，导丝头端直行，导丝硬度加硬，包覆层表面涂覆亲水涂层（聚乙烯吡咯烷酮）"]
["15169","通用介入","13-1","13-1","造影导丝","亲水型","/","长度≤180CM","已维护","湘械注准20252030345","亲水涂层导丝","亲水涂层导丝","镍钛合金、含钨聚氨酯、聚乙烯吡咯烷酮","湖南普惠圣康医疗科技有限公司","湖南普惠圣康医疗科技有限公司","C02070600300000243140000019","SKF35180S","SKF35180S","导丝外径（英寸）0.035，导丝长度180cm，导丝头端直行，导丝硬度标准，包覆层表面涂覆亲水涂层（聚乙烯吡咯烷酮）"]
["15169","通用介入","13-1","13-1","造影导丝","亲水型","/","长度≤180CM","已维护","湘械注准20252030345","亲水涂层导丝","亲水涂层导丝","镍钛合金、含钨聚氨酯、聚乙烯吡咯烷酮","湖南普惠圣康医疗科技有限公司","湖南普惠圣康医疗科技有限公司","C02070600300000243140000065","SKF35180HJ","SKF35180HJ","导丝外径（英寸）0.035，导丝长度180cm，导丝头端J弯，导丝硬度加硬，包覆层表面涂覆亲水涂层（聚乙烯吡咯烷酮）"]
["15169","通用介入","13-1","13-1","造影导丝","亲水型","/","长度≤180CM","已维护","湘械注准20252030345","亲水涂层导丝","亲水涂层导丝","镍钛合金、含钨聚氨酯、聚乙烯吡咯烷酮","湖南普惠圣康医疗科技有限公司","湖南普惠圣康医疗科技有限公司","C02070600300000243140000129","SKF35180J","SKF35180J","导丝外径（英寸）0.035，导丝长度180cm，导丝头端J弯，导丝硬度标准，包覆层表面涂覆亲水涂层（聚乙烯吡咯烷酮）"]
["15169","通用介入","13-1","13-1","造影导丝","亲水型","/","长度≤180CM","已维护","湘械注准20252030345","亲水涂层导丝","亲水涂层导丝","镍钛合金、含钨聚氨酯、聚乙烯吡咯烷酮","湖南普惠圣康医疗科技有限公司","湖南普惠圣康医疗科技有限公司","C02070600300000243140000130","SKF35180HA","SKF35180HA","导丝外径（英寸）0.035，导丝长度180cm，导丝头端A弯，导丝硬度加硬，包覆层表面涂覆亲水涂层（聚乙烯吡咯烷酮）"]
["15169","通用介入","13-1","13-1","造影导丝","亲水型","/","长度≤180CM","已维护","湘械注准20252030345","亲水涂层导丝","亲水涂层导丝","镍钛合金、含钨聚氨酯、聚乙烯吡咯烷酮","湖南普惠圣康医疗科技有限公司","湖南普惠圣康医疗科技有限公司","C02070600300000243140000137","SKF35180A","SKF35180A","导丝外径（英寸）0.035，导丝长度180cm，导丝头端A弯，导丝硬度标准，包覆层表面涂覆亲水涂层（聚乙烯吡咯烷酮）"]
["15169","通用介入","13-1","13-1","造影导丝","亲水型","/","长度≤180CM","已维护","湘械注准20252030345","亲水涂层导丝","亲水涂层导丝","镍钛合金、含钨聚氨酯、聚乙烯吡咯烷酮","湖南普惠圣康医疗科技有限公司","湖南普惠圣康医疗科技有限公司","C02070600300000243140000057","SKF35150HA","SKF35150HA","导丝外径（英寸）0.035，导丝长度150cm，导丝头端A弯，导丝硬度加硬，包覆层表面涂覆亲水涂层（聚乙烯吡咯烷酮）"]
["15169","通用介入","13-1","13-1","造影导丝","亲水型","/","长度≤180CM","已维护","湘械注准20252030345","亲水涂层导丝","亲水涂层导丝","镍钛合金、含钨聚氨酯、聚乙烯吡咯烷酮","湖南普惠圣康医疗科技有限公司","湖南普惠圣康医疗科技有限公司","C02070600300000243140000087","SKF35150HJ","SKF35150HJ","导丝外径（英寸）0.035，导丝长度150cm，导丝头端J弯，导丝硬度加硬，包覆层表面涂覆亲水涂层（聚乙烯吡咯烷酮）"]
["15169","通用介入","13-1","13-1","造影导丝","亲水型","/","长度≤180CM","已维护","湘械注准20252030345","亲水涂层导丝","亲水涂层导丝","镍钛合金、含钨聚氨酯、聚乙烯吡咯烷酮","湖南普惠圣康医疗科技有限公司","湖南普惠圣康医疗科技有限公司","C02070600300000243140000120","SKF35150HS","SKF35150HS","导丝外径（英寸）0.035，导丝长度150cm，导丝头端直行，导丝硬度加硬，包覆层表面涂覆亲水涂层（聚乙烯吡咯烷酮）"]
["15169","通用介入","13-1","13-1","造影导丝","亲水型","/","长度≤180CM","已维护","湘械注准20252030345","亲水涂层导丝","亲水涂层导丝","镍钛合金、含钨聚氨酯、聚乙烯吡咯烷酮","湖南普惠圣康医疗科技有限公司","湖南普惠圣康医疗科技有限公司","C02070600300000243140000135","SKF35150A","SKF35150A","导丝外径（英寸）0.035，导丝长度150cm，导丝头端A弯，导丝硬度标准，包覆层表面涂覆亲水涂层（聚乙烯吡咯烷酮）"]
["15169","通用介入","13-1","13-1","造影导丝","亲水型","/","长度≤180CM","已维护","湘械注准20252030345","亲水涂层导丝","亲水涂层导丝","镍钛合金、含钨聚氨酯、聚乙烯吡咯烷酮","湖南普惠圣康医疗科技有限公司","湖南普惠圣康医疗科技有限公司","C02070600300000243140000140","SKF35150J","SKF35150J","导丝外径（英寸）0.035，导丝长度150cm，导丝头端J弯，导丝硬度标准，包覆层表面涂覆亲水涂层（聚乙烯吡咯烷酮）"]
["15169","通用介入","13-1","13-1","造影导丝","亲水型","/","长度≤180CM","已维护","湘械注准20252030345","亲水涂层导丝","亲水涂层导丝","镍钛合金、含钨聚氨酯、聚乙烯吡咯烷酮","湖南普惠圣康医疗科技有限公司","湖南普惠圣康医疗科技有限公司","C02070600300000243140000143","SKF35150S","SKF35150S","导丝外径（英寸）0.035，导丝长度150cm，导丝头端直行，导丝硬度标准，包覆层表面涂覆亲水涂层（聚乙烯吡咯烷酮）"]
["15169","通用介入","13-1","13-1","造影导丝","亲水型","/","长度≤180CM","已维护","湘械注准20252030345","亲水涂层导丝","亲水涂层导丝","镍钛合金、含钨聚氨酯、聚乙烯吡咯烷酮","湖南普惠圣康医疗科技有限公司","湖南普惠圣康医疗科技有限公司","C02070600300000243140000014","SKF32180S","SKF32180S","导丝外径（英寸）0.032，导丝长度180cm，导丝头端直行，导丝硬度标准，包覆层表面涂覆亲水涂层（聚乙烯吡咯烷酮）"]
["15169","通用介入","13-1","13-1","造影导丝","亲水型","/","长度≤180CM","已维护","湘械注准20252030345","亲水涂层导丝","亲水涂层导丝","镍钛合金、含钨聚氨酯、聚乙烯吡咯烷酮","湖南普惠圣康医疗科技有限公司","湖南普惠圣康医疗科技有限公司","C02070600300000243140000036","SKF32180A","SKF32180A","导丝外径（英寸）0.032，导丝长度180cm，导丝头端A弯，导丝硬度标准，包覆层表面涂覆亲水涂层（聚乙烯吡咯烷酮）"]
["15169","通用介入","13-1","13-1","造影导丝","亲水型","/","长度≤180CM","已维护","湘械注准20252030345","亲水涂层导丝","亲水涂层导丝","镍钛合金、含钨聚氨酯、聚乙烯吡咯烷酮","湖南普惠圣康医疗科技有限公司","湖南普惠圣康医疗科技有限公司","C02070600300000243140000054","SKF32180HJ","SKF32180HJ","导丝外径（英寸）0.032，导丝长度180cm，导丝头端J弯，导丝硬度加硬，包覆层表面涂覆亲水涂层（聚乙烯吡咯烷酮）"]
["15169","通用介入","13-1","13-1","造影导丝","亲水型","/","长度≤180CM","已维护","湘械注准20252030345","亲水涂层导丝","亲水涂层导丝","镍钛合金、含钨聚氨酯、聚乙烯吡咯烷酮","湖南普惠圣康医疗科技有限公司","湖南普惠圣康医疗科技有限公司","C02070600300000243140000068","SKF32180J","SKF32180J","导丝外径（英寸）0.032，导丝长度180cm，导丝头端J弯，导丝硬度标准，包覆层表面涂覆亲水涂层（聚乙烯吡咯烷酮）"]
["15169","通用介入","13-1","13-1","造影导丝","亲水型","/","长度≤180CM","已维护","湘械注准20252030345","亲水涂层导丝","亲水涂层导丝","镍钛合金、含钨聚氨酯、聚乙烯吡咯烷酮","湖南普惠圣康医疗科技有限公司","湖南普惠圣康医疗科技有限公司","C02070600300000243140000076","SKF32180HA","SKF32180HA","导丝外径（英寸）0.032，导丝长度180cm，导丝头端A弯，导丝硬度加硬，包覆层表面涂覆亲水涂层（聚乙烯吡咯烷酮）"]
["15169","通用介入","13-1","13-1","造影导丝","亲水型","/","长度≤180CM","已维护","湘械注准20252030345","亲水涂层导丝","亲水涂层导丝","镍钛合金、含钨聚氨酯、聚乙烯吡咯烷酮","湖南普惠圣康医疗科技有限公司","湖南普惠圣康医疗科技有限公司","C02070600300000243140000101","SKF32180HS","SKF32180HS","导丝外径（英寸）0.032，导丝长度180cm，导丝头端直行，导丝硬度加硬，包覆层表面涂覆亲水涂层（聚乙烯吡咯烷酮）"]
["15169","通用介入","13-1","13-1","造影导丝","亲水型","/","长度≤180CM","已维护","湘械注准20252030345","亲水涂层导丝","亲水涂层导丝","镍钛合金、含钨聚氨酯、聚乙烯吡咯烷酮","湖南普惠圣康医疗科技有限公司","湖南普惠圣康医疗科技有限公司","C02070600300000243140000001","SKF32150A","SKF32150A","导丝外径（英寸）0.032，导丝长度150cm，导丝头端A弯，导丝硬度标准，包覆层表面涂覆亲水涂层（聚乙烯吡咯烷酮）"]
["15169","通用介入","13-1","13-1","造影导丝","亲水型","/","长度≤180CM","已维护","湘械注准20252030345","亲水涂层导丝","亲水涂层导丝","镍钛合金、含钨聚氨酯、聚乙烯吡咯烷酮","湖南普惠圣康医疗科技有限公司","湖南普惠圣康医疗科技有限公司","C02070600300000243140000002","SKF32150J","SKF32150J","导丝外径（英寸）0.032，导丝长度150cm，导丝头端J弯，导丝硬度标准，包覆层表面涂覆亲水涂层（聚乙烯吡咯烷酮）"]
["15169","通用介入","13-1","13-1","造影导丝","亲水型","/","长度≤180CM","已维护","湘械注准20252030345","亲水涂层导丝","亲水涂层导丝","镍钛合金、含钨聚氨酯、聚乙烯吡咯烷酮","湖南普惠圣康医疗科技有限公司","湖南普惠圣康医疗科技有限公司","C02070600300000243140000006","SKF32150S","SKF32150S","导丝外径（英寸）0.032，导丝长度150cm，导丝头端直行，导丝硬度标准，包覆层表面涂覆亲水涂层（聚乙烯吡咯烷酮）"]
["15169","通用介入","13-1","13-1","造影导丝","亲水型","/","长度≤180CM","已维护","湘械注准20252030345","亲水涂层导丝","亲水涂层导丝","镍钛合金、含钨聚氨酯、聚乙烯吡咯烷酮","湖南普惠圣康医疗科技有限公司","湖南普惠圣康医疗科技有限公司","C02070600300000243140000073","SKF32150HJ","SKF32150HJ","导丝外径（英寸）0.032，导丝长度150cm，导丝头端J弯，导丝硬度加硬，包覆层表面涂覆亲水涂层（聚乙烯吡咯烷酮）"]
["15169","通用介入","13-1","13-1","造影导丝","亲水型","/","长度≤180CM","已维护","湘械注准20252030345","亲水涂层导丝","亲水涂层导丝","镍钛合金、含钨聚氨酯、聚乙烯吡咯烷酮","湖南普惠圣康医疗科技有限公司","湖南普惠圣康医疗科技有限公司","C02070600300000243140000089","SKF32150HS","SKF32150HS","导丝外径（英寸）0.032，导丝长度150cm，导丝头端直行，导丝硬度加硬，包覆层表面涂覆亲水涂层（聚乙烯吡咯烷酮）"]
["15169","通用介入","13-1","13-1","造影导丝","亲水型","/","长度≤180CM","已维护","湘械注准20252030345","亲水涂层导丝","亲水涂层导丝","镍钛合金、含钨聚氨酯、聚乙烯吡咯烷酮","湖南普惠圣康医疗科技有限公司","湖南普惠圣康医疗科技有限公司","C02070600300000243140000121","SKF32150HA","SKF32150HA","导丝外径（英寸）0.032，导丝长度150cm，导丝头端A弯，导丝硬度加硬，包覆层表面涂覆亲水涂层（聚乙烯吡咯烷酮）"]
["15170","通用介入","16","16","血管止血装置","侵入式","/","/","已维护","国械注准20253020405","血管缝合器系统","血管缝合器系统","","北京泺绎医疗科技有限公司","北京泺绎医疗科技有限公司","C02071207300001241710000001","VI001-1","VI001-1",""]
["15172","通用介入","13-1","13-1","造影导丝","亲水型","/","长度≤180CM","已维护","国械注准20233030061","亲水涂层导丝","亲水涂层导丝","镍钛芯丝、聚氨酯覆膜、PVP亲水涂层","科睿驰（深圳）医疗科技发展有限公司","科睿驰(深圳)医疗科技发展有限公司","C02070600300000115090000105","HGW28-180A","HGW28-180A",""]
["15172","通用介入","13-1","13-1","造影导丝","亲水型","/","长度≤180CM","已维护","国械注准20233030061","亲水涂层导丝","亲水涂层导丝","镍钛芯丝、聚氨酯覆膜、PVP亲水涂层","科睿驰（深圳）医疗科技发展有限公司","科睿驰(深圳)医疗科技发展有限公司","C02070600300000115090000106","HGW21(T)-100JH","HGW21(T)-100JH",""]
["15172","通用介入","13-1","13-1","造影导丝","亲水型","/","长度≤180CM","已维护","国械注准20233030061","亲水涂层导丝","亲水涂层导丝","镍钛芯丝、聚氨酯覆膜、PVP亲水涂层","科睿驰（深圳）医疗科技发展有限公司","科睿驰(深圳)医疗科技发展有限公司","C02070600300000115090000107","HGW21-150JH","HGW21-150JH",""]
["15172","通用介入","13-1","13-1","造影导丝","亲水型","/","长度≤180CM","已维护","国械注准20233030061","亲水涂层导丝","亲水涂层导丝","镍钛芯丝、聚氨酯覆膜、PVP亲水涂层","科睿驰（深圳）医疗科技发展有限公司","科睿驰(深圳)医疗科技发展有限公司","C02070600300000115090000108","HGW21-180SH","HGW21-180SH",""]
["15172","通用介入","13-1","13-1","造影导丝","亲水型","/","长度≤180CM","已维护","国械注准20233030061","亲水涂层导丝","亲水涂层导丝","镍钛芯丝、聚氨酯覆膜、PVP亲水涂层","科睿驰（深圳）医疗科技发展有限公司","科睿驰(深圳)医疗科技发展有限公司","C02070600300000115090000109","HGW35(T)-180SH","HGW35(T)-180SH",""]
["15172","通用介入","13-1","13-1","造影导丝","亲水型","/","长度≤180CM","已维护","国械注准20233030061","亲水涂层导丝","亲水涂层导丝","镍钛芯丝、聚氨酯覆膜、PVP亲水涂层","科睿驰（深圳）医疗科技发展有限公司","科睿驰(深圳)医疗科技发展有限公司","C02070600300000115090000110","HGW21(T)-180SH","HGW21(T)-180SH",""]
["15172","通用介入","13-1","13-1","造影导丝","亲水型","/","长度≤180CM","已维护","国械注准20233030061","亲水涂层导丝","亲水涂层导丝","镍钛芯丝、聚氨酯覆膜、PVP亲水涂层","科睿驰（深圳）医疗科技发展有限公司","科睿驰(深圳)医疗科技发展有限公司","C02070600300000115090000112","HGW21-180A","HGW21-180A",""]
["15172","通用介入","13-1","13-1","造影导丝","亲水型","/","长度≤180CM","已维护","国械注准20233030061","亲水涂层导丝","亲水涂层导丝","镍钛芯丝、聚氨酯覆膜、PVP亲水涂层","科睿驰（深圳）医疗科技发展有限公司","科睿驰(深圳)医疗科技发展有限公司","C02070600300000115090000113","HGW32(T)-100JH","HGW32(T)-100JH",""]
["15172","通用介入","13-1","13-1","造影导丝","亲水型","/","长度≤180CM","已维护","国械注准20233030061","亲水涂层导丝","亲水涂层导丝","镍钛芯丝、聚氨酯覆膜、PVP亲水涂层","科睿驰（深圳）医疗科技发展有限公司","科睿驰(深圳)医疗科技发展有限公司","C02070600300000115090000115","HGW21(T)-100A","HGW21(T)-100A",""]
["15172","通用介入","13-1","13-1","造影导丝","亲水型","/","长度≤180CM","已维护","国械注准20233030061","亲水涂层导丝","亲水涂层导丝","镍钛芯丝、聚氨酯覆膜、PVP亲水涂层","科睿驰（深圳）医疗科技发展有限公司","科睿驰(深圳)医疗科技发展有限公司","C02070600300000115090000116","HGW32(T)-180JH","HGW32(T)-180JH",""]
["15172","通用介入","13-1","13-1","造影导丝","亲水型","/","长度≤180CM","已维护","国械注准20233030061","亲水涂层导丝","亲水涂层导丝","镍钛芯丝、聚氨酯覆膜、PVP亲水涂层","科睿驰（深圳）医疗科技发展有限公司","科睿驰(深圳)医疗科技发展有限公司","C02070600300000115090000117","HGW18-120A","HGW18-120A",""]
["15172","通用介入","13-1","13-1","造影导丝","亲水型","/","长度≤180CM","已维护","国械注准20233030061","亲水涂层导丝","亲水涂层导丝","镍钛芯丝、聚氨酯覆膜、PVP亲水涂层","科睿驰（深圳）医疗科技发展有限公司","科睿驰(深圳)医疗科技发展有限公司","C02070600300000115090000118","HGW28(T)-50S","HGW28(T)-50S",""]
["15172","通用介入","13-1","13-1","造影导丝","亲水型","/","长度≤180CM","已维护","国械注准20233030061","亲水涂层导丝","亲水涂层导丝","镍钛芯丝、聚氨酯覆膜、PVP亲水涂层","科睿驰（深圳）医疗科技发展有限公司","科睿驰(深圳)医疗科技发展有限公司","C02070600300000115090000120","HGW35(T)-150JH","HGW35(T)-150JH",""]
["15172","通用介入","13-1","13-1","造影导丝","亲水型","/","长度≤180CM","已维护","国械注准20233030061","亲水涂层导丝","亲水涂层导丝","镍钛芯丝、聚氨酯覆膜、PVP亲水涂层","科睿驰（深圳）医疗科技发展有限公司","科睿驰(深圳)医疗科技发展有限公司","C02070600300000115090000121","HGW32-150A","HGW32-150A",""]
["15172","通用介入","13-1","13-1","造影导丝","亲水型","/","长度≤180CM","已维护","国械注准20233030061","亲水涂层导丝","亲水涂层导丝","镍钛芯丝、聚氨酯覆膜、PVP亲水涂层","科睿驰（深圳）医疗科技发展有限公司","科睿驰(深圳)医疗科技发展有限公司","C02070600300000115090000123","HGW32-120AH","HGW32-120AH",""]
["15172","通用介入","13-1","13-1","造影导丝","亲水型","/","长度≤180CM","已维护","国械注准20233030061","亲水涂层导丝","亲水涂层导丝","镍钛芯丝、聚氨酯覆膜、PVP亲水涂层","科睿驰（深圳）医疗科技发展有限公司","科睿驰(深圳)医疗科技发展有限公司","C02070600300000115090000124","HGW38-80A","HGW38-80A",""]
["15172","通用介入","13-1","13-1","造影导丝","亲水型","/","长度≤180CM","已维护","国械注准20233030061","亲水涂层导丝","亲水涂层导丝","镍钛芯丝、聚氨酯覆膜、PVP亲水涂层","科睿驰（深圳）医疗科技发展有限公司","科睿驰(深圳)医疗科技发展有限公司","C02070600300000115090000125","HGW18(T)-150J","HGW18(T)-150J",""]
["15172","通用介入","13-1","13-1","造影导丝","亲水型","/","长度≤180CM","已维护","国械注准20233030061","亲水涂层导丝","亲水涂层导丝","镍钛芯丝、聚氨酯覆膜、PVP亲水涂层","科睿驰（深圳）医疗科技发展有限公司","科睿驰(深圳)医疗科技发展有限公司","C02070600300000115090000126","HGW18(T)-100SH","HGW18(T)-100SH",""]
["15172","通用介入","13-1","13-1","造影导丝","亲水型","/","长度≤180CM","已维护","国械注准20233030061","亲水涂层导丝","亲水涂层导丝","镍钛芯丝、聚氨酯覆膜、PVP亲水涂层","科睿驰（深圳）医疗科技发展有限公司","科睿驰(深圳)医疗科技发展有限公司","C02070600300000115090000127","HGW25(T)-100J","HGW25(T)-100J",""]
["15172","通用介入","13-1","13-1","造影导丝","亲水型","/","长度≤180CM","已维护","国械注准20233030061","亲水涂层导丝","亲水涂层导丝","镍钛芯丝、聚氨酯覆膜、PVP亲水涂层","科睿驰（深圳）医疗科技发展有限公司","科睿驰(深圳)医疗科技发展有限公司","C02070600300000115090000129","HGW18(T)-180S","HGW18(T)-180S",""]
["15172","通用介入","13-1","13-1","造影导丝","亲水型","/","长度≤180CM","已维护","国械注准20233030061","亲水涂层导丝","亲水涂层导丝","镍钛芯丝、聚氨酯覆膜、PVP亲水涂层","科睿驰（深圳）医疗科技发展有限公司","科睿驰(深圳)医疗科技发展有限公司","C02070600300000115090000130","HGW28-100A","HGW28-100A",""]
["15172","通用介入","13-1","13-1","造影导丝","亲水型","/","长度≤180CM","已维护","国械注准20233030061","亲水涂层导丝","亲水涂层导丝","镍钛芯丝、聚氨酯覆膜、PVP亲水涂层","科睿驰（深圳）医疗科技发展有限公司","科睿驰(深圳)医疗科技发展有限公司","C02070600300000115090000132","HGW21-150SH","HGW21-150SH",""]
["15172","通用介入","13-1","13-1","造影导丝","亲水型","/","长度≤180CM","已维护","国械注准20233030061","亲水涂层导丝","亲水涂层导丝","镍钛芯丝、聚氨酯覆膜、PVP亲水涂层","科睿驰（深圳）医疗科技发展有限公司","科睿驰(深圳)医疗科技发展有限公司","C02070600300000115090000133","HGW28(T)-120AH","HGW28(T)-120AH",""]
["15172","通用介入","13-1","13-1","造影导丝","亲水型","/","长度≤180CM","已维护","国械注准20233030061","亲水涂层导丝","亲水涂层导丝","镍钛芯丝、聚氨酯覆膜、PVP亲水涂层","科睿驰（深圳）医疗科技发展有限公司","科睿驰(深圳)医疗科技发展有限公司","C02070600300000115090000134","HGW18(T)-120AH","HGW18(T)-120AH",""]
["15172","通用介入","13-1","13-1","造影导丝","亲水型","/","长度≤180CM","已维护","国械注准20233030061","亲水涂层导丝","亲水涂层导丝","镍钛芯丝、聚氨酯覆膜、PVP亲水涂层","科睿驰（深圳）医疗科技发展有限公司","科睿驰(深圳)医疗科技发展有限公司","C02070600300000115090000138","HGW32(T)-180A","HGW32(T)-180A",""]
["15172","通用介入","13-1","13-1","造影导丝","亲水型","/","长度≤180CM","已维护","国械注准20233030061","亲水涂层导丝","亲水涂层导丝","镍钛芯丝、聚氨酯覆膜、PVP亲水涂层","科睿驰（深圳）医疗科技发展有限公司","科睿驰(深圳)医疗科技发展有限公司","C02070600300000115090000136","HGW25(T)-50S","HGW25(T)-50S",""]
["15172","通用介入","13-1","13-1","造影导丝","亲水型","/","长度≤180CM","已维护","国械注准20233030061","亲水涂层导丝","亲水涂层导丝","镍钛芯丝、聚氨酯覆膜、PVP亲水涂层","科睿驰（深圳）医疗科技发展有限公司","科睿驰(深圳)医疗科技发展有限公司","C02070600300000115090000137","HGW18-150AH","HGW18-150AH",""]
["15172","通用介入","13-1","13-1","造影导丝","亲水型","/","长度≤180CM","已维护","国械注准20233030061","亲水涂层导丝","亲水涂层导丝","镍钛芯丝、聚氨酯覆膜、PVP亲水涂层","科睿驰（深圳）医疗科技发展有限公司","科睿驰(深圳)医疗科技发展有限公司","C02070600300000115090000140","HGW25(T)-150SH","HGW25(T)-150SH",""]
["15172","通用介入","13-1","13-1","造影导丝","亲水型","/","长度≤180CM","已维护","国械注准20233030061","亲水涂层导丝","亲水涂层导丝","镍钛芯丝、聚氨酯覆膜、PVP亲水涂层","科睿驰（深圳）医疗科技发展有限公司","科睿驰(深圳)医疗科技发展有限公司","C02070600300000115090000141","HGW32(T)-80S","HGW32(T)-80S",""]
["15172","通用介入","13-1","13-1","造影导丝","亲水型","/","长度≤180CM","已维护","国械注准20233030061","亲水涂层导丝","亲水涂层导丝","镍钛芯丝、聚氨酯覆膜、PVP亲水涂层","科睿驰（深圳）医疗科技发展有限公司","科睿驰(深圳)医疗科技发展有限公司","C02070600300000115090000144","HGW21(T)-80S","HGW21(T)-80S",""]
["15172","通用介入","13-1","13-1","造影导丝","亲水型","/","长度≤180CM","已维护","国械注准20233030061","亲水涂层导丝","亲水涂层导丝","镍钛芯丝、聚氨酯覆膜、PVP亲水涂层","科睿驰（深圳）医疗科技发展有限公司","科睿驰(深圳)医疗科技发展有限公司","C02070600300000115090000145","HGW28(T)-80A","HGW28(T)-80A",""]
["15172","通用介入","13-1","13-1","造影导丝","亲水型","/","长度≤180CM","已维护","国械注准20233030061","亲水涂层导丝","亲水涂层导丝","镍钛芯丝、聚氨酯覆膜、PVP亲水涂层","科睿驰（深圳）医疗科技发展有限公司","科睿驰(深圳)医疗科技发展有限公司","C02070600300000115090000146","HGW25-100J","HGW25-100J",""]
["15172","通用介入","13-1","13-1","造影导丝","亲水型","/","长度≤180CM","已维护","国械注准20233030061","亲水涂层导丝","亲水涂层导丝","镍钛芯丝、聚氨酯覆膜、PVP亲水涂层","科睿驰（深圳）医疗科技发展有限公司","科睿驰(深圳)医疗科技发展有限公司","C02070600300000115090000147","HGW21(T)-80A","HGW21(T)-80A",""]
["15172","通用介入","13-1","13-1","造影导丝","亲水型","/","长度≤180CM","已维护","国械注准20233030061","亲水涂层导丝","亲水涂层导丝","镍钛芯丝、聚氨酯覆膜、PVP亲水涂层","科睿驰（深圳）医疗科技发展有限公司","科睿驰(深圳)医疗科技发展有限公司","C02070600300000115090000148","HGW32(T)-80A","HGW32(T)-80A",""]
["15172","通用介入","13-1","13-1","造影导丝","亲水型","/","长度≤180CM","已维护","国械注准20233030061","亲水涂层导丝","亲水涂层导丝","镍钛芯丝、聚氨酯覆膜、PVP亲水涂层","科睿驰（深圳）医疗科技发展有限公司","科睿驰(深圳)医疗科技发展有限公司","C02070600300000115090000149","HGW28(T)-120A","HGW28(T)-120A",""]
["15172","通用介入","13-1","13-1","造影导丝","亲水型","/","长度≤180CM","已维护","国械注准20233030061","亲水涂层导丝","亲水涂层导丝","镍钛芯丝、聚氨酯覆膜、PVP亲水涂层","科睿驰（深圳）医疗科技发展有限公司","科睿驰(深圳)医疗科技发展有限公司","C02070600300000115090000151","HGW28(T)-150AH","HGW28(T)-150AH",""]
["15172","通用介入","13-1","13-1","造影导丝","亲水型","/","长度≤180CM","已维护","国械注准20233030061","亲水涂层导丝","亲水涂层导丝","镍钛芯丝、聚氨酯覆膜、PVP亲水涂层","科睿驰（深圳）医疗科技发展有限公司","科睿驰(深圳)医疗科技发展有限公司","C02070600300000115090000152","HGW28(T)-50A","HGW28(T)-50A",""]
["15172","通用介入","13-1","13-1","造影导丝","亲水型","/","长度≤180CM","已维护","国械注准20233030061","亲水涂层导丝","亲水涂层导丝","镍钛芯丝、聚氨酯覆膜、PVP亲水涂层","科睿驰（深圳）医疗科技发展有限公司","科睿驰(深圳)医疗科技发展有限公司","C02070600300000115090000153","HGW21(T)-120A","HGW21(T)-120A",""]
["15172","通用介入","13-1","13-1","造影导丝","亲水型","/","长度≤180CM","已维护","国械注准20233030061","亲水涂层导丝","亲水涂层导丝","镍钛芯丝、聚氨酯覆膜、PVP亲水涂层","科睿驰（深圳）医疗科技发展有限公司","科睿驰(深圳)医疗科技发展有限公司","C02070600300000115090000154","HGW25-150SH","HGW25-150SH",""]
["15172","通用介入","13-1","13-1","造影导丝","亲水型","/","长度≤180CM","已维护","国械注准20233030061","亲水涂层导丝","亲水涂层导丝","镍钛芯丝、聚氨酯覆膜、PVP亲水涂层","科睿驰（深圳）医疗科技发展有限公司","科睿驰(深圳)医疗科技发展有限公司","C02070600300000115090000155","HGW18-150S","HGW18-150S",""]
["15172","通用介入","13-1","13-1","造影导丝","亲水型","/","长度≤180CM","已维护","国械注准20233030061","亲水涂层导丝","亲水涂层导丝","镍钛芯丝、聚氨酯覆膜、PVP亲水涂层","科睿驰（深圳）医疗科技发展有限公司","科睿驰(深圳)医疗科技发展有限公司","C02070600300000115090000156","HGW25-50J","HGW25-50J",""]
["15172","通用介入","13-1","13-1","造影导丝","亲水型","/","长度≤180CM","已维护","国械注准20233030061","亲水涂层导丝","亲水涂层导丝","镍钛芯丝、聚氨酯覆膜、PVP亲水涂层","科睿驰（深圳）医疗科技发展有限公司","科睿驰(深圳)医疗科技发展有限公司","C02070600300000115090000157","HGW25-120SH","HGW25-120SH",""]
["15172","通用介入","13-1","13-1","造影导丝","亲水型","/","长度≤180CM","已维护","国械注准20233030061","亲水涂层导丝","亲水涂层导丝","镍钛芯丝、聚氨酯覆膜、PVP亲水涂层","科睿驰（深圳）医疗科技发展有限公司","科睿驰(深圳)医疗科技发展有限公司","C02070600300000115090000158","HGW21(T)-180S","HGW21(T)-180S",""]
["15172","通用介入","13-1","13-1","造影导丝","亲水型","/","长度≤180CM","已维护","国械注准20233030061","亲水涂层导丝","亲水涂层导丝","镍钛芯丝、聚氨酯覆膜、PVP亲水涂层","科睿驰（深圳）医疗科技发展有限公司","科睿驰(深圳)医疗科技发展有限公司","C02070600300000115090000159","HGW35(T)-150SH","HGW35(T)-150SH",""]
["15172","通用介入","13-1","13-1","造影导丝","亲水型","/","长度≤180CM","已维护","国械注准20233030061","亲水涂层导丝","亲水涂层导丝","镍钛芯丝、聚氨酯覆膜、PVP亲水涂层","科睿驰（深圳）医疗科技发展有限公司","科睿驰(深圳)医疗科技发展有限公司","C02070600300000115090000160","HGW21-80J","HGW21-80J",""]
["15172","通用介入","13-1","13-1","造影导丝","亲水型","/","长度≤180CM","已维护","国械注准20233030061","亲水涂层导丝","亲水涂层导丝","镍钛芯丝、聚氨酯覆膜、PVP亲水涂层","科睿驰（深圳）医疗科技发展有限公司","科睿驰(深圳)医疗科技发展有限公司","C02070600300000115090000162","HGW25-50A","HGW25-50A",""]
["15172","通用介入","13-1","13-1","造影导丝","亲水型","/","长度≤180CM","已维护","国械注准20233030061","亲水涂层导丝","亲水涂层导丝","镍钛芯丝、聚氨酯覆膜、PVP亲水涂层","科睿驰（深圳）医疗科技发展有限公司","科睿驰(深圳)医疗科技发展有限公司","C02070600300000115090000163","HGW21(T)-50J","HGW21(T)-50J",""]
["15172","通用介入","13-1","13-1","造影导丝","亲水型","/","长度≤180CM","已维护","国械注准20233030061","亲水涂层导丝","亲水涂层导丝","镍钛芯丝、聚氨酯覆膜、PVP亲水涂层","科睿驰（深圳）医疗科技发展有限公司","科睿驰(深圳)医疗科技发展有限公司","C02070600300000115090000165","HGW25(T)-80A","HGW25(T)-80A",""]
["15172","通用介入","13-1","13-1","造影导丝","亲水型","/","长度≤180CM","已维护","国械注准20233030061","亲水涂层导丝","亲水涂层导丝","镍钛芯丝、聚氨酯覆膜、PVP亲水涂层","科睿驰（深圳）医疗科技发展有限公司","科睿驰(深圳)医疗科技发展有限公司","C02070600300000115090000166","HGW38-120J","HGW38-120J",""]
["15172","通用介入","13-1","13-1","造影导丝","亲水型","/","长度≤180CM","已维护","国械注准20233030061","亲水涂层导丝","亲水涂层导丝","镍钛芯丝、聚氨酯覆膜、PVP亲水涂层","科睿驰（深圳）医疗科技发展有限公司","科睿驰(深圳)医疗科技发展有限公司","C02070600300000115090000167","HGW25(T)-150AH","HGW25(T)-150AH",""]
["15172","通用介入","13-1","13-1","造影导丝","亲水型","/","长度≤180CM","已维护","国械注准20233030061","亲水涂层导丝","亲水涂层导丝","镍钛芯丝、聚氨酯覆膜、PVP亲水涂层","科睿驰（深圳）医疗科技发展有限公司","科睿驰(深圳)医疗科技发展有限公司","C02070600300000115090000168","HGW18-180J","HGW18-180J",""]
["15172","通用介入","13-1","13-1","造影导丝","亲水型","/","长度≤180CM","已维护","国械注准20233030061","亲水涂层导丝","亲水涂层导丝","镍钛芯丝、聚氨酯覆膜、PVP亲水涂层","科睿驰（深圳）医疗科技发展有限公司","科睿驰(深圳)医疗科技发展有限公司","C02070600300000115090000169","HGW18(T)-50S","HGW18(T)-50S",""]
["15172","通用介入","13-1","13-1","造影导丝","亲水型","/","长度≤180CM","已维护","国械注准20233030061","亲水涂层导丝","亲水涂层导丝","镍钛芯丝、聚氨酯覆膜、PVP亲水涂层","科睿驰（深圳）医疗科技发展有限公司","科睿驰(深圳)医疗科技发展有限公司","C02070600300000115090000170","HGW25-100AH","HGW25-100AH",""]
["15172","通用介入","13-1","13-1","造影导丝","亲水型","/","长度≤180CM","已维护","国械注准20233030061","亲水涂层导丝","亲水涂层导丝","镍钛芯丝、聚氨酯覆膜、PVP亲水涂层","科睿驰（深圳）医疗科技发展有限公司","科睿驰(深圳)医疗科技发展有限公司","C02070600300000115090000171","HGW32-150J","HGW32-150J",""]
["15172","通用介入","13-1","13-1","造影导丝","亲水型","/","长度≤180CM","已维护","国械注准20233030061","亲水涂层导丝","亲水涂层导丝","镍钛芯丝、聚氨酯覆膜、PVP亲水涂层","科睿驰（深圳）医疗科技发展有限公司","科睿驰(深圳)医疗科技发展有限公司","C02070600300000115090000172","HGW21(T)-100J","HGW21(T)-100J",""]
["15172","通用介入","13-1","13-1","造影导丝","亲水型","/","长度≤180CM","已维护","国械注准20233030061","亲水涂层导丝","亲水涂层导丝","镍钛芯丝、聚氨酯覆膜、PVP亲水涂层","科睿驰（深圳）医疗科技发展有限公司","科睿驰(深圳)医疗科技发展有限公司","C02070600300000115090000173","HGW18(T)-100J","HGW18(T)-100J",""]
["15172","通用介入","13-1","13-1","造影导丝","亲水型","/","长度≤180CM","已维护","国械注准20233030061","亲水涂层导丝","亲水涂层导丝","镍钛芯丝、聚氨酯覆膜、PVP亲水涂层","科睿驰（深圳）医疗科技发展有限公司","科睿驰(深圳)医疗科技发展有限公司","C02070600300000115090000174","HGW35-80J","HGW35-80J",""]
["15172","通用介入","13-1","13-1","造影导丝","亲水型","/","长度≤180CM","已维护","国械注准20233030061","亲水涂层导丝","亲水涂层导丝","镍钛芯丝、聚氨酯覆膜、PVP亲水涂层","科睿驰（深圳）医疗科技发展有限公司","科睿驰(深圳)医疗科技发展有限公司","C02070600300000115090000175","HGW25-80J","HGW25-80J",""]
["15172","通用介入","13-1","13-1","造影导丝","亲水型","/","长度≤180CM","已维护","国械注准20233030061","亲水涂层导丝","亲水涂层导丝","镍钛芯丝、聚氨酯覆膜、PVP亲水涂层","科睿驰（深圳）医疗科技发展有限公司","科睿驰(深圳)医疗科技发展有限公司","C02070600300000115090000176","HGW25(T)-150A","HGW25(T)-150A",""]
["15172","通用介入","13-1","13-1","造影导丝","亲水型","/","长度≤180CM","已维护","国械注准20233030061","亲水涂层导丝","亲水涂层导丝","镍钛芯丝、聚氨酯覆膜、PVP亲水涂层","科睿驰（深圳）医疗科技发展有限公司","科睿驰(深圳)医疗科技发展有限公司","C02070600300000115090000177","HGW35(T)-120AH","HGW35(T)-120AH",""]
["15172","通用介入","13-1","13-1","造影导丝","亲水型","/","长度≤180CM","已维护","国械注准20233030061","亲水涂层导丝","亲水涂层导丝","镍钛芯丝、聚氨酯覆膜、PVP亲水涂层","科睿驰（深圳）医疗科技发展有限公司","科睿驰(深圳)医疗科技发展有限公司","C02070600300000115090000179","HGW28-150SH","HGW28-150SH",""]
["15172","通用介入","13-1","13-1","造影导丝","亲水型","/","长度≤180CM","已维护","国械注准20233030061","亲水涂层导丝","亲水涂层导丝","镍钛芯丝、聚氨酯覆膜、PVP亲水涂层","科睿驰（深圳）医疗科技发展有限公司","科睿驰(深圳)医疗科技发展有限公司","C02070600300000115090000180","HGW25-150AH","HGW25-150AH",""]
["15172","通用介入","13-1","13-1","造影导丝","亲水型","/","长度≤180CM","已维护","国械注准20233030061","亲水涂层导丝","亲水涂层导丝","镍钛芯丝、聚氨酯覆膜、PVP亲水涂层","科睿驰（深圳）医疗科技发展有限公司","科睿驰(深圳)医疗科技发展有限公司","C02070600300000115090000181","HGW35-150AH","HGW35-150AH",""]
["15172","通用介入","13-1","13-1","造影导丝","亲水型","/","长度≤180CM","已维护","国械注准20233030061","亲水涂层导丝","亲水涂层导丝","镍钛芯丝、聚氨酯覆膜、PVP亲水涂层","科睿驰（深圳）医疗科技发展有限公司","科睿驰(深圳)医疗科技发展有限公司","C02070600300000115090000182","HGW32(T)-100S","HGW32(T)-100S",""]
["15172","通用介入","13-1","13-1","造影导丝","亲水型","/","长度≤180CM","已维护","国械注准20233030061","亲水涂层导丝","亲水涂层导丝","镍钛芯丝、聚氨酯覆膜、PVP亲水涂层","科睿驰（深圳）医疗科技发展有限公司","科睿驰(深圳)医疗科技发展有限公司","C02070600300000115090000183","HGW21-120AH","HGW21-120AH",""]
["15172","通用介入","13-1","13-1","造影导丝","亲水型","/","长度≤180CM","已维护","国械注准20233030061","亲水涂层导丝","亲水涂层导丝","镍钛芯丝、聚氨酯覆膜、PVP亲水涂层","科睿驰（深圳）医疗科技发展有限公司","科睿驰(深圳)医疗科技发展有限公司","C02070600300000115090000184","HGW18(T)-120J","HGW18(T)-120J",""]
["15172","通用介入","13-1","13-1","造影导丝","亲水型","/","长度≤180CM","已维护","国械注准20233030061","亲水涂层导丝","亲水涂层导丝","镍钛芯丝、聚氨酯覆膜、PVP亲水涂层","科睿驰（深圳）医疗科技发展有限公司","科睿驰(深圳)医疗科技发展有限公司","C02070600300000115090000185","HGW28-180J","HGW28-180J",""]
["15172","通用介入","13-1","13-1","造影导丝","亲水型","/","长度≤180CM","已维护","国械注准20233030061","亲水涂层导丝","亲水涂层导丝","镍钛芯丝、聚氨酯覆膜、PVP亲水涂层","科睿驰（深圳）医疗科技发展有限公司","科睿驰(深圳)医疗科技发展有限公司","C02070600300000115090000186","HGW21(T)-180AH","HGW21(T)-180AH",""]
["15172","通用介入","13-1","13-1","造影导丝","亲水型","/","长度≤180CM","已维护","国械注准20233030061","亲水涂层导丝","亲水涂层导丝","镍钛芯丝、聚氨酯覆膜、PVP亲水涂层","科睿驰（深圳）医疗科技发展有限公司","科睿驰(深圳)医疗科技发展有限公司","C02070600300000115090000188","HGW21-100JH","HGW21-100JH",""]
["15172","通用介入","13-1","13-1","造影导丝","亲水型","/","长度≤180CM","已维护","国械注准20233030061","亲水涂层导丝","亲水涂层导丝","镍钛芯丝、聚氨酯覆膜、PVP亲水涂层","科睿驰（深圳）医疗科技发展有限公司","科睿驰(深圳)医疗科技发展有限公司","C02070600300000115090000189","HGW21(T)-120S","HGW21(T)-120S",""]
["15172","通用介入","13-1","13-1","造影导丝","亲水型","/","长度≤180CM","已维护","国械注准20233030061","亲水涂层导丝","亲水涂层导丝","镍钛芯丝、聚氨酯覆膜、PVP亲水涂层","科睿驰（深圳）医疗科技发展有限公司","科睿驰(深圳)医疗科技发展有限公司","C02070600300000115090000190","HGW28-100AH","HGW28-100AH",""]
["15172","通用介入","13-1","13-1","造影导丝","亲水型","/","长度≤180CM","已维护","国械注准20233030061","亲水涂层导丝","亲水涂层导丝","镍钛芯丝、聚氨酯覆膜、PVP亲水涂层","科睿驰（深圳）医疗科技发展有限公司","科睿驰(深圳)医疗科技发展有限公司","C02070600300000115090000192","HGW32-180J","HGW32-180J",""]
["15172","通用介入","13-1","13-1","造影导丝","亲水型","/","长度≤180CM","已维护","国械注准20233030061","亲水涂层导丝","亲水涂层导丝","镍钛芯丝、聚氨酯覆膜、PVP亲水涂层","科睿驰（深圳）医疗科技发展有限公司","科睿驰(深圳)医疗科技发展有限公司","C02070600300000115090000195","HGW38-180A","HGW38-180A",""]
["15172","通用介入","13-1","13-1","造影导丝","亲水型","/","长度≤180CM","已维护","国械注准20233030061","亲水涂层导丝","亲水涂层导丝","镍钛芯丝、聚氨酯覆膜、PVP亲水涂层","科睿驰（深圳）医疗科技发展有限公司","科睿驰(深圳)医疗科技发展有限公司","C02070600300000115090000196","HGW38-120S","HGW38-120S",""]
["15172","通用介入","13-1","13-1","造影导丝","亲水型","/","长度≤180CM","已维护","国械注准20233030061","亲水涂层导丝","亲水涂层导丝","镍钛芯丝、聚氨酯覆膜、PVP亲水涂层","科睿驰（深圳）医疗科技发展有限公司","科睿驰(深圳)医疗科技发展有限公司","C02070600300000115090000197","HGW28(T)-180JH","HGW28(T)-180JH",""]
["15172","通用介入","13-1","13-1","造影导丝","亲水型","/","长度≤180CM","已维护","国械注准20233030061","亲水涂层导丝","亲水涂层导丝","镍钛芯丝、聚氨酯覆膜、PVP亲水涂层","科睿驰（深圳）医疗科技发展有限公司","科睿驰(深圳)医疗科技发展有限公司","C02070600300000115090000199","HGW32-50S","HGW32-50S",""]
["15172","通用介入","13-1","13-1","造影导丝","亲水型","/","长度≤180CM","已维护","国械注准20233030061","亲水涂层导丝","亲水涂层导丝","镍钛芯丝、聚氨酯覆膜、PVP亲水涂层","科睿驰（深圳）医疗科技发展有限公司","科睿驰(深圳)医疗科技发展有限公司","C02070600300000115090000200","HGW32-50A","HGW32-50A",""]
["15172","通用介入","13-1","13-1","造影导丝","亲水型","/","长度≤180CM","已维护","国械注准20233030061","亲水涂层导丝","亲水涂层导丝","镍钛芯丝、聚氨酯覆膜、PVP亲水涂层","科睿驰（深圳）医疗科技发展有限公司","科睿驰(深圳)医疗科技发展有限公司","C02070600300000115090000201","HGW25-150A","HGW25-150A",""]
["15172","通用介入","13-1","13-1","造影导丝","亲水型","/","长度≤180CM","已维护","国械注准20233030061","亲水涂层导丝","亲水涂层导丝","镍钛芯丝、聚氨酯覆膜、PVP亲水涂层","科睿驰（深圳）医疗科技发展有限公司","科睿驰(深圳)医疗科技发展有限公司","C02070600300000115090000202","HGW18-80S","HGW18-80S",""]
["15172","通用介入","13-1","13-1","造影导丝","亲水型","/","长度≤180CM","已维护","国械注准20233030061","亲水涂层导丝","亲水涂层导丝","镍钛芯丝、聚氨酯覆膜、PVP亲水涂层","科睿驰（深圳）医疗科技发展有限公司","科睿驰(深圳)医疗科技发展有限公司","C02070600300000115090000203","HGW18-180SH","HGW18-180SH",""]
["15172","通用介入","13-1","13-1","造影导丝","亲水型","/","长度≤180CM","已维护","国械注准20233030061","亲水涂层导丝","亲水涂层导丝","镍钛芯丝、聚氨酯覆膜、PVP亲水涂层","科睿驰（深圳）医疗科技发展有限公司","科睿驰(深圳)医疗科技发展有限公司","C02070600300000115090000204","HGW35-50A","HGW35-50A",""]
["15172","通用介入","13-1","13-1","造影导丝","亲水型","/","长度≤180CM","已维护","国械注准20233030061","亲水涂层导丝","亲水涂层导丝","镍钛芯丝、聚氨酯覆膜、PVP亲水涂层","科睿驰（深圳）医疗科技发展有限公司","科睿驰(深圳)医疗科技发展有限公司","C02070600300000115090000205","HGW32(T)-120A","HGW32(T)-120A",""]
["15172","通用介入","13-1","13-1","造影导丝","亲水型","/","长度≤180CM","已维护","国械注准20233030061","亲水涂层导丝","亲水涂层导丝","镍钛芯丝、聚氨酯覆膜、PVP亲水涂层","科睿驰（深圳）医疗科技发展有限公司","科睿驰(深圳)医疗科技发展有限公司","C02070600300000115090000206","HGW28-50A","HGW28-50A",""]
["15172","通用介入","13-1","13-1","造影导丝","亲水型","/","长度≤180CM","已维护","国械注准20233030061","亲水涂层导丝","亲水涂层导丝","镍钛芯丝、聚氨酯覆膜、PVP亲水涂层","科睿驰（深圳）医疗科技发展有限公司","科睿驰(深圳)医疗科技发展有限公司","C02070600300000115090000207","HGW32(T)-180SH","HGW32(T)-180SH",""]
["15172","通用介入","13-1","13-1","造影导丝","亲水型","/","长度≤180CM","已维护","国械注准20233030061","亲水涂层导丝","亲水涂层导丝","镍钛芯丝、聚氨酯覆膜、PVP亲水涂层","科睿驰（深圳）医疗科技发展有限公司","科睿驰(深圳)医疗科技发展有限公司","C02070600300000115090000208","HGW18-100S","HGW18-100S",""]
["15172","通用介入","13-1","13-1","造影导丝","亲水型","/","长度≤180CM","已维护","国械注准20233030061","亲水涂层导丝","亲水涂层导丝","镍钛芯丝、聚氨酯覆膜、PVP亲水涂层","科睿驰（深圳）医疗科技发展有限公司","科睿驰(深圳)医疗科技发展有限公司","C02070600300000115090000209","HGW25(T)-120A","HGW25(T)-120A",""]
["15172","通用介入","13-1","13-1","造影导丝","亲水型","/","长度≤180CM","已维护","国械注准20233030061","亲水涂层导丝","亲水涂层导丝","镍钛芯丝、聚氨酯覆膜、PVP亲水涂层","科睿驰（深圳）医疗科技发展有限公司","科睿驰(深圳)医疗科技发展有限公司","C02070600300000115090000210","HGW28(T)-80J","HGW28(T)-80J",""]
["15172","通用介入","13-1","13-1","造影导丝","亲水型","/","长度≤180CM","已维护","国械注准20233030061","亲水涂层导丝","亲水涂层导丝","镍钛芯丝、聚氨酯覆膜、PVP亲水涂层","科睿驰（深圳）医疗科技发展有限公司","科睿驰(深圳)医疗科技发展有限公司","C02070600300000115090000211","HGW21(T)-50S","HGW21(T)-50S",""]
["15172","通用介入","13-1","13-1","造影导丝","亲水型","/","长度≤180CM","已维护","国械注准20233030061","亲水涂层导丝","亲水涂层导丝","镍钛芯丝、聚氨酯覆膜、PVP亲水涂层","科睿驰（深圳）医疗科技发展有限公司","科睿驰(深圳)医疗科技发展有限公司","C02070600300000115090000213","HGW32-50J","HGW32-50J",""]
["15172","通用介入","13-1","13-1","造影导丝","亲水型","/","长度≤180CM","已维护","国械注准20233030061","亲水涂层导丝","亲水涂层导丝","镍钛芯丝、聚氨酯覆膜、PVP亲水涂层","科睿驰（深圳）医疗科技发展有限公司","科睿驰(深圳)医疗科技发展有限公司","C02070600300000115090000214","HGW38-50S","HGW38-50S",""]
["15172","通用介入","13-1","13-1","造影导丝","亲水型","/","长度≤180CM","已维护","国械注准20233030061","亲水涂层导丝","亲水涂层导丝","镍钛芯丝、聚氨酯覆膜、PVP亲水涂层","科睿驰（深圳）医疗科技发展有限公司","科睿驰(深圳)医疗科技发展有限公司","C02070600300000115090000215","HGW32(T)-100SH","HGW32(T)-100SH",""]
["15172","通用介入","13-1","13-1","造影导丝","亲水型","/","长度≤180CM","已维护","国械注准20233030061","亲水涂层导丝","亲水涂层导丝","镍钛芯丝、聚氨酯覆膜、PVP亲水涂层","科睿驰（深圳）医疗科技发展有限公司","科睿驰(深圳)医疗科技发展有限公司","C02070600300000115090000216","HGW35-80S","HGW35-80S",""]
["15172","通用介入","13-1","13-1","造影导丝","亲水型","/","长度≤180CM","已维护","国械注准20233030061","亲水涂层导丝","亲水涂层导丝","镍钛芯丝、聚氨酯覆膜、PVP亲水涂层","科睿驰（深圳）医疗科技发展有限公司","科睿驰(深圳)医疗科技发展有限公司","C02070600300000115090000217","HGW18-120S","HGW18-120S",""]
["15172","通用介入","13-1","13-1","造影导丝","亲水型","/","长度≤180CM","已维护","国械注准20233030061","亲水涂层导丝","亲水涂层导丝","镍钛芯丝、聚氨酯覆膜、PVP亲水涂层","科睿驰（深圳）医疗科技发展有限公司","科睿驰(深圳)医疗科技发展有限公司","C02070600300000115090000219","HGW25-120AH","HGW25-120AH",""]
["15172","通用介入","13-1","13-1","造影导丝","亲水型","/","长度≤180CM","已维护","国械注准20233030061","亲水涂层导丝","亲水涂层导丝","镍钛芯丝、聚氨酯覆膜、PVP亲水涂层","科睿驰（深圳）医疗科技发展有限公司","科睿驰(深圳)医疗科技发展有限公司","C02070600300000115090000220","HGW21(T)-100AH","HGW21(T)-100AH",""]
["15172","通用介入","13-1","13-1","造影导丝","亲水型","/","长度≤180CM","已维护","国械注准20233030061","亲水涂层导丝","亲水涂层导丝","镍钛芯丝、聚氨酯覆膜、PVP亲水涂层","科睿驰（深圳）医疗科技发展有限公司","科睿驰(深圳)医疗科技发展有限公司","C02070600300000115090000221","HGW32(T)-150AH","HGW32(T)-150AH",""]
["15172","通用介入","13-1","13-1","造影导丝","亲水型","/","长度≤180CM","已维护","国械注准20233030061","亲水涂层导丝","亲水涂层导丝","镍钛芯丝、聚氨酯覆膜、PVP亲水涂层","科睿驰（深圳）医疗科技发展有限公司","科睿驰(深圳)医疗科技发展有限公司","C02070600300000115090000222","HGW18(T)-180JH","HGW18(T)-180JH",""]
["15172","通用介入","13-1","13-1","造影导丝","亲水型","/","长度≤180CM","已维护","国械注准20233030061","亲水涂层导丝","亲水涂层导丝","镍钛芯丝、聚氨酯覆膜、PVP亲水涂层","科睿驰（深圳）医疗科技发展有限公司","科睿驰(深圳)医疗科技发展有限公司","C02070600300000115090000224","HGW28(T)-180A","HGW28(T)-180A",""]
["15172","通用介入","13-1","13-1","造影导丝","亲水型","/","长度≤180CM","已维护","国械注准20233030061","亲水涂层导丝","亲水涂层导丝","镍钛芯丝、聚氨酯覆膜、PVP亲水涂层","科睿驰（深圳）医疗科技发展有限公司","科睿驰(深圳)医疗科技发展有限公司","C02070600300000115090000225","HGW32-180SH","HGW32-180SH",""]
["15172","通用介入","13-1","13-1","造影导丝","亲水型","/","长度≤180CM","已维护","国械注准20233030061","亲水涂层导丝","亲水涂层导丝","镍钛芯丝、聚氨酯覆膜、PVP亲水涂层","科睿驰（深圳）医疗科技发展有限公司","科睿驰(深圳)医疗科技发展有限公司","C02070600300000115090000226","HGW35(T)-100JH","HGW35(T)-100JH",""]
["15172","通用介入","13-1","13-1","造影导丝","亲水型","/","长度≤180CM","已维护","国械注准20233030061","亲水涂层导丝","亲水涂层导丝","镍钛芯丝、聚氨酯覆膜、PVP亲水涂层","科睿驰（深圳）医疗科技发展有限公司","科睿驰(深圳)医疗科技发展有限公司","C02070600300000115090000227","HGW28-100J","HGW28-100J",""]
["15172","通用介入","13-1","13-1","造影导丝","亲水型","/","长度≤180CM","已维护","国械注准20233030061","亲水涂层导丝","亲水涂层导丝","镍钛芯丝、聚氨酯覆膜、PVP亲水涂层","科睿驰（深圳）医疗科技发展有限公司","科睿驰(深圳)医疗科技发展有限公司","C02070600300000115090000228","HGW21-100AH","HGW21-100AH",""]
["15172","通用介入","13-1","13-1","造影导丝","亲水型","/","长度≤180CM","已维护","国械注准20233030061","亲水涂层导丝","亲水涂层导丝","镍钛芯丝、聚氨酯覆膜、PVP亲水涂层","科睿驰（深圳）医疗科技发展有限公司","科睿驰(深圳)医疗科技发展有限公司","C02070600300000115090000229","HGW32(T)-180AH","HGW32(T)-180AH",""]
["15172","通用介入","13-1","13-1","造影导丝","亲水型","/","长度≤180CM","已维护","国械注准20233030061","亲水涂层导丝","亲水涂层导丝","镍钛芯丝、聚氨酯覆膜、PVP亲水涂层","科睿驰（深圳）医疗科技发展有限公司","科睿驰(深圳)医疗科技发展有限公司","C02070600300000115090000230","HGW21-120J","HGW21-120J",""]
["15172","通用介入","13-1","13-1","造影导丝","亲水型","/","长度≤180CM","已维护","国械注准20233030061","亲水涂层导丝","亲水涂层导丝","镍钛芯丝、聚氨酯覆膜、PVP亲水涂层","科睿驰（深圳）医疗科技发展有限公司","科睿驰(深圳)医疗科技发展有限公司","C02070600300000115090000231","HGW18-80A","HGW18-80A",""]
["15172","通用介入","13-1","13-1","造影导丝","亲水型","/","长度≤180CM","已维护","国械注准20233030061","亲水涂层导丝","亲水涂层导丝","镍钛芯丝、聚氨酯覆膜、PVP亲水涂层","科睿驰（深圳）医疗科技发展有限公司","科睿驰(深圳)医疗科技发展有限公司","C02070600300000115090000235","HGW35-180JH","HGW35-180JH",""]
["15172","通用介入","13-1","13-1","造影导丝","亲水型","/","长度≤180CM","已维护","国械注准20233030061","亲水涂层导丝","亲水涂层导丝","镍钛芯丝、聚氨酯覆膜、PVP亲水涂层","科睿驰（深圳）医疗科技发展有限公司","科睿驰(深圳)医疗科技发展有限公司","C02070600300000115090000236","HGW28-80A","HGW28-80A",""]
["15172","通用介入","13-1","13-1","造影导丝","亲水型","/","长度≤180CM","已维护","国械注准20233030061","亲水涂层导丝","亲水涂层导丝","镍钛芯丝、聚氨酯覆膜、PVP亲水涂层","科睿驰（深圳）医疗科技发展有限公司","科睿驰(深圳)医疗科技发展有限公司","C02070600300000115090000237","HGW25(T)-100S","HGW25(T)-100S",""]
["15172","通用介入","13-1","13-1","造影导丝","亲水型","/","长度≤180CM","已维护","国械注准20233030061","亲水涂层导丝","亲水涂层导丝","镍钛芯丝、聚氨酯覆膜、PVP亲水涂层","科睿驰（深圳）医疗科技发展有限公司","科睿驰(深圳)医疗科技发展有限公司","C02070600300000115090000238","HGW35-100A","HGW35-100A",""]
["15172","通用介入","13-1","13-1","造影导丝","亲水型","/","长度≤180CM","已维护","国械注准20233030061","亲水涂层导丝","亲水涂层导丝","镍钛芯丝、聚氨酯覆膜、PVP亲水涂层","科睿驰（深圳）医疗科技发展有限公司","科睿驰(深圳)医疗科技发展有限公司","C02070600300000115090000239","HGW38-150J","HGW38-150J",""]
["15172","通用介入","13-1","13-1","造影导丝","亲水型","/","长度≤180CM","已维护","国械注准20233030061","亲水涂层导丝","亲水涂层导丝","镍钛芯丝、聚氨酯覆膜、PVP亲水涂层","科睿驰（深圳）医疗科技发展有限公司","科睿驰(深圳)医疗科技发展有限公司","C02070600300000115090000240","HGW25(T)-50A","HGW25(T)-50A",""]
["15172","通用介入","13-1","13-1","造影导丝","亲水型","/","长度≤180CM","已维护","国械注准20233030061","亲水涂层导丝","亲水涂层导丝","镍钛芯丝、聚氨酯覆膜、PVP亲水涂层","科睿驰（深圳）医疗科技发展有限公司","科睿驰(深圳)医疗科技发展有限公司","C02070600300000115090000241","HGW18-100SH","HGW18-100SH",""]
["15172","通用介入","13-1","13-1","造影导丝","亲水型","/","长度≤180CM","已维护","国械注准20233030061","亲水涂层导丝","亲水涂层导丝","镍钛芯丝、聚氨酯覆膜、PVP亲水涂层","科睿驰（深圳）医疗科技发展有限公司","科睿驰(深圳)医疗科技发展有限公司","C02070600300000115090000242","HGW35(T)-100J","HGW35(T)-100J",""]
["15172","通用介入","13-1","13-1","造影导丝","亲水型","/","长度≤180CM","已维护","国械注准20233030061","亲水涂层导丝","亲水涂层导丝","镍钛芯丝、聚氨酯覆膜、PVP亲水涂层","科睿驰（深圳）医疗科技发展有限公司","科睿驰(深圳)医疗科技发展有限公司","C02070600300000115090000243","HGW18(T)-50J","HGW18(T)-50J",""]
["15172","通用介入","13-1","13-1","造影导丝","亲水型","/","长度≤180CM","已维护","国械注准20233030061","亲水涂层导丝","亲水涂层导丝","镍钛芯丝、聚氨酯覆膜、PVP亲水涂层","科睿驰（深圳）医疗科技发展有限公司","科睿驰(深圳)医疗科技发展有限公司","C02070600300000115090000245","HGW38-80S","HGW38-80S",""]
["15172","通用介入","13-1","13-1","造影导丝","亲水型","/","长度≤180CM","已维护","国械注准20233030061","亲水涂层导丝","亲水涂层导丝","镍钛芯丝、聚氨酯覆膜、PVP亲水涂层","科睿驰（深圳）医疗科技发展有限公司","科睿驰(深圳)医疗科技发展有限公司","C02070600300000115090000246","HGW18(T)-150JH","HGW18(T)-150JH",""]
["15172","通用介入","13-1","13-1","造影导丝","亲水型","/","长度≤180CM","已维护","国械注准20233030061","亲水涂层导丝","亲水涂层导丝","镍钛芯丝、聚氨酯覆膜、PVP亲水涂层","科睿驰（深圳）医疗科技发展有限公司","科睿驰(深圳)医疗科技发展有限公司","C02070600300000115090000247","HGW32(T)-150S","HGW32(T)-150S",""]
["15172","通用介入","13-1","13-1","造影导丝","亲水型","/","长度≤180CM","已维护","国械注准20233030061","亲水涂层导丝","亲水涂层导丝","镍钛芯丝、聚氨酯覆膜、PVP亲水涂层","科睿驰（深圳）医疗科技发展有限公司","科睿驰(深圳)医疗科技发展有限公司","C02070600300000115090000248","HGW25(T)-50J","HGW25(T)-50J",""]
["15172","通用介入","13-1","13-1","造影导丝","亲水型","/","长度≤180CM","已维护","国械注准20233030061","亲水涂层导丝","亲水涂层导丝","镍钛芯丝、聚氨酯覆膜、PVP亲水涂层","科睿驰（深圳）医疗科技发展有限公司","科睿驰(深圳)医疗科技发展有限公司","C02070600300000115090000249","HGW35-100J","HGW35-100J",""]
["15172","通用介入","13-1","13-1","造影导丝","亲水型","/","长度≤180CM","已维护","国械注准20233030061","亲水涂层导丝","亲水涂层导丝","镍钛芯丝、聚氨酯覆膜、PVP亲水涂层","科睿驰（深圳）医疗科技发展有限公司","科睿驰(深圳)医疗科技发展有限公司","C02070600300000115090000251","HGW25(T)-80S","HGW25(T)-80S",""]
["15172","通用介入","13-1","13-1","造影导丝","亲水型","/","长度≤180CM","已维护","国械注准20233030061","亲水涂层导丝","亲水涂层导丝","镍钛芯丝、聚氨酯覆膜、PVP亲水涂层","科睿驰（深圳）医疗科技发展有限公司","科睿驰(深圳)医疗科技发展有限公司","C02070600300000115090000253","HGW21-80A","HGW21-80A",""]
["15172","通用介入","13-1","13-1","造影导丝","亲水型","/","长度≤180CM","已维护","国械注准20233030061","亲水涂层导丝","亲水涂层导丝","镍钛芯丝、聚氨酯覆膜、PVP亲水涂层","科睿驰（深圳）医疗科技发展有限公司","科睿驰(深圳)医疗科技发展有限公司","C02070600300000115090000254","HGW38-50A","HGW38-50A",""]
["15172","通用介入","13-1","13-1","造影导丝","亲水型","/","长度≤180CM","已维护","国械注准20233030061","亲水涂层导丝","亲水涂层导丝","镍钛芯丝、聚氨酯覆膜、PVP亲水涂层","科睿驰（深圳）医疗科技发展有限公司","科睿驰(深圳)医疗科技发展有限公司","C02070600300000115090000256","HGW35(T)-80S","HGW35(T)-80S",""]
["15172","通用介入","13-1","13-1","造影导丝","亲水型","/","长度≤180CM","已维护","国械注准20233030061","亲水涂层导丝","亲水涂层导丝","镍钛芯丝、聚氨酯覆膜、PVP亲水涂层","科睿驰（深圳）医疗科技发展有限公司","科睿驰(深圳)医疗科技发展有限公司","C02070600300000115090000257","HGW28-120A","HGW28-120A",""]
["15172","通用介入","13-1","13-1","造影导丝","亲水型","/","长度≤180CM","已维护","国械注准20233030061","亲水涂层导丝","亲水涂层导丝","镍钛芯丝、聚氨酯覆膜、PVP亲水涂层","科睿驰（深圳）医疗科技发展有限公司","科睿驰(深圳)医疗科技发展有限公司","C02070600300000115090000258","HGW25-50S","HGW25-50S",""]
["15172","通用介入","13-1","13-1","造影导丝","亲水型","/","长度≤180CM","已维护","国械注准20233030061","亲水涂层导丝","亲水涂层导丝","镍钛芯丝、聚氨酯覆膜、PVP亲水涂层","科睿驰（深圳）医疗科技发展有限公司","科睿驰(深圳)医疗科技发展有限公司","C02070600300000115090000259","HGW32-150JH","HGW32-150JH",""]
["15172","通用介入","13-1","13-1","造影导丝","亲水型","/","长度≤180CM","已维护","国械注准20233030061","亲水涂层导丝","亲水涂层导丝","镍钛芯丝、聚氨酯覆膜、PVP亲水涂层","科睿驰（深圳）医疗科技发展有限公司","科睿驰(深圳)医疗科技发展有限公司","C02070600300000115090000260","HGW18(T)-100A","HGW18(T)-100A",""]
["15172","通用介入","13-1","13-1","造影导丝","亲水型","/","长度≤180CM","已维护","国械注准20233030061","亲水涂层导丝","亲水涂层导丝","镍钛芯丝、聚氨酯覆膜、PVP亲水涂层","科睿驰（深圳）医疗科技发展有限公司","科睿驰(深圳)医疗科技发展有限公司","C02070600300000115090000261","HGW18(T)-100S","HGW18(T)-100S",""]
["15172","通用介入","13-1","13-1","造影导丝","亲水型","/","长度≤180CM","已维护","国械注准20233030061","亲水涂层导丝","亲水涂层导丝","镍钛芯丝、聚氨酯覆膜、PVP亲水涂层","科睿驰（深圳）医疗科技发展有限公司","科睿驰(深圳)医疗科技发展有限公司","C02070600300000115090000262","HGW38-50J","HGW38-50J",""]
["15172","通用介入","13-1","13-1","造影导丝","亲水型","/","长度≤180CM","已维护","国械注准20233030061","亲水涂层导丝","亲水涂层导丝","镍钛芯丝、聚氨酯覆膜、PVP亲水涂层","科睿驰（深圳）医疗科技发展有限公司","科睿驰(深圳)医疗科技发展有限公司","C02070600300000115090000263","HGW18-100A","HGW18-100A",""]
["15172","通用介入","13-1","13-1","造影导丝","亲水型","/","长度≤180CM","已维护","国械注准20233030061","亲水涂层导丝","亲水涂层导丝","镍钛芯丝、聚氨酯覆膜、PVP亲水涂层","科睿驰（深圳）医疗科技发展有限公司","科睿驰(深圳)医疗科技发展有限公司","C02070600300000115090000264","HGW25-180SH","HGW25-180SH",""]
["15172","通用介入","13-1","13-1","造影导丝","亲水型","/","长度≤180CM","已维护","国械注准20233030061","亲水涂层导丝","亲水涂层导丝","镍钛芯丝、聚氨酯覆膜、PVP亲水涂层","科睿驰（深圳）医疗科技发展有限公司","科睿驰(深圳)医疗科技发展有限公司","C02070600300000115090000265","HGW25-180J","HGW25-180J",""]
["15172","通用介入","13-1","13-1","造影导丝","亲水型","/","长度≤180CM","已维护","国械注准20233030061","亲水涂层导丝","亲水涂层导丝","镍钛芯丝、聚氨酯覆膜、PVP亲水涂层","科睿驰（深圳）医疗科技发展有限公司","科睿驰(深圳)医疗科技发展有限公司","C02070600300000115090000266","HGW18(T)-150AH","HGW18(T)-150AH",""]
["15172","通用介入","13-1","13-1","造影导丝","亲水型","/","长度≤180CM","已维护","国械注准20233030061","亲水涂层导丝","亲水涂层导丝","镍钛芯丝、聚氨酯覆膜、PVP亲水涂层","科睿驰（深圳）医疗科技发展有限公司","科睿驰(深圳)医疗科技发展有限公司","C02070600300000115090000267","HGW18-50S","HGW18-50S",""]
["15172","通用介入","13-1","13-1","造影导丝","亲水型","/","长度≤180CM","已维护","国械注准20233030061","亲水涂层导丝","亲水涂层导丝","镍钛芯丝、聚氨酯覆膜、PVP亲水涂层","科睿驰（深圳）医疗科技发展有限公司","科睿驰(深圳)医疗科技发展有限公司","C02070600300000115090000268","HGW35-180S","HGW35-180S",""]
["15172","通用介入","13-1","13-1","造影导丝","亲水型","/","长度≤180CM","已维护","国械注准20233030061","亲水涂层导丝","亲水涂层导丝","镍钛芯丝、聚氨酯覆膜、PVP亲水涂层","科睿驰（深圳）医疗科技发展有限公司","科睿驰(深圳)医疗科技发展有限公司","C02070600300000115090000269","HGW28-180SH","HGW28-180SH",""]
["15172","通用介入","13-1","13-1","造影导丝","亲水型","/","长度≤180CM","已维护","国械注准20233030061","亲水涂层导丝","亲水涂层导丝","镍钛芯丝、聚氨酯覆膜、PVP亲水涂层","科睿驰（深圳）医疗科技发展有限公司","科睿驰(深圳)医疗科技发展有限公司","C02070600300000115090000270","HGW18(T)-80S","HGW18(T)-80S",""]
["15172","通用介入","13-1","13-1","造影导丝","亲水型","/","长度≤180CM","已维护","国械注准20233030061","亲水涂层导丝","亲水涂层导丝","镍钛芯丝、聚氨酯覆膜、PVP亲水涂层","科睿驰（深圳）医疗科技发展有限公司","科睿驰(深圳)医疗科技发展有限公司","C02070600300000115090000271","HGW18-150A","HGW18-150A",""]
["15172","通用介入","13-1","13-1","造影导丝","亲水型","/","长度≤180CM","已维护","国械注准20233030061","亲水涂层导丝","亲水涂层导丝","镍钛芯丝、聚氨酯覆膜、PVP亲水涂层","科睿驰（深圳）医疗科技发展有限公司","科睿驰(深圳)医疗科技发展有限公司","C02070600300000115090000272","HGW35-150JH","HGW35-150JH",""]
["15172","通用介入","13-1","13-1","造影导丝","亲水型","/","长度≤180CM","已维护","国械注准20233030061","亲水涂层导丝","亲水涂层导丝","镍钛芯丝、聚氨酯覆膜、PVP亲水涂层","科睿驰（深圳）医疗科技发展有限公司","科睿驰(深圳)医疗科技发展有限公司","C02070600300000115090000274","HGW32-180AH","HGW32-180AH",""]
["15172","通用介入","13-1","13-1","造影导丝","亲水型","/","长度≤180CM","已维护","国械注准20233030061","亲水涂层导丝","亲水涂层导丝","镍钛芯丝、聚氨酯覆膜、PVP亲水涂层","科睿驰（深圳）医疗科技发展有限公司","科睿驰(深圳)医疗科技发展有限公司","C02070600300000115090000275","HGW18-120SH","HGW18-120SH",""]
["15172","通用介入","13-1","13-1","造影导丝","亲水型","/","长度≤180CM","已维护","国械注准20233030061","亲水涂层导丝","亲水涂层导丝","镍钛芯丝、聚氨酯覆膜、PVP亲水涂层","科睿驰（深圳）医疗科技发展有限公司","科睿驰(深圳)医疗科技发展有限公司","C02070600300000115090000276","HGW18(T)-180J","HGW18(T)-180J",""]
["15172","通用介入","13-1","13-1","造影导丝","亲水型","/","长度≤180CM","已维护","国械注准20233030061","亲水涂层导丝","亲水涂层导丝","镍钛芯丝、聚氨酯覆膜、PVP亲水涂层","科睿驰（深圳）医疗科技发展有限公司","科睿驰(深圳)医疗科技发展有限公司","C02070600300000115090000277","HGW32-150S","HGW32-150S",""]
["15172","通用介入","13-1","13-1","造影导丝","亲水型","/","长度≤180CM","已维护","国械注准20233030061","亲水涂层导丝","亲水涂层导丝","镍钛芯丝、聚氨酯覆膜、PVP亲水涂层","科睿驰（深圳）医疗科技发展有限公司","科睿驰(深圳)医疗科技发展有限公司","C02070600300000115090000279","HGW35-150S","HGW35-150S",""]
["15172","通用介入","13-1","13-1","造影导丝","亲水型","/","长度≤180CM","已维护","国械注准20233030061","亲水涂层导丝","亲水涂层导丝","镍钛芯丝、聚氨酯覆膜、PVP亲水涂层","科睿驰（深圳）医疗科技发展有限公司","科睿驰(深圳)医疗科技发展有限公司","C02070600300000115090000280","HGW28(T)-180J","HGW28(T)-180J",""]
["15172","通用介入","13-1","13-1","造影导丝","亲水型","/","长度≤180CM","已维护","国械注准20233030061","亲水涂层导丝","亲水涂层导丝","镍钛芯丝、聚氨酯覆膜、PVP亲水涂层","科睿驰（深圳）医疗科技发展有限公司","科睿驰(深圳)医疗科技发展有限公司","C02070600300000115090000281","HGW32-180A","HGW32-180A",""]
["15172","通用介入","13-1","13-1","造影导丝","亲水型","/","长度≤180CM","已维护","国械注准20233030061","亲水涂层导丝","亲水涂层导丝","镍钛芯丝、聚氨酯覆膜、PVP亲水涂层","科睿驰（深圳）医疗科技发展有限公司","科睿驰(深圳)医疗科技发展有限公司","C02070600300000115090000284","HGW28-150J","HGW28-150J",""]
["15172","通用介入","13-1","13-1","造影导丝","亲水型","/","长度≤180CM","已维护","国械注准20233030061","亲水涂层导丝","亲水涂层导丝","镍钛芯丝、聚氨酯覆膜、PVP亲水涂层","科睿驰（深圳）医疗科技发展有限公司","科睿驰(深圳)医疗科技发展有限公司","C02070600300000115090000285","HGW28(T)-100J","HGW28(T)-100J",""]
["15172","通用介入","13-1","13-1","造影导丝","亲水型","/","长度≤180CM","已维护","国械注准20233030061","亲水涂层导丝","亲水涂层导丝","镍钛芯丝、聚氨酯覆膜、PVP亲水涂层","科睿驰（深圳）医疗科技发展有限公司","科睿驰(深圳)医疗科技发展有限公司","C02070600300000115090000286","HGW35-100JH","HGW35-100JH",""]
["15172","通用介入","13-1","13-1","造影导丝","亲水型","/","长度≤180CM","已维护","国械注准20233030061","亲水涂层导丝","亲水涂层导丝","镍钛芯丝、聚氨酯覆膜、PVP亲水涂层","科睿驰（深圳）医疗科技发展有限公司","科睿驰(深圳)医疗科技发展有限公司","C02070600300000115090000287","HGW32(T)-150J","HGW32(T)-150J",""]
["15172","通用介入","13-1","13-1","造影导丝","亲水型","/","长度≤180CM","已维护","国械注准20233030061","亲水涂层导丝","亲水涂层导丝","镍钛芯丝、聚氨酯覆膜、PVP亲水涂层","科睿驰（深圳）医疗科技发展有限公司","科睿驰(深圳)医疗科技发展有限公司","C02070600300000115090000288","HGW28-180AH","HGW28-180AH",""]
["15172","通用介入","13-1","13-1","造影导丝","亲水型","/","长度≤180CM","已维护","国械注准20233030061","亲水涂层导丝","亲水涂层导丝","镍钛芯丝、聚氨酯覆膜、PVP亲水涂层","科睿驰（深圳）医疗科技发展有限公司","科睿驰(深圳)医疗科技发展有限公司","C02070600300000115090000290","HGW28-150AH","HGW28-150AH",""]
["15172","通用介入","13-1","13-1","造影导丝","亲水型","/","长度≤180CM","已维护","国械注准20233030061","亲水涂层导丝","亲水涂层导丝","镍钛芯丝、聚氨酯覆膜、PVP亲水涂层","科睿驰（深圳）医疗科技发展有限公司","科睿驰(深圳)医疗科技发展有限公司","C02070600300000115090000291","HGW32(T)-50S","HGW32(T)-50S",""]
["15172","通用介入","13-1","13-1","造影导丝","亲水型","/","长度≤180CM","已维护","国械注准20233030061","亲水涂层导丝","亲水涂层导丝","镍钛芯丝、聚氨酯覆膜、PVP亲水涂层","科睿驰（深圳）医疗科技发展有限公司","科睿驰(深圳)医疗科技发展有限公司","C02070600300000115090000292","HGW21(T)-50A","HGW21(T)-50A",""]
["15172","通用介入","13-1","13-1","造影导丝","亲水型","/","长度≤180CM","已维护","国械注准20233030061","亲水涂层导丝","亲水涂层导丝","镍钛芯丝、聚氨酯覆膜、PVP亲水涂层","科睿驰（深圳）医疗科技发展有限公司","科睿驰(深圳)医疗科技发展有限公司","C02070600300000115090000293","HGW35(T)-180A","HGW35(T)-180A",""]
["15172","通用介入","13-1","13-1","造影导丝","亲水型","/","长度≤180CM","已维护","国械注准20233030061","亲水涂层导丝","亲水涂层导丝","镍钛芯丝、聚氨酯覆膜、PVP亲水涂层","科睿驰（深圳）医疗科技发展有限公司","科睿驰(深圳)医疗科技发展有限公司","C02070600300000115090000294","HGW32-120JH","HGW32-120JH",""]
["15172","通用介入","13-1","13-1","造影导丝","亲水型","/","长度≤180CM","已维护","国械注准20233030061","亲水涂层导丝","亲水涂层导丝","镍钛芯丝、聚氨酯覆膜、PVP亲水涂层","科睿驰（深圳）医疗科技发展有限公司","科睿驰(深圳)医疗科技发展有限公司","C02070600300000115090000296","HGW21(T)-120J","HGW21(T)-120J",""]
["15172","通用介入","13-1","13-1","造影导丝","亲水型","/","长度≤180CM","已维护","国械注准20233030061","亲水涂层导丝","亲水涂层导丝","镍钛芯丝、聚氨酯覆膜、PVP亲水涂层","科睿驰（深圳）医疗科技发展有限公司","科睿驰(深圳)医疗科技发展有限公司","C02070600300000115090000297","HGW32-100SH","HGW32-100SH",""]
["15172","通用介入","13-1","13-1","造影导丝","亲水型","/","长度≤180CM","已维护","国械注准20233030061","亲水涂层导丝","亲水涂层导丝","镍钛芯丝、聚氨酯覆膜、PVP亲水涂层","科睿驰（深圳）医疗科技发展有限公司","科睿驰(深圳)医疗科技发展有限公司","C02070600300000115090000298","HGW18-150JH","HGW18-150JH",""]
["15172","通用介入","13-1","13-1","造影导丝","亲水型","/","长度≤180CM","已维护","国械注准20233030061","亲水涂层导丝","亲水涂层导丝","镍钛芯丝、聚氨酯覆膜、PVP亲水涂层","科睿驰（深圳）医疗科技发展有限公司","科睿驰(深圳)医疗科技发展有限公司","C02070600300000115090000299","HGW38-80J","HGW38-80J",""]
["15172","通用介入","13-1","13-1","造影导丝","亲水型","/","长度≤180CM","已维护","国械注准20233030061","亲水涂层导丝","亲水涂层导丝","镍钛芯丝、聚氨酯覆膜、PVP亲水涂层","科睿驰（深圳）医疗科技发展有限公司","科睿驰(深圳)医疗科技发展有限公司","C02070600300000115090000301","HGW21(T)-100SH","HGW21(T)-100SH",""]
["15172","通用介入","13-1","13-1","造影导丝","亲水型","/","长度≤180CM","已维护","国械注准20233030061","亲水涂层导丝","亲水涂层导丝","镍钛芯丝、聚氨酯覆膜、PVP亲水涂层","科睿驰（深圳）医疗科技发展有限公司","科睿驰(深圳)医疗科技发展有限公司","C02070600300000115090000302","HGW35-120S","HGW35-120S",""]
["15172","通用介入","13-1","13-1","造影导丝","亲水型","/","长度≤180CM","已维护","国械注准20233030061","亲水涂层导丝","亲水涂层导丝","镍钛芯丝、聚氨酯覆膜、PVP亲水涂层","科睿驰（深圳）医疗科技发展有限公司","科睿驰(深圳)医疗科技发展有限公司","C02070600300000115090000303","HGW28(T)-100S","HGW28(T)-100S",""]
["15172","通用介入","13-1","13-1","造影导丝","亲水型","/","长度≤180CM","已维护","国械注准20233030061","亲水涂层导丝","亲水涂层导丝","镍钛芯丝、聚氨酯覆膜、PVP亲水涂层","科睿驰（深圳）医疗科技发展有限公司","科睿驰(深圳)医疗科技发展有限公司","C02070600300000115090000304","HGW25-100SH","HGW25-100SH",""]
["15172","通用介入","13-1","13-1","造影导丝","亲水型","/","长度≤180CM","已维护","国械注准20233030061","亲水涂层导丝","亲水涂层导丝","镍钛芯丝、聚氨酯覆膜、PVP亲水涂层","科睿驰（深圳）医疗科技发展有限公司","科睿驰(深圳)医疗科技发展有限公司","C02070600300000115090000305","HGW28-180JH","HGW28-180JH",""]
["15172","通用介入","13-1","13-1","造影导丝","亲水型","/","长度≤180CM","已维护","国械注准20233030061","亲水涂层导丝","亲水涂层导丝","镍钛芯丝、聚氨酯覆膜、PVP亲水涂层","科睿驰（深圳）医疗科技发展有限公司","科睿驰(深圳)医疗科技发展有限公司","C02070600300000115090000306","HGW35(T)-150J","HGW35(T)-150J",""]
["15172","通用介入","13-1","13-1","造影导丝","亲水型","/","长度≤180CM","已维护","国械注准20233030061","亲水涂层导丝","亲水涂层导丝","镍钛芯丝、聚氨酯覆膜、PVP亲水涂层","科睿驰（深圳）医疗科技发展有限公司","科睿驰(深圳)医疗科技发展有限公司","C02070600300000115090000307","HGW25(T)-180A","HGW25(T)-180A",""]
["15172","通用介入","13-1","13-1","造影导丝","亲水型","/","长度≤180CM","已维护","国械注准20233030061","亲水涂层导丝","亲水涂层导丝","镍钛芯丝、聚氨酯覆膜、PVP亲水涂层","科睿驰（深圳）医疗科技发展有限公司","科睿驰(深圳)医疗科技发展有限公司","C02070600300000115090000308","HGW35(T)-50S","HGW35(T)-50S",""]
["15172","通用介入","13-1","13-1","造影导丝","亲水型","/","长度≤180CM","已维护","国械注准20233030061","亲水涂层导丝","亲水涂层导丝","镍钛芯丝、聚氨酯覆膜、PVP亲水涂层","科睿驰（深圳）医疗科技发展有限公司","科睿驰(深圳)医疗科技发展有限公司","C02070600300000115090000309","HGW21(T)-150JH","HGW21(T)-150JH",""]
["15172","通用介入","13-1","13-1","造影导丝","亲水型","/","长度≤180CM","已维护","国械注准20233030061","亲水涂层导丝","亲水涂层导丝","镍钛芯丝、聚氨酯覆膜、PVP亲水涂层","科睿驰（深圳）医疗科技发展有限公司","科睿驰(深圳)医疗科技发展有限公司","C02070600300000115090000310","HGW25(T)-100A","HGW25(T)-100A",""]
["15172","通用介入","13-1","13-1","造影导丝","亲水型","/","长度≤180CM","已维护","国械注准20233030061","亲水涂层导丝","亲水涂层导丝","镍钛芯丝、聚氨酯覆膜、PVP亲水涂层","科睿驰（深圳）医疗科技发展有限公司","科睿驰(深圳)医疗科技发展有限公司","C02070600300000115090000311","HGW38-150A","HGW38-150A",""]
["15172","通用介入","13-1","13-1","造影导丝","亲水型","/","长度≤180CM","已维护","国械注准20233030061","亲水涂层导丝","亲水涂层导丝","镍钛芯丝、聚氨酯覆膜、PVP亲水涂层","科睿驰（深圳）医疗科技发展有限公司","科睿驰(深圳)医疗科技发展有限公司","C02070600300000115090000312","HGW21-150AH","HGW21-150AH",""]
["15172","通用介入","13-1","13-1","造影导丝","亲水型","/","长度≤180CM","已维护","国械注准20233030061","亲水涂层导丝","亲水涂层导丝","镍钛芯丝、聚氨酯覆膜、PVP亲水涂层","科睿驰（深圳）医疗科技发展有限公司","科睿驰(深圳)医疗科技发展有限公司","C02070600300000115090000313","HGW28-120JH","HGW28-120JH",""]
["15172","通用介入","13-1","13-1","造影导丝","亲水型","/","长度≤180CM","已维护","国械注准20233030061","亲水涂层导丝","亲水涂层导丝","镍钛芯丝、聚氨酯覆膜、PVP亲水涂层","科睿驰（深圳）医疗科技发展有限公司","科睿驰(深圳)医疗科技发展有限公司","C02070600300000115090000314","HGW28-150S","HGW28-150S",""]
["15172","通用介入","13-1","13-1","造影导丝","亲水型","/","长度≤180CM","已维护","国械注准20233030061","亲水涂层导丝","亲水涂层导丝","镍钛芯丝、聚氨酯覆膜、PVP亲水涂层","科睿驰（深圳）医疗科技发展有限公司","科睿驰(深圳)医疗科技发展有限公司","C02070600300000115090000315","HGW25-180JH","HGW25-180JH",""]
["15172","通用介入","13-1","13-1","造影导丝","亲水型","/","长度≤180CM","已维护","国械注准20233030061","亲水涂层导丝","亲水涂层导丝","镍钛芯丝、聚氨酯覆膜、PVP亲水涂层","科睿驰（深圳）医疗科技发展有限公司","科睿驰(深圳)医疗科技发展有限公司","C02070600300000115090000318","HGW28-50S","HGW28-50S",""]
["15172","通用介入","13-1","13-1","造影导丝","亲水型","/","长度≤180CM","已维护","国械注准20233030061","亲水涂层导丝","亲水涂层导丝","镍钛芯丝、聚氨酯覆膜、PVP亲水涂层","科睿驰（深圳）医疗科技发展有限公司","科睿驰(深圳)医疗科技发展有限公司","C02070600300000115090000319","HGW25(T)-100SH","HGW25(T)-100SH",""]
["15172","通用介入","13-1","13-1","造影导丝","亲水型","/","长度≤180CM","已维护","国械注准20233030061","亲水涂层导丝","亲水涂层导丝","镍钛芯丝、聚氨酯覆膜、PVP亲水涂层","科睿驰（深圳）医疗科技发展有限公司","科睿驰(深圳)医疗科技发展有限公司","C02070600300000115090000320","HGW21-120A","HGW21-120A",""]
["15172","通用介入","13-1","13-1","造影导丝","亲水型","/","长度≤180CM","已维护","国械注准20233030061","亲水涂层导丝","亲水涂层导丝","镍钛芯丝、聚氨酯覆膜、PVP亲水涂层","科睿驰（深圳）医疗科技发展有限公司","科睿驰(深圳)医疗科技发展有限公司","C02070600300000115090000323","HGW28(T)-180AH","HGW28(T)-180AH",""]
["15172","通用介入","13-1","13-1","造影导丝","亲水型","/","长度≤180CM","已维护","国械注准20233030061","亲水涂层导丝","亲水涂层导丝","镍钛芯丝、聚氨酯覆膜、PVP亲水涂层","科睿驰（深圳）医疗科技发展有限公司","科睿驰(深圳)医疗科技发展有限公司","C02070600300000115090000324","HGW25-120A","HGW25-120A",""]
["15172","通用介入","13-1","13-1","造影导丝","亲水型","/","长度≤180CM","已维护","国械注准20233030061","亲水涂层导丝","亲水涂层导丝","镍钛芯丝、聚氨酯覆膜、PVP亲水涂层","科睿驰（深圳）医疗科技发展有限公司","科睿驰(深圳)医疗科技发展有限公司","C02070600300000115090000325","HGW18-180JH","HGW18-180JH",""]
["15172","通用介入","13-1","13-1","造影导丝","亲水型","/","长度≤180CM","已维护","国械注准20233030061","亲水涂层导丝","亲水涂层导丝","镍钛芯丝、聚氨酯覆膜、PVP亲水涂层","科睿驰（深圳）医疗科技发展有限公司","科睿驰(深圳)医疗科技发展有限公司","C02070600300000115090000326","HGW35-120AH","HGW35-120AH",""]
["15172","通用介入","13-1","13-1","造影导丝","亲水型","/","长度≤180CM","已维护","国械注准20233030061","亲水涂层导丝","亲水涂层导丝","镍钛芯丝、聚氨酯覆膜、PVP亲水涂层","科睿驰（深圳）医疗科技发展有限公司","科睿驰(深圳)医疗科技发展有限公司","C02070600300000115090000327","HGW35-120A","HGW35-120A",""]
["15172","通用介入","13-1","13-1","造影导丝","亲水型","/","长度≤180CM","已维护","国械注准20233030061","亲水涂层导丝","亲水涂层导丝","镍钛芯丝、聚氨酯覆膜、PVP亲水涂层","科睿驰（深圳）医疗科技发展有限公司","科睿驰(深圳)医疗科技发展有限公司","C02070600300000115090000328","HGW32(T)-120J","HGW32(T)-120J",""]
["15172","通用介入","13-1","13-1","造影导丝","亲水型","/","长度≤180CM","已维护","国械注准20233030061","亲水涂层导丝","亲水涂层导丝","镍钛芯丝、聚氨酯覆膜、PVP亲水涂层","科睿驰（深圳）医疗科技发展有限公司","科睿驰(深圳)医疗科技发展有限公司","C02070600300000115090000330","HGW32(T)-150JH","HGW32(T)-150JH",""]
["15172","通用介入","13-1","13-1","造影导丝","亲水型","/","长度≤180CM","已维护","国械注准20233030061","亲水涂层导丝","亲水涂层导丝","镍钛芯丝、聚氨酯覆膜、PVP亲水涂层","科睿驰（深圳）医疗科技发展有限公司","科睿驰(深圳)医疗科技发展有限公司","C02070600300000115090000331","HGW28(T)-150SH","HGW28(T)-150SH",""]
["15172","通用介入","13-1","13-1","造影导丝","亲水型","/","长度≤180CM","已维护","国械注准20233030061","亲水涂层导丝","亲水涂层导丝","镍钛芯丝、聚氨酯覆膜、PVP亲水涂层","科睿驰（深圳）医疗科技发展有限公司","科睿驰(深圳)医疗科技发展有限公司","C02070600300000115090000333","HGW35(T)-180J","HGW35(T)-180J",""]
["15172","通用介入","13-1","13-1","造影导丝","亲水型","/","长度≤180CM","已维护","国械注准20233030061","亲水涂层导丝","亲水涂层导丝","镍钛芯丝、聚氨酯覆膜、PVP亲水涂层","科睿驰（深圳）医疗科技发展有限公司","科睿驰(深圳)医疗科技发展有限公司","C02070600300000115090000334","HGW35-150J","HGW35-150J",""]
["15172","通用介入","13-1","13-1","造影导丝","亲水型","/","长度≤180CM","已维护","国械注准20233030061","亲水涂层导丝","亲水涂层导丝","镍钛芯丝、聚氨酯覆膜、PVP亲水涂层","科睿驰（深圳）医疗科技发展有限公司","科睿驰(深圳)医疗科技发展有限公司","C02070600300000115090000335","HGW18(T)-120A","HGW18(T)-120A",""]
["15172","通用介入","13-1","13-1","造影导丝","亲水型","/","长度≤180CM","已维护","国械注准20233030061","亲水涂层导丝","亲水涂层导丝","镍钛芯丝、聚氨酯覆膜、PVP亲水涂层","科睿驰（深圳）医疗科技发展有限公司","科睿驰(深圳)医疗科技发展有限公司","C02070600300000115090000336","HGW25-80S","HGW25-80S",""]
["15172","通用介入","13-1","13-1","造影导丝","亲水型","/","长度≤180CM","已维护","国械注准20233030061","亲水涂层导丝","亲水涂层导丝","镍钛芯丝、聚氨酯覆膜、PVP亲水涂层","科睿驰（深圳）医疗科技发展有限公司","科睿驰(深圳)医疗科技发展有限公司","C02070600300000115090000337","HGW18-150SH","HGW18-150SH",""]
["15172","通用介入","13-1","13-1","造影导丝","亲水型","/","长度≤180CM","已维护","国械注准20233030061","亲水涂层导丝","亲水涂层导丝","镍钛芯丝、聚氨酯覆膜、PVP亲水涂层","科睿驰（深圳）医疗科技发展有限公司","科睿驰(深圳)医疗科技发展有限公司","C02070600300000115090000338","HGW32(T)-120S","HGW32(T)-120S",""]
["15172","通用介入","13-1","13-1","造影导丝","亲水型","/","长度≤180CM","已维护","国械注准20233030061","亲水涂层导丝","亲水涂层导丝","镍钛芯丝、聚氨酯覆膜、PVP亲水涂层","科睿驰（深圳）医疗科技发展有限公司","科睿驰(深圳)医疗科技发展有限公司","C02070600300000115090000340","HGW35-100AH","HGW35-100AH",""]
["15172","通用介入","13-1","13-1","造影导丝","亲水型","/","长度≤180CM","已维护","国械注准20233030061","亲水涂层导丝","亲水涂层导丝","镍钛芯丝、聚氨酯覆膜、PVP亲水涂层","科睿驰（深圳）医疗科技发展有限公司","科睿驰(深圳)医疗科技发展有限公司","C02070600300000115090000341","HGW35-120J","HGW35-120J",""]
["15172","通用介入","13-1","13-1","造影导丝","亲水型","/","长度≤180CM","已维护","国械注准20233030061","亲水涂层导丝","亲水涂层导丝","镍钛芯丝、聚氨酯覆膜、PVP亲水涂层","科睿驰（深圳）医疗科技发展有限公司","科睿驰(深圳)医疗科技发展有限公司","C02070600300000115090000342","HGW18-120JH","HGW18-120JH",""]
["15172","通用介入","13-1","13-1","造影导丝","亲水型","/","长度≤180CM","已维护","国械注准20233030061","亲水涂层导丝","亲水涂层导丝","镍钛芯丝、聚氨酯覆膜、PVP亲水涂层","科睿驰（深圳）医疗科技发展有限公司","科睿驰(深圳)医疗科技发展有限公司","C02070600300000115090000345","HGW32(T)-120JH","HGW32(T)-120JH",""]
["15172","通用介入","13-1","13-1","造影导丝","亲水型","/","长度≤180CM","已维护","国械注准20233030061","亲水涂层导丝","亲水涂层导丝","镍钛芯丝、聚氨酯覆膜、PVP亲水涂层","科睿驰（深圳）医疗科技发展有限公司","科睿驰(深圳)医疗科技发展有限公司","C02070600300000115090000346","HGW35-120SH","HGW35-120SH",""]
["15172","通用介入","13-1","13-1","造影导丝","亲水型","/","长度≤180CM","已维护","国械注准20233030061","亲水涂层导丝","亲水涂层导丝","镍钛芯丝、聚氨酯覆膜、PVP亲水涂层","科睿驰（深圳）医疗科技发展有限公司","科睿驰(深圳)医疗科技发展有限公司","C02070600300000115090000347","HGW18(T)-120JH","HGW18(T)-120JH",""]
["15172","通用介入","13-1","13-1","造影导丝","亲水型","/","长度≤180CM","已维护","国械注准20233030061","亲水涂层导丝","亲水涂层导丝","镍钛芯丝、聚氨酯覆膜、PVP亲水涂层","科睿驰（深圳）医疗科技发展有限公司","科睿驰(深圳)医疗科技发展有限公司","C02070600300000115090000349","HGW32-100S","HGW32-100S",""]
["15172","通用介入","13-1","13-1","造影导丝","亲水型","/","长度≤180CM","已维护","国械注准20233030061","亲水涂层导丝","亲水涂层导丝","镍钛芯丝、聚氨酯覆膜、PVP亲水涂层","科睿驰（深圳）医疗科技发展有限公司","科睿驰(深圳)医疗科技发展有限公司","C02070600300000115090000350","HGW28-50J","HGW28-50J",""]
["15172","通用介入","13-1","13-1","造影导丝","亲水型","/","长度≤180CM","已维护","国械注准20233030061","亲水涂层导丝","亲水涂层导丝","镍钛芯丝、聚氨酯覆膜、PVP亲水涂层","科睿驰（深圳）医疗科技发展有限公司","科睿驰(深圳)医疗科技发展有限公司","C02070600300000115090000352","HGW18(T)-150S","HGW18(T)-150S",""]
["15172","通用介入","13-1","13-1","造影导丝","亲水型","/","长度≤180CM","已维护","国械注准20233030061","亲水涂层导丝","亲水涂层导丝","镍钛芯丝、聚氨酯覆膜、PVP亲水涂层","科睿驰（深圳）医疗科技发展有限公司","科睿驰(深圳)医疗科技发展有限公司","C02070600300000115090000354","HGW35-120JH","HGW35-120JH",""]
["15172","通用介入","13-1","13-1","造影导丝","亲水型","/","长度≤180CM","已维护","国械注准20233030061","亲水涂层导丝","亲水涂层导丝","镍钛芯丝、聚氨酯覆膜、PVP亲水涂层","科睿驰（深圳）医疗科技发展有限公司","科睿驰(深圳)医疗科技发展有限公司","C02070600300000115090000355","HGW18(T)-180A","HGW18(T)-180A",""]
["15172","通用介入","13-1","13-1","造影导丝","亲水型","/","长度≤180CM","已维护","国械注准20233030061","亲水涂层导丝","亲水涂层导丝","镍钛芯丝、聚氨酯覆膜、PVP亲水涂层","科睿驰（深圳）医疗科技发展有限公司","科睿驰(深圳)医疗科技发展有限公司","C02070600300000115090000356","HGW28-120AH","HGW28-120AH",""]
["15172","通用介入","13-1","13-1","造影导丝","亲水型","/","长度≤180CM","已维护","国械注准20233030061","亲水涂层导丝","亲水涂层导丝","镍钛芯丝、聚氨酯覆膜、PVP亲水涂层","科睿驰（深圳）医疗科技发展有限公司","科睿驰(深圳)医疗科技发展有限公司","C02070600300000115090000357","HGW38-180J","HGW38-180J",""]
["15172","通用介入","13-1","13-1","造影导丝","亲水型","/","长度≤180CM","已维护","国械注准20233030061","亲水涂层导丝","亲水涂层导丝","镍钛芯丝、聚氨酯覆膜、PVP亲水涂层","科睿驰（深圳）医疗科技发展有限公司","科睿驰(深圳)医疗科技发展有限公司","C02070600300000115090000358","HGW35(T)-100S","HGW35(T)-100S",""]
["15172","通用介入","13-1","13-1","造影导丝","亲水型","/","长度≤180CM","已维护","国械注准20233030061","亲水涂层导丝","亲水涂层导丝","镍钛芯丝、聚氨酯覆膜、PVP亲水涂层","科睿驰（深圳）医疗科技发展有限公司","科睿驰(深圳)医疗科技发展有限公司","C02070600300000115090000359","HGW32-100AH","HGW32-100AH",""]
["15172","通用介入","13-1","13-1","造影导丝","亲水型","/","长度≤180CM","已维护","国械注准20233030061","亲水涂层导丝","亲水涂层导丝","镍钛芯丝、聚氨酯覆膜、PVP亲水涂层","科睿驰（深圳）医疗科技发展有限公司","科睿驰(深圳)医疗科技发展有限公司","C02070600300000115090000360","HGW28(T)-150A","HGW28(T)-150A",""]
["15172","通用介入","13-1","13-1","造影导丝","亲水型","/","长度≤180CM","已维护","国械注准20233030061","亲水涂层导丝","亲水涂层导丝","镍钛芯丝、聚氨酯覆膜、PVP亲水涂层","科睿驰（深圳）医疗科技发展有限公司","科睿驰(深圳)医疗科技发展有限公司","C02070600300000115090000361","HGW35(T)-150S","HGW35(T)-150S",""]
["15172","通用介入","13-1","13-1","造影导丝","亲水型","/","长度≤180CM","已维护","国械注准20233030061","亲水涂层导丝","亲水涂层导丝","镍钛芯丝、聚氨酯覆膜、PVP亲水涂层","科睿驰（深圳）医疗科技发展有限公司","科睿驰(深圳)医疗科技发展有限公司","C02070600300000115090000362","HGW21-100A","HGW21-100A",""]
["15172","通用介入","13-1","13-1","造影导丝","亲水型","/","长度≤180CM","已维护","国械注准20233030061","亲水涂层导丝","亲水涂层导丝","镍钛芯丝、聚氨酯覆膜、PVP亲水涂层","科睿驰（深圳）医疗科技发展有限公司","科睿驰(深圳)医疗科技发展有限公司","C02070600300000115090000364","HGW18(T)-50A","HGW18(T)-50A",""]
["15172","通用介入","13-1","13-1","造影导丝","亲水型","/","长度≤180CM","已维护","国械注准20233030061","亲水涂层导丝","亲水涂层导丝","镍钛芯丝、聚氨酯覆膜、PVP亲水涂层","科睿驰（深圳）医疗科技发展有限公司","科睿驰(深圳)医疗科技发展有限公司","C02070600300000115090000365","HGW32(T)-180J","HGW32(T)-180J",""]
["15172","通用介入","13-1","13-1","造影导丝","亲水型","/","长度≤180CM","已维护","国械注准20233030061","亲水涂层导丝","亲水涂层导丝","镍钛芯丝、聚氨酯覆膜、PVP亲水涂层","科睿驰（深圳）医疗科技发展有限公司","科睿驰(深圳)医疗科技发展有限公司","C02070600300000115090000366","HGW18-180S","HGW18-180S",""]
["15172","通用介入","13-1","13-1","造影导丝","亲水型","/","长度≤180CM","已维护","国械注准20233030061","亲水涂层导丝","亲水涂层导丝","镍钛芯丝、聚氨酯覆膜、PVP亲水涂层","科睿驰（深圳）医疗科技发展有限公司","科睿驰(深圳)医疗科技发展有限公司","C02070600300000115090000367","HGW18-80J","HGW18-80J",""]
["15172","通用介入","13-1","13-1","造影导丝","亲水型","/","长度≤180CM","已维护","国械注准20233030061","亲水涂层导丝","亲水涂层导丝","镍钛芯丝、聚氨酯覆膜、PVP亲水涂层","科睿驰（深圳）医疗科技发展有限公司","科睿驰(深圳)医疗科技发展有限公司","C02070600300000115090000368","HGW25-120S","HGW25-120S",""]
["15172","通用介入","13-1","13-1","造影导丝","亲水型","/","长度≤180CM","已维护","国械注准20233030061","亲水涂层导丝","亲水涂层导丝","镍钛芯丝、聚氨酯覆膜、PVP亲水涂层","科睿驰（深圳）医疗科技发展有限公司","科睿驰(深圳)医疗科技发展有限公司","C02070600300000115090000369","HGW25-100JH","HGW25-100JH",""]
["15172","通用介入","13-1","13-1","造影导丝","亲水型","/","长度≤180CM","已维护","国械注准20233030061","亲水涂层导丝","亲水涂层导丝","镍钛芯丝、聚氨酯覆膜、PVP亲水涂层","科睿驰（深圳）医疗科技发展有限公司","科睿驰(深圳)医疗科技发展有限公司","C02070600300000115090000370","HGW18-150J","HGW18-150J",""]
["15172","通用介入","13-1","13-1","造影导丝","亲水型","/","长度≤180CM","已维护","国械注准20233030061","亲水涂层导丝","亲水涂层导丝","镍钛芯丝、聚氨酯覆膜、PVP亲水涂层","科睿驰（深圳）医疗科技发展有限公司","科睿驰(深圳)医疗科技发展有限公司","C02070600300000115090000371","HGW28(T)-120S","HGW28(T)-120S",""]
["15172","通用介入","13-1","13-1","造影导丝","亲水型","/","长度≤180CM","已维护","国械注准20233030061","亲水涂层导丝","亲水涂层导丝","镍钛芯丝、聚氨酯覆膜、PVP亲水涂层","科睿驰（深圳）医疗科技发展有限公司","科睿驰(深圳)医疗科技发展有限公司","C02070600300000115090000372","HGW21(T)-180JH","HGW21(T)-180JH",""]
["15172","通用介入","13-1","13-1","造影导丝","亲水型","/","长度≤180CM","已维护","国械注准20233030061","亲水涂层导丝","亲水涂层导丝","镍钛芯丝、聚氨酯覆膜、PVP亲水涂层","科睿驰（深圳）医疗科技发展有限公司","科睿驰(深圳)医疗科技发展有限公司","C02070600300000115090000373","HGW25-80A","HGW25-80A",""]
["15172","通用介入","13-1","13-1","造影导丝","亲水型","/","长度≤180CM","已维护","国械注准20233030061","亲水涂层导丝","亲水涂层导丝","镍钛芯丝、聚氨酯覆膜、PVP亲水涂层","科睿驰（深圳）医疗科技发展有限公司","科睿驰(深圳)医疗科技发展有限公司","C02070600300000115090000374","HGW35-150SH","HGW35-150SH",""]
["15172","通用介入","13-1","13-1","造影导丝","亲水型","/","长度≤180CM","已维护","国械注准20233030061","亲水涂层导丝","亲水涂层导丝","镍钛芯丝、聚氨酯覆膜、PVP亲水涂层","科睿驰（深圳）医疗科技发展有限公司","科睿驰(深圳)医疗科技发展有限公司","C02070600300000115090000375","HGW32(T)-120SH","HGW32(T)-120SH",""]
["15172","通用介入","13-1","13-1","造影导丝","亲水型","/","长度≤180CM","已维护","国械注准20233030061","亲水涂层导丝","亲水涂层导丝","镍钛芯丝、聚氨酯覆膜、PVP亲水涂层","科睿驰（深圳）医疗科技发展有限公司","科睿驰(深圳)医疗科技发展有限公司","C02070600300000115090000376","HGW32-100A","HGW32-100A",""]
["15172","通用介入","13-1","13-1","造影导丝","亲水型","/","长度≤180CM","已维护","国械注准20233030061","亲水涂层导丝","亲水涂层导丝","镍钛芯丝、聚氨酯覆膜、PVP亲水涂层","科睿驰（深圳）医疗科技发展有限公司","科睿驰(深圳)医疗科技发展有限公司","C02070600300000115090000377","HGW21-180AH","HGW21-180AH",""]
["15172","通用介入","13-1","13-1","造影导丝","亲水型","/","长度≤180CM","已维护","国械注准20233030061","亲水涂层导丝","亲水涂层导丝","镍钛芯丝、聚氨酯覆膜、PVP亲水涂层","科睿驰（深圳）医疗科技发展有限公司","科睿驰(深圳)医疗科技发展有限公司","C02070600300000115090000380","HGW18-100AH","HGW18-100AH",""]
["15172","通用介入","13-1","13-1","造影导丝","亲水型","/","长度≤180CM","已维护","国械注准20233030061","亲水涂层导丝","亲水涂层导丝","镍钛芯丝、聚氨酯覆膜、PVP亲水涂层","科睿驰（深圳）医疗科技发展有限公司","科睿驰(深圳)医疗科技发展有限公司","C02070600300000115090000381","HGW32-80J","HGW32-80J",""]
["15172","通用介入","13-1","13-1","造影导丝","亲水型","/","长度≤180CM","已维护","国械注准20233030061","亲水涂层导丝","亲水涂层导丝","镍钛芯丝、聚氨酯覆膜、PVP亲水涂层","科睿驰（深圳）医疗科技发展有限公司","科睿驰(深圳)医疗科技发展有限公司","C02070600300000115090000382","HGW28(T)-100SH","HGW28(T)-100SH",""]
["15172","通用介入","13-1","13-1","造影导丝","亲水型","/","长度≤180CM","已维护","国械注准20233030061","亲水涂层导丝","亲水涂层导丝","镍钛芯丝、聚氨酯覆膜、PVP亲水涂层","科睿驰（深圳）医疗科技发展有限公司","科睿驰(深圳)医疗科技发展有限公司","C02070600300000115090000383","HGW18-180A","HGW18-180A",""]
["15172","通用介入","13-1","13-1","造影导丝","亲水型","/","长度≤180CM","已维护","国械注准20233030061","亲水涂层导丝","亲水涂层导丝","镍钛芯丝、聚氨酯覆膜、PVP亲水涂层","科睿驰（深圳）医疗科技发展有限公司","科睿驰(深圳)医疗科技发展有限公司","C02070600300000115090000384","HGW21-150S","HGW21-150S",""]
["15172","通用介入","13-1","13-1","造影导丝","亲水型","/","长度≤180CM","已维护","国械注准20233030061","亲水涂层导丝","亲水涂层导丝","镍钛芯丝、聚氨酯覆膜、PVP亲水涂层","科睿驰（深圳）医疗科技发展有限公司","科睿驰(深圳)医疗科技发展有限公司","C02070600300000115090000385","HGW21(T)-120JH","HGW21(T)-120JH",""]
["15172","通用介入","13-1","13-1","造影导丝","亲水型","/","长度≤180CM","已维护","国械注准20233030061","亲水涂层导丝","亲水涂层导丝","镍钛芯丝、聚氨酯覆膜、PVP亲水涂层","科睿驰（深圳）医疗科技发展有限公司","科睿驰(深圳)医疗科技发展有限公司","C02070600300000115090000386","HGW32-120A","HGW32-120A",""]
["15172","通用介入","13-1","13-1","造影导丝","亲水型","/","长度≤180CM","已维护","国械注准20233030061","亲水涂层导丝","亲水涂层导丝","镍钛芯丝、聚氨酯覆膜、PVP亲水涂层","科睿驰（深圳）医疗科技发展有限公司","科睿驰(深圳)医疗科技发展有限公司","C02070600300000115090000388","HGW25-150JH","HGW25-150JH",""]
["15172","通用介入","13-1","13-1","造影导丝","亲水型","/","长度≤180CM","已维护","国械注准20233030061","亲水涂层导丝","亲水涂层导丝","镍钛芯丝、聚氨酯覆膜、PVP亲水涂层","科睿驰（深圳）医疗科技发展有限公司","科睿驰(深圳)医疗科技发展有限公司","C02070600300000115090000389","HGW18(T)-100JH","HGW18(T)-100JH",""]
["15172","通用介入","13-1","13-1","造影导丝","亲水型","/","长度≤180CM","已维护","国械注准20233030061","亲水涂层导丝","亲水涂层导丝","镍钛芯丝、聚氨酯覆膜、PVP亲水涂层","科睿驰（深圳）医疗科技发展有限公司","科睿驰(深圳)医疗科技发展有限公司","C02070600300000115090000392","HGW25(T)-100AH","HGW25(T)-100AH",""]
["15172","通用介入","13-1","13-1","造影导丝","亲水型","/","长度≤180CM","已维护","国械注准20233030061","亲水涂层导丝","亲水涂层导丝","镍钛芯丝、聚氨酯覆膜、PVP亲水涂层","科睿驰（深圳）医疗科技发展有限公司","科睿驰(深圳)医疗科技发展有限公司","C02070600300000115090000393","HGW32-120S","HGW32-120S",""]
["15172","通用介入","13-1","13-1","造影导丝","亲水型","/","长度≤180CM","已维护","国械注准20233030061","亲水涂层导丝","亲水涂层导丝","镍钛芯丝、聚氨酯覆膜、PVP亲水涂层","科睿驰（深圳）医疗科技发展有限公司","科睿驰(深圳)医疗科技发展有限公司","C02070600300000115090000394","HGW25(T)-100JH","HGW25(T)-100JH",""]
["15172","通用介入","13-1","13-1","造影导丝","亲水型","/","长度≤180CM","已维护","国械注准20233030061","亲水涂层导丝","亲水涂层导丝","镍钛芯丝、聚氨酯覆膜、PVP亲水涂层","科睿驰（深圳）医疗科技发展有限公司","科睿驰(深圳)医疗科技发展有限公司","C02070600300000115090000396","HGW18-100J","HGW18-100J",""]
["15172","通用介入","13-1","13-1","造影导丝","亲水型","/","长度≤180CM","已维护","国械注准20233030061","亲水涂层导丝","亲水涂层导丝","镍钛芯丝、聚氨酯覆膜、PVP亲水涂层","科睿驰（深圳）医疗科技发展有限公司","科睿驰(深圳)医疗科技发展有限公司","C02070600300000115090000399","HGW25-180S","HGW25-180S",""]
["15172","通用介入","13-1","13-1","造影导丝","亲水型","/","长度≤180CM","已维护","国械注准20233030061","亲水涂层导丝","亲水涂层导丝","镍钛芯丝、聚氨酯覆膜、PVP亲水涂层","科睿驰（深圳）医疗科技发展有限公司","科睿驰(深圳)医疗科技发展有限公司","C02070600300000115090000400","HGW21(T)-100S","HGW21(T)-100S",""]
["15172","通用介入","13-1","13-1","造影导丝","亲水型","/","长度≤180CM","已维护","国械注准20233030061","亲水涂层导丝","亲水涂层导丝","镍钛芯丝、聚氨酯覆膜、PVP亲水涂层","科睿驰（深圳）医疗科技发展有限公司","科睿驰(深圳)医疗科技发展有限公司","C02070600300000115090000401","HGW18(T)-80A","HGW18(T)-80A",""]
["15172","通用介入","13-1","13-1","造影导丝","亲水型","/","长度≤180CM","已维护","国械注准20233030061","亲水涂层导丝","亲水涂层导丝","镍钛芯丝、聚氨酯覆膜、PVP亲水涂层","科睿驰（深圳）医疗科技发展有限公司","科睿驰(深圳)医疗科技发展有限公司","C02070600300000115090000402","HGW25(T)-150JH","HGW25(T)-150JH",""]
["15172","通用介入","13-1","13-1","造影导丝","亲水型","/","长度≤180CM","已维护","国械注准20233030061","亲水涂层导丝","亲水涂层导丝","镍钛芯丝、聚氨酯覆膜、PVP亲水涂层","科睿驰（深圳）医疗科技发展有限公司","科睿驰(深圳)医疗科技发展有限公司","C02070600300000115090000403","HGW25(T)-120S","HGW25(T)-120S",""]
["15172","通用介入","13-1","13-1","造影导丝","亲水型","/","长度≤180CM","已维护","国械注准20233030061","亲水涂层导丝","亲水涂层导丝","镍钛芯丝、聚氨酯覆膜、PVP亲水涂层","科睿驰（深圳）医疗科技发展有限公司","科睿驰(深圳)医疗科技发展有限公司","C02070600300000115090000404","HGW28-80J","HGW28-80J",""]
["15172","通用介入","13-1","13-1","造影导丝","亲水型","/","长度≤180CM","已维护","国械注准20233030061","亲水涂层导丝","亲水涂层导丝","镍钛芯丝、聚氨酯覆膜、PVP亲水涂层","科睿驰（深圳）医疗科技发展有限公司","科睿驰(深圳)医疗科技发展有限公司","C02070600300000115090000405","HGW35(T)-150AH","HGW35(T)-150AH",""]
["15172","通用介入","13-1","13-1","造影导丝","亲水型","/","长度≤180CM","已维护","国械注准20233030061","亲水涂层导丝","亲水涂层导丝","镍钛芯丝、聚氨酯覆膜、PVP亲水涂层","科睿驰（深圳）医疗科技发展有限公司","科睿驰(深圳)医疗科技发展有限公司","C02070600300000115090000406","HGW25-100S","HGW25-100S",""]
["15172","通用介入","13-1","13-1","造影导丝","亲水型","/","长度≤180CM","已维护","国械注准20233030061","亲水涂层导丝","亲水涂层导丝","镍钛芯丝、聚氨酯覆膜、PVP亲水涂层","科睿驰（深圳）医疗科技发展有限公司","科睿驰(深圳)医疗科技发展有限公司","C02070600300000115090000408","HGW28(T)-150JH","HGW28(T)-150JH",""]
["15172","通用介入","13-1","13-1","造影导丝","亲水型","/","长度≤180CM","已维护","国械注准20233030061","亲水涂层导丝","亲水涂层导丝","镍钛芯丝、聚氨酯覆膜、PVP亲水涂层","科睿驰（深圳）医疗科技发展有限公司","科睿驰(深圳)医疗科技发展有限公司","C02070600300000115090000409","HGW32(T)-100J","HGW32(T)-100J",""]
["15172","通用介入","13-1","13-1","造影导丝","亲水型","/","长度≤180CM","已维护","国械注准20233030061","亲水涂层导丝","亲水涂层导丝","镍钛芯丝、聚氨酯覆膜、PVP亲水涂层","科睿驰（深圳）医疗科技发展有限公司","科睿驰(深圳)医疗科技发展有限公司","C02070600300000115090000410","HGW38-100J","HGW38-100J",""]
["15172","通用介入","13-1","13-1","造影导丝","亲水型","/","长度≤180CM","已维护","国械注准20233030061","亲水涂层导丝","亲水涂层导丝","镍钛芯丝、聚氨酯覆膜、PVP亲水涂层","科睿驰（深圳）医疗科技发展有限公司","科睿驰(深圳)医疗科技发展有限公司","C02070600300000115090000411","HGW25-150J","HGW25-150J",""]
["15172","通用介入","13-1","13-1","造影导丝","亲水型","/","长度≤180CM","已维护","国械注准20233030061","亲水涂层导丝","亲水涂层导丝","镍钛芯丝、聚氨酯覆膜、PVP亲水涂层","科睿驰（深圳）医疗科技发展有限公司","科睿驰(深圳)医疗科技发展有限公司","C02070600300000115090000412","HGW25-120J","HGW25-120J",""]
["15172","通用介入","13-1","13-1","造影导丝","亲水型","/","长度≤180CM","已维护","国械注准20233030061","亲水涂层导丝","亲水涂层导丝","镍钛芯丝、聚氨酯覆膜、PVP亲水涂层","科睿驰（深圳）医疗科技发展有限公司","科睿驰(深圳)医疗科技发展有限公司","C02070600300000115090000413","HGW32(T)-50A","HGW32(T)-50A",""]
["15172","通用介入","13-1","13-1","造影导丝","亲水型","/","长度≤180CM","已维护","国械注准20233030061","亲水涂层导丝","亲水涂层导丝","镍钛芯丝、聚氨酯覆膜、PVP亲水涂层","科睿驰（深圳）医疗科技发展有限公司","科睿驰(深圳)医疗科技发展有限公司","C02070600300000115090000415","HGW21-50J","HGW21-50J",""]
["15172","通用介入","13-1","13-1","造影导丝","亲水型","/","长度≤180CM","已维护","国械注准20233030061","亲水涂层导丝","亲水涂层导丝","镍钛芯丝、聚氨酯覆膜、PVP亲水涂层","科睿驰（深圳）医疗科技发展有限公司","科睿驰(深圳)医疗科技发展有限公司","C02070600300000115090000417","HGW21-120S","HGW21-120S",""]
["15172","通用介入","13-1","13-1","造影导丝","亲水型","/","长度≤180CM","已维护","国械注准20233030061","亲水涂层导丝","亲水涂层导丝","镍钛芯丝、聚氨酯覆膜、PVP亲水涂层","科睿驰（深圳）医疗科技发展有限公司","科睿驰(深圳)医疗科技发展有限公司","C02070600300000115090000418","HGW28(T)-100A","HGW28(T)-100A",""]
["15172","通用介入","13-1","13-1","造影导丝","亲水型","/","长度≤180CM","已维护","国械注准20233030061","亲水涂层导丝","亲水涂层导丝","镍钛芯丝、聚氨酯覆膜、PVP亲水涂层","科睿驰（深圳）医疗科技发展有限公司","科睿驰(深圳)医疗科技发展有限公司","C02070600300000115090000419","HGW35(T)-120SH","HGW35(T)-120SH",""]
["15172","通用介入","13-1","13-1","造影导丝","亲水型","/","长度≤180CM","已维护","国械注准20233030061","亲水涂层导丝","亲水涂层导丝","镍钛芯丝、聚氨酯覆膜、PVP亲水涂层","科睿驰（深圳）医疗科技发展有限公司","科睿驰(深圳)医疗科技发展有限公司","C02070600300000115090000420","HGW21-100S","HGW21-100S",""]
["15172","通用介入","13-1","13-1","造影导丝","亲水型","/","长度≤180CM","已维护","国械注准20233030061","亲水涂层导丝","亲水涂层导丝","镍钛芯丝、聚氨酯覆膜、PVP亲水涂层","科睿驰（深圳）医疗科技发展有限公司","科睿驰(深圳)医疗科技发展有限公司","C02070600300000115090000421","HGW18(T)-100AH","HGW18(T)-100AH",""]
["15172","通用介入","13-1","13-1","造影导丝","亲水型","/","长度≤180CM","已维护","国械注准20233030061","亲水涂层导丝","亲水涂层导丝","镍钛芯丝、聚氨酯覆膜、PVP亲水涂层","科睿驰（深圳）医疗科技发展有限公司","科睿驰(深圳)医疗科技发展有限公司","C02070600300000115090000422","HGW35-180SH","HGW35-180SH",""]
["15172","通用介入","13-1","13-1","造影导丝","亲水型","/","长度≤180CM","已维护","国械注准20233030061","亲水涂层导丝","亲水涂层导丝","镍钛芯丝、聚氨酯覆膜、PVP亲水涂层","科睿驰（深圳）医疗科技发展有限公司","科睿驰(深圳)医疗科技发展有限公司","C02070600300000115090000423","HGW32(T)-50J","HGW32(T)-50J",""]
["15172","通用介入","13-1","13-1","造影导丝","亲水型","/","长度≤180CM","已维护","国械注准20233030061","亲水涂层导丝","亲水涂层导丝","镍钛芯丝、聚氨酯覆膜、PVP亲水涂层","科睿驰（深圳）医疗科技发展有限公司","科睿驰(深圳)医疗科技发展有限公司","C02070600300000115090000424","HGW35(T)-120J","HGW35(T)-120J",""]
["15172","通用介入","13-1","13-1","造影导丝","亲水型","/","长度≤180CM","已维护","国械注准20233030061","亲水涂层导丝","亲水涂层导丝","镍钛芯丝、聚氨酯覆膜、PVP亲水涂层","科睿驰（深圳）医疗科技发展有限公司","科睿驰(深圳)医疗科技发展有限公司","C02070600300000115090000425","HGW32-80A","HGW32-80A",""]
["15172","通用介入","13-1","13-1","造影导丝","亲水型","/","长度≤180CM","已维护","国械注准20233030061","亲水涂层导丝","亲水涂层导丝","镍钛芯丝、聚氨酯覆膜、PVP亲水涂层","科睿驰（深圳）医疗科技发展有限公司","科睿驰(深圳)医疗科技发展有限公司","C02070600300000115090000426","HGW18(T)-150SH","HGW18(T)-150SH",""]
["15172","通用介入","13-1","13-1","造影导丝","亲水型","/","长度≤180CM","已维护","国械注准20233030061","亲水涂层导丝","亲水涂层导丝","镍钛芯丝、聚氨酯覆膜、PVP亲水涂层","科睿驰（深圳）医疗科技发展有限公司","科睿驰(深圳)医疗科技发展有限公司","C02070600300000115090000427","HGW35-50J","HGW35-50J",""]
["15172","通用介入","13-1","13-1","造影导丝","亲水型","/","长度≤180CM","已维护","国械注准20233030061","亲水涂层导丝","亲水涂层导丝","镍钛芯丝、聚氨酯覆膜、PVP亲水涂层","科睿驰（深圳）医疗科技发展有限公司","科睿驰(深圳)医疗科技发展有限公司","C02070600300000115090000428","HGW21(T)-180A","HGW21(T)-180A",""]
["15172","通用介入","13-1","13-1","造影导丝","亲水型","/","长度≤180CM","已维护","国械注准20233030061","亲水涂层导丝","亲水涂层导丝","镍钛芯丝、聚氨酯覆膜、PVP亲水涂层","科睿驰（深圳）医疗科技发展有限公司","科睿驰(深圳)医疗科技发展有限公司","C02070600300000115090000430","HGW35-180AH","HGW35-180AH",""]
["15172","通用介入","13-1","13-1","造影导丝","亲水型","/","长度≤180CM","已维护","国械注准20233030061","亲水涂层导丝","亲水涂层导丝","镍钛芯丝、聚氨酯覆膜、PVP亲水涂层","科睿驰（深圳）医疗科技发展有限公司","科睿驰(深圳)医疗科技发展有限公司","C02070600300000115090000431","HGW28(T)-100JH","HGW28(T)-100JH",""]
["15172","通用介入","13-1","13-1","造影导丝","亲水型","/","长度≤180CM","已维护","国械注准20233030061","亲水涂层导丝","亲水涂层导丝","镍钛芯丝、聚氨酯覆膜、PVP亲水涂层","科睿驰（深圳）医疗科技发展有限公司","科睿驰(深圳)医疗科技发展有限公司","C02070600300000115090000432","HGW35(T)-100SH","HGW35(T)-100SH",""]
["15172","通用介入","13-1","13-1","造影导丝","亲水型","/","长度≤180CM","已维护","国械注准20233030061","亲水涂层导丝","亲水涂层导丝","镍钛芯丝、聚氨酯覆膜、PVP亲水涂层","科睿驰（深圳）医疗科技发展有限公司","科睿驰(深圳)医疗科技发展有限公司","C02070600300000115090000434","HGW25(T)-120SH","HGW25(T)-120SH",""]
["15172","通用介入","13-1","13-1","造影导丝","亲水型","/","长度≤180CM","已维护","国械注准20233030061","亲水涂层导丝","亲水涂层导丝","镍钛芯丝、聚氨酯覆膜、PVP亲水涂层","科睿驰（深圳）医疗科技发展有限公司","科睿驰(深圳)医疗科技发展有限公司","C02070600300000115090000435","HGW38-150S","HGW38-150S",""]
["15172","通用介入","13-1","13-1","造影导丝","亲水型","/","长度≤180CM","已维护","国械注准20233030061","亲水涂层导丝","亲水涂层导丝","镍钛芯丝、聚氨酯覆膜、PVP亲水涂层","科睿驰（深圳）医疗科技发展有限公司","科睿驰(深圳)医疗科技发展有限公司","C02070600300000115090000436","HGW18(T)-80J","HGW18(T)-80J",""]
["15172","通用介入","13-1","13-1","造影导丝","亲水型","/","长度≤180CM","已维护","国械注准20233030061","亲水涂层导丝","亲水涂层导丝","镍钛芯丝、聚氨酯覆膜、PVP亲水涂层","科睿驰（深圳）医疗科技发展有限公司","科睿驰(深圳)医疗科技发展有限公司","C02070600300000115090000437","HGW28-150A","HGW28-150A",""]
["15172","通用介入","13-1","13-1","造影导丝","亲水型","/","长度≤180CM","已维护","国械注准20233030061","亲水涂层导丝","亲水涂层导丝","镍钛芯丝、聚氨酯覆膜、PVP亲水涂层","科睿驰（深圳）医疗科技发展有限公司","科睿驰(深圳)医疗科技发展有限公司","C02070600300000115090000438","HGW21-80S","HGW21-80S",""]
["15172","通用介入","13-1","13-1","造影导丝","亲水型","/","长度≤180CM","已维护","国械注准20233030061","亲水涂层导丝","亲水涂层导丝","镍钛芯丝、聚氨酯覆膜、PVP亲水涂层","科睿驰（深圳）医疗科技发展有限公司","科睿驰(深圳)医疗科技发展有限公司","C02070600300000115090000439","HGW21(T)-120AH","HGW21(T)-120AH",""]
["15172","通用介入","13-1","13-1","造影导丝","亲水型","/","长度≤180CM","已维护","国械注准20233030061","亲水涂层导丝","亲水涂层导丝","镍钛芯丝、聚氨酯覆膜、PVP亲水涂层","科睿驰（深圳）医疗科技发展有限公司","科睿驰(深圳)医疗科技发展有限公司","C02070600300000115090000440","HGW21(T)-150AH","HGW21(T)-150AH",""]
["15172","通用介入","13-1","13-1","造影导丝","亲水型","/","长度≤180CM","已维护","国械注准20233030061","亲水涂层导丝","亲水涂层导丝","镍钛芯丝、聚氨酯覆膜、PVP亲水涂层","科睿驰（深圳）医疗科技发展有限公司","科睿驰(深圳)医疗科技发展有限公司","C02070600300000115090000441","HGW18(T)-180AH","HGW18(T)-180AH",""]
["15172","通用介入","13-1","13-1","造影导丝","亲水型","/","长度≤180CM","已维护","国械注准20233030061","亲水涂层导丝","亲水涂层导丝","镍钛芯丝、聚氨酯覆膜、PVP亲水涂层","科睿驰（深圳）医疗科技发展有限公司","科睿驰(深圳)医疗科技发展有限公司","C02070600300000115090000442","HGW25(T)-80J","HGW25(T)-80J",""]
["15172","通用介入","13-1","13-1","造影导丝","亲水型","/","长度≤180CM","已维护","国械注准20233030061","亲水涂层导丝","亲水涂层导丝","镍钛芯丝、聚氨酯覆膜、PVP亲水涂层","科睿驰（深圳）医疗科技发展有限公司","科睿驰(深圳)医疗科技发展有限公司","C02070600300000115090000443","HGW35-50S","HGW35-50S",""]
["15172","通用介入","13-1","13-1","造影导丝","亲水型","/","长度≤180CM","已维护","国械注准20233030061","亲水涂层导丝","亲水涂层导丝","镍钛芯丝、聚氨酯覆膜、PVP亲水涂层","科睿驰（深圳）医疗科技发展有限公司","科睿驰(深圳)医疗科技发展有限公司","C02070600300000115090000444","HGW38-100A","HGW38-100A",""]
["15172","通用介入","13-1","13-1","造影导丝","亲水型","/","长度≤180CM","已维护","国械注准20233030061","亲水涂层导丝","亲水涂层导丝","镍钛芯丝、聚氨酯覆膜、PVP亲水涂层","科睿驰（深圳）医疗科技发展有限公司","科睿驰(深圳)医疗科技发展有限公司","C02070600300000115090000445","HGW28(T)-180S","HGW28(T)-180S",""]
["15172","通用介入","13-1","13-1","造影导丝","亲水型","/","长度≤180CM","已维护","国械注准20233030061","亲水涂层导丝","亲水涂层导丝","镍钛芯丝、聚氨酯覆膜、PVP亲水涂层","科睿驰（深圳）医疗科技发展有限公司","科睿驰(深圳)医疗科技发展有限公司","C02070600300000115090000446","HGW28-100JH","HGW28-100JH",""]
["15172","通用介入","13-1","13-1","造影导丝","亲水型","/","长度≤180CM","已维护","国械注准20233030061","亲水涂层导丝","亲水涂层导丝","镍钛芯丝、聚氨酯覆膜、PVP亲水涂层","科睿驰（深圳）医疗科技发展有限公司","科睿驰(深圳)医疗科技发展有限公司","C02070600300000115090000447","HGW28-120S","HGW28-120S",""]
["15172","通用介入","13-1","13-1","造影导丝","亲水型","/","长度≤180CM","已维护","国械注准20233030061","亲水涂层导丝","亲水涂层导丝","镍钛芯丝、聚氨酯覆膜、PVP亲水涂层","科睿驰（深圳）医疗科技发展有限公司","科睿驰(深圳)医疗科技发展有限公司","C02070600300000115090000449","HGW32(T)-180S","HGW32(T)-180S",""]
["15172","通用介入","13-1","13-1","造影导丝","亲水型","/","长度≤180CM","已维护","国械注准20233030061","亲水涂层导丝","亲水涂层导丝","镍钛芯丝、聚氨酯覆膜、PVP亲水涂层","科睿驰（深圳）医疗科技发展有限公司","科睿驰(深圳)医疗科技发展有限公司","C02070600300000115090000450","HGW35(T)-180AH","HGW35(T)-180AH",""]
["15172","通用介入","13-1","13-1","造影导丝","亲水型","/","长度≤180CM","已维护","国械注准20233030061","亲水涂层导丝","亲水涂层导丝","镍钛芯丝、聚氨酯覆膜、PVP亲水涂层","科睿驰（深圳）医疗科技发展有限公司","科睿驰(深圳)医疗科技发展有限公司","C02070600300000115090000451","HGW35(T)-180S","HGW35(T)-180S",""]
["15172","通用介入","13-1","13-1","造影导丝","亲水型","/","长度≤180CM","已维护","国械注准20233030061","亲水涂层导丝","亲水涂层导丝","镍钛芯丝、聚氨酯覆膜、PVP亲水涂层","科睿驰（深圳）医疗科技发展有限公司","科睿驰(深圳)医疗科技发展有限公司","C02070600300000115090000452","HGW35(T)-120A","HGW35(T)-120A",""]
["15172","通用介入","13-1","13-1","造影导丝","亲水型","/","长度≤180CM","已维护","国械注准20233030061","亲水涂层导丝","亲水涂层导丝","镍钛芯丝、聚氨酯覆膜、PVP亲水涂层","科睿驰（深圳）医疗科技发展有限公司","科睿驰(深圳)医疗科技发展有限公司","C02070600300000115090000453","HGW35(T)-120S","HGW35(T)-120S",""]
["15172","通用介入","13-1","13-1","造影导丝","亲水型","/","长度≤180CM","已维护","国械注准20233030061","亲水涂层导丝","亲水涂层导丝","镍钛芯丝、聚氨酯覆膜、PVP亲水涂层","科睿驰（深圳）医疗科技发展有限公司","科睿驰(深圳)医疗科技发展有限公司","C02070600300000115090000454","HGW38(T)-50J","HGW38(T)-50J",""]
["15172","通用介入","13-1","13-1","造影导丝","亲水型","/","长度≤180CM","已维护","国械注准20233030061","亲水涂层导丝","亲水涂层导丝","镍钛芯丝、聚氨酯覆膜、PVP亲水涂层","科睿驰（深圳）医疗科技发展有限公司","科睿驰(深圳)医疗科技发展有限公司","C02070600300000115090000456","HGW38(T)-150A","HGW38(T)-150A",""]
["15172","通用介入","13-1","13-1","造影导丝","亲水型","/","长度≤180CM","已维护","国械注准20233030061","亲水涂层导丝","亲水涂层导丝","镍钛芯丝、聚氨酯覆膜、PVP亲水涂层","科睿驰（深圳）医疗科技发展有限公司","科睿驰(深圳)医疗科技发展有限公司","C02070600300000115090000457","HGW38(T)-150S","HGW38(T)-150S",""]
["15172","通用介入","13-1","13-1","造影导丝","亲水型","/","长度≤180CM","已维护","国械注准20233030061","亲水涂层导丝","亲水涂层导丝","镍钛芯丝、聚氨酯覆膜、PVP亲水涂层","科睿驰（深圳）医疗科技发展有限公司","科睿驰(深圳)医疗科技发展有限公司","C02070600300000115090000458","HGW38(T)-180A","HGW38(T)-180A",""]
["15172","通用介入","13-1","13-1","造影导丝","亲水型","/","长度≤180CM","已维护","国械注准20233030061","亲水涂层导丝","亲水涂层导丝","镍钛芯丝、聚氨酯覆膜、PVP亲水涂层","科睿驰（深圳）医疗科技发展有限公司","科睿驰(深圳)医疗科技发展有限公司","C02070600300000115090000459","HGW38(T)-100A","HGW38(T)-100A",""]
["15172","通用介入","13-1","13-1","造影导丝","亲水型","/","长度≤180CM","已维护","国械注准20233030061","亲水涂层导丝","亲水涂层导丝","镍钛芯丝、聚氨酯覆膜、PVP亲水涂层","科睿驰（深圳）医疗科技发展有限公司","科睿驰(深圳)医疗科技发展有限公司","C02070600300000115090000460","HGW38(T)-100S","HGW38(T)-100S",""]
["15172","通用介入","13-1","13-1","造影导丝","亲水型","/","长度≤180CM","已维护","国械注准20233030061","亲水涂层导丝","亲水涂层导丝","镍钛芯丝、聚氨酯覆膜、PVP亲水涂层","科睿驰（深圳）医疗科技发展有限公司","科睿驰(深圳)医疗科技发展有限公司","C02070600300000115090000461","HGW38(T)-150J","HGW38(T)-150J",""]
["15172","通用介入","13-1","13-1","造影导丝","亲水型","/","长度≤180CM","已维护","国械注准20233030061","亲水涂层导丝","亲水涂层导丝","镍钛芯丝、聚氨酯覆膜、PVP亲水涂层","科睿驰（深圳）医疗科技发展有限公司","科睿驰(深圳)医疗科技发展有限公司","C02070600300000115090000462","HGW38(T)-50S","HGW38(T)-50S",""]
["15172","通用介入","13-1","13-1","造影导丝","亲水型","/","长度≤180CM","已维护","国械注准20233030061","亲水涂层导丝","亲水涂层导丝","镍钛芯丝、聚氨酯覆膜、PVP亲水涂层","科睿驰（深圳）医疗科技发展有限公司","科睿驰(深圳)医疗科技发展有限公司","C02070600300000115090000463","HGW38(T)-180S","HGW38(T)-180S",""]
["15172","通用介入","13-1","13-1","造影导丝","亲水型","/","长度≤180CM","已维护","国械注准20233030061","亲水涂层导丝","亲水涂层导丝","镍钛芯丝、聚氨酯覆膜、PVP亲水涂层","科睿驰（深圳）医疗科技发展有限公司","科睿驰(深圳)医疗科技发展有限公司","C02070600300000115090000464","HGW38(T)-80A","HGW38(T)-80A",""]
["15172","通用介入","13-1","13-1","造影导丝","亲水型","/","长度≤180CM","已维护","国械注准20233030061","亲水涂层导丝","亲水涂层导丝","镍钛芯丝、聚氨酯覆膜、PVP亲水涂层","科睿驰（深圳）医疗科技发展有限公司","科睿驰(深圳)医疗科技发展有限公司","C02070600300000115090000465","HGW38(T)-100J","HGW38(T)-100J",""]
["15172","通用介入","13-1","13-1","造影导丝","亲水型","/","长度≤180CM","已维护","国械注准20233030061","亲水涂层导丝","亲水涂层导丝","镍钛芯丝、聚氨酯覆膜、PVP亲水涂层","科睿驰（深圳）医疗科技发展有限公司","科睿驰(深圳)医疗科技发展有限公司","C02070600300000115090000467","HGW38(T)-80J","HGW38(T)-80J",""]
["15172","通用介入","13-1","13-1","造影导丝","亲水型","/","长度≤180CM","已维护","国械注准20233030061","亲水涂层导丝","亲水涂层导丝","镍钛芯丝、聚氨酯覆膜、PVP亲水涂层","科睿驰（深圳）医疗科技发展有限公司","科睿驰(深圳)医疗科技发展有限公司","C02070600300000115090000468","HGW38(T)-120J","HGW38(T)-120J",""]
["15172","通用介入","13-1","13-1","造影导丝","亲水型","/","长度≤180CM","已维护","国械注准20233030061","亲水涂层导丝","亲水涂层导丝","镍钛芯丝、聚氨酯覆膜、PVP亲水涂层","科睿驰（深圳）医疗科技发展有限公司","科睿驰(深圳)医疗科技发展有限公司","C02070600300000115090000469","HGW38(T)-50A","HGW38(T)-50A",""]
["15172","通用介入","13-1","13-1","造影导丝","亲水型","/","长度≤180CM","已维护","国械注准20233030061","亲水涂层导丝","亲水涂层导丝","镍钛芯丝、聚氨酯覆膜、PVP亲水涂层","科睿驰（深圳）医疗科技发展有限公司","科睿驰(深圳)医疗科技发展有限公司","C02070600300000115090000471","HGW38(T)-80S","HGW38(T)-80S",""]
["15172","通用介入","13-1","13-1","造影导丝","亲水型","/","长度≤180CM","已维护","国械注准20233030061","亲水涂层导丝","亲水涂层导丝","镍钛芯丝、聚氨酯覆膜、PVP亲水涂层","科睿驰（深圳）医疗科技发展有限公司","科睿驰(深圳)医疗科技发展有限公司","C02070600300000115090000001","HGW28-100SH","HGW28-100SH",""]
["15172","通用介入","13-1","13-1","造影导丝","亲水型","/","长度≤180CM","已维护","国械注准20233030061","亲水涂层导丝","亲水涂层导丝","镍钛芯丝、聚氨酯覆膜、PVP亲水涂层","科睿驰（深圳）医疗科技发展有限公司","科睿驰(深圳)医疗科技发展有限公司","C02070600300000115090000009","HGW28(T)-150J","HGW28(T)-150J",""]
["15172","通用介入","13-1","13-1","造影导丝","亲水型","/","长度≤180CM","已维护","国械注准20233030061","亲水涂层导丝","亲水涂层导丝","镍钛芯丝、聚氨酯覆膜、PVP亲水涂层","科睿驰（深圳）医疗科技发展有限公司","科睿驰(深圳)医疗科技发展有限公司","C02070600300000115090000013","HGW21(T)-80J","HGW21(T)-80J",""]
["15172","通用介入","13-1","13-1","造影导丝","亲水型","/","长度≤180CM","已维护","国械注准20233030061","亲水涂层导丝","亲水涂层导丝","镍钛芯丝、聚氨酯覆膜、PVP亲水涂层","科睿驰（深圳）医疗科技发展有限公司","科睿驰(深圳)医疗科技发展有限公司","C02070600300000115090000018","HGW21-180J","HGW21-180J",""]
["15172","通用介入","13-1","13-1","造影导丝","亲水型","/","长度≤180CM","已维护","国械注准20233030061","亲水涂层导丝","亲水涂层导丝","镍钛芯丝、聚氨酯覆膜、PVP亲水涂层","科睿驰（深圳）医疗科技发展有限公司","科睿驰(深圳)医疗科技发展有限公司","C02070600300000115090000023","HGW32(T)-150A","HGW32(T)-150A",""]
["15172","通用介入","13-1","13-1","造影导丝","亲水型","/","长度≤180CM","已维护","国械注准20233030061","亲水涂层导丝","亲水涂层导丝","镍钛芯丝、聚氨酯覆膜、PVP亲水涂层","科睿驰（深圳）医疗科技发展有限公司","科睿驰(深圳)医疗科技发展有限公司","C02070600300000115090000031","HGW28(T)-50J","HGW28(T)-50J",""]
["15172","通用介入","13-1","13-1","造影导丝","亲水型","/","长度≤180CM","已维护","国械注准20233030061","亲水涂层导丝","亲水涂层导丝","镍钛芯丝、聚氨酯覆膜、PVP亲水涂层","科睿驰（深圳）医疗科技发展有限公司","科睿驰(深圳)医疗科技发展有限公司","C02070600300000115090000033","HGW21(T)-150S","HGW21(T)-150S",""]
["15172","通用介入","13-1","13-1","造影导丝","亲水型","/","长度≤180CM","已维护","国械注准20233030061","亲水涂层导丝","亲水涂层导丝","镍钛芯丝、聚氨酯覆膜、PVP亲水涂层","科睿驰（深圳）医疗科技发展有限公司","科睿驰(深圳)医疗科技发展有限公司","C02070600300000115090000043","HGW21-120SH","HGW21-120SH",""]
["15172","通用介入","13-1","13-1","造影导丝","亲水型","/","长度≤180CM","已维护","国械注准20233030061","亲水涂层导丝","亲水涂层导丝","镍钛芯丝、聚氨酯覆膜、PVP亲水涂层","科睿驰（深圳）医疗科技发展有限公司","科睿驰(深圳)医疗科技发展有限公司","C02070600300000115090000047","HGW32(T)-150SH","HGW32(T)-150SH",""]
["15172","通用介入","13-1","13-1","造影导丝","亲水型","/","长度≤180CM","已维护","国械注准20233030061","亲水涂层导丝","亲水涂层导丝","镍钛芯丝、聚氨酯覆膜、PVP亲水涂层","科睿驰（深圳）医疗科技发展有限公司","科睿驰(深圳)医疗科技发展有限公司","C02070600300000115090000053","HGW21-50S","HGW21-50S",""]
["15172","通用介入","13-1","13-1","造影导丝","亲水型","/","长度≤180CM","已维护","国械注准20233030061","亲水涂层导丝","亲水涂层导丝","镍钛芯丝、聚氨酯覆膜、PVP亲水涂层","科睿驰（深圳）医疗科技发展有限公司","科睿驰(深圳)医疗科技发展有限公司","C02070600300000115090000054","HGW25(T)-180AH","HGW25(T)-180AH",""]
["15172","通用介入","13-1","13-1","造影导丝","亲水型","/","长度≤180CM","已维护","国械注准20233030061","亲水涂层导丝","亲水涂层导丝","镍钛芯丝、聚氨酯覆膜、PVP亲水涂层","科睿驰（深圳）医疗科技发展有限公司","科睿驰(深圳)医疗科技发展有限公司","C02070600300000115090000058","HGW28-100S","HGW28-100S",""]
["15172","通用介入","13-1","13-1","造影导丝","亲水型","/","长度≤180CM","已维护","国械注准20233030061","亲水涂层导丝","亲水涂层导丝","镍钛芯丝、聚氨酯覆膜、PVP亲水涂层","科睿驰（深圳）医疗科技发展有限公司","科睿驰(深圳)医疗科技发展有限公司","C02070600300000115090000064","HGW21-120JH","HGW21-120JH",""]
["15172","通用介入","13-1","13-1","造影导丝","亲水型","/","长度≤180CM","已维护","国械注准20233030061","亲水涂层导丝","亲水涂层导丝","镍钛芯丝、聚氨酯覆膜、PVP亲水涂层","科睿驰（深圳）医疗科技发展有限公司","科睿驰(深圳)医疗科技发展有限公司","C02070600300000115090000074","HGW28-180S","HGW28-180S",""]
["15172","通用介入","13-1","13-1","造影导丝","亲水型","/","长度≤180CM","已维护","国械注准20233030061","亲水涂层导丝","亲水涂层导丝","镍钛芯丝、聚氨酯覆膜、PVP亲水涂层","科睿驰（深圳）医疗科技发展有限公司","科睿驰(深圳)医疗科技发展有限公司","C02070600300000115090000077","HGW21(T)-150J","HGW21(T)-150J",""]
["15172","通用介入","13-1","13-1","造影导丝","亲水型","/","长度≤180CM","已维护","国械注准20233030061","亲水涂层导丝","亲水涂层导丝","镍钛芯丝、聚氨酯覆膜、PVP亲水涂层","科睿驰（深圳）医疗科技发展有限公司","科睿驰(深圳)医疗科技发展有限公司","C02070600300000115090000082","HGW35(T)-50J","HGW35(T)-50J",""]
["15172","通用介入","13-1","13-1","造影导丝","亲水型","/","长度≤180CM","已维护","国械注准20233030061","亲水涂层导丝","亲水涂层导丝","镍钛芯丝、聚氨酯覆膜、PVP亲水涂层","科睿驰（深圳）医疗科技发展有限公司","科睿驰(深圳)医疗科技发展有限公司","C02070600300000115090000087","HGW21-150A","HGW21-150A",""]
["15172","通用介入","13-1","13-1","造影导丝","亲水型","/","长度≤180CM","已维护","国械注准20233030061","亲水涂层导丝","亲水涂层导丝","镍钛芯丝、聚氨酯覆膜、PVP亲水涂层","科睿驰（深圳）医疗科技发展有限公司","科睿驰(深圳)医疗科技发展有限公司","C02070600300000115090000093","HGW25(T)-120AH","HGW25(T)-120AH",""]
["15172","通用介入","13-1","13-1","造影导丝","亲水型","/","长度≤180CM","已维护","国械注准20233030061","亲水涂层导丝","亲水涂层导丝","镍钛芯丝、聚氨酯覆膜、PVP亲水涂层","科睿驰（深圳）医疗科技发展有限公司","科睿驰(深圳)医疗科技发展有限公司","C02070600300000115090000098","HGW25-180A","HGW25-180A",""]
["15172","通用介入","13-1","13-1","造影导丝","亲水型","/","长度≤180CM","已维护","国械注准20233030061","亲水涂层导丝","亲水涂层导丝","镍钛芯丝、聚氨酯覆膜、PVP亲水涂层","科睿驰（深圳）医疗科技发展有限公司","科睿驰(深圳)医疗科技发展有限公司","C02070600300000115090000103","HGW18(T)-120S","HGW18(T)-120S",""]
["15175","通用介入","13-1","13-2","造影导丝","亲水型","/","长度＞180CM","已维护","国械注准20233030061","亲水涂层导丝","亲水涂层导丝","镍钛芯丝、聚氨酯覆膜、PVP亲水涂层","科睿驰（深圳）医疗科技发展有限公司","科睿驰(深圳)医疗科技发展有限公司","C02070600300000115090000025","HGW35-260JH","HGW35-260JH",""]
["15175","通用介入","13-1","13-2","造影导丝","亲水型","/","长度＞180CM","已维护","国械注准20233030061","亲水涂层导丝","亲水涂层导丝","镍钛芯丝、聚氨酯覆膜、PVP亲水涂层","科睿驰（深圳）医疗科技发展有限公司","科睿驰(深圳)医疗科技发展有限公司","C02070600300000115090000070","HGW25(T)-260JH","HGW25(T)-260JH",""]
["15175","通用介入","13-1","13-2","造影导丝","亲水型","/","长度＞180CM","已维护","国械注准20233030061","亲水涂层导丝","亲水涂层导丝","镍钛芯丝、聚氨酯覆膜、PVP亲水涂层","科睿驰（深圳）医疗科技发展有限公司","科睿驰(深圳)医疗科技发展有限公司","C02070600300000115090000071","HGW28(T)-260JH","HGW28(T)-260JH",""]
["15175","通用介入","13-1","13-2","造影导丝","亲水型","/","长度＞180CM","已维护","国械注准20233030061","亲水涂层导丝","亲水涂层导丝","镍钛芯丝、聚氨酯覆膜、PVP亲水涂层","科睿驰（深圳）医疗科技发展有限公司","科睿驰(深圳)医疗科技发展有限公司","C02070600300000115090000131","HGW21-260S","HGW21-260S",""]
["15175","通用介入","13-1","13-2","造影导丝","亲水型","/","长度＞180CM","已维护","国械注准20233030061","亲水涂层导丝","亲水涂层导丝","镍钛芯丝、聚氨酯覆膜、PVP亲水涂层","科睿驰（深圳）医疗科技发展有限公司","科睿驰(深圳)医疗科技发展有限公司","C02070600300000115090000164","HGW32(T)-260AH","HGW32(T)-260AH",""]
["15175","通用介入","13-1","13-2","造影导丝","亲水型","/","长度＞180CM","已维护","国械注准20233030061","亲水涂层导丝","亲水涂层导丝","镍钛芯丝、聚氨酯覆膜、PVP亲水涂层","科睿驰（深圳）医疗科技发展有限公司","科睿驰(深圳)医疗科技发展有限公司","C02070600300000115090000111","HGW18(T)-260J","HGW18(T)-260J",""]
["15175","通用介入","13-1","13-2","造影导丝","亲水型","/","长度＞180CM","已维护","国械注准20233030061","亲水涂层导丝","亲水涂层导丝","镍钛芯丝、聚氨酯覆膜、PVP亲水涂层","科睿驰（深圳）医疗科技发展有限公司","科睿驰(深圳)医疗科技发展有限公司","C02070600300000115090000193","HGW28(T)-260J","HGW28(T)-260J",""]
["15175","通用介入","13-1","13-2","造影导丝","亲水型","/","长度＞180CM","已维护","国械注准20233030061","亲水涂层导丝","亲水涂层导丝","镍钛芯丝、聚氨酯覆膜、PVP亲水涂层","科睿驰（深圳）医疗科技发展有限公司","科睿驰(深圳)医疗科技发展有限公司","C02070600300000115090000223","HGW18-260A","HGW18-260A",""]
["15175","通用介入","13-1","13-2","造影导丝","亲水型","/","长度＞180CM","已维护","国械注准20233030061","亲水涂层导丝","亲水涂层导丝","镍钛芯丝、聚氨酯覆膜、PVP亲水涂层","科睿驰（深圳）医疗科技发展有限公司","科睿驰(深圳)医疗科技发展有限公司","C02070600300000115090000250","HGW35-260S","HGW35-260S",""]
["15175","通用介入","13-1","13-2","造影导丝","亲水型","/","长度＞180CM","已维护","国械注准20233030061","亲水涂层导丝","亲水涂层导丝","镍钛芯丝、聚氨酯覆膜、PVP亲水涂层","科睿驰（深圳）医疗科技发展有限公司","科睿驰(深圳)医疗科技发展有限公司","C02070600300000115090000283","HGW18-260SH","HGW18-260SH",""]
["15175","通用介入","13-1","13-2","造影导丝","亲水型","/","长度＞180CM","已维护","国械注准20233030061","亲水涂层导丝","亲水涂层导丝","镍钛芯丝、聚氨酯覆膜、PVP亲水涂层","科睿驰（深圳）医疗科技发展有限公司","科睿驰(深圳)医疗科技发展有限公司","C02070600300000115090000300","HGW28(T)-260AH","HGW28(T)-260AH",""]
["15175","通用介入","13-1","13-2","造影导丝","亲水型","/","长度＞180CM","已维护","国械注准20233030061","亲水涂层导丝","亲水涂层导丝","镍钛芯丝、聚氨酯覆膜、PVP亲水涂层","科睿驰（深圳）医疗科技发展有限公司","科睿驰(深圳)医疗科技发展有限公司","C02070600300000115090000332","HGW32(T)-260JH","HGW32(T)-260JH",""]
["15175","通用介入","13-1","13-2","造影导丝","亲水型","/","长度＞180CM","已维护","国械注准20233030061","亲水涂层导丝","亲水涂层导丝","镍钛芯丝、聚氨酯覆膜、PVP亲水涂层","科睿驰（深圳）医疗科技发展有限公司","科睿驰(深圳)医疗科技发展有限公司","C02070600300000115090000348","HGW35(T)-260J","HGW35(T)-260J",""]
["15175","通用介入","13-1","13-2","造影导丝","亲水型","/","长度＞180CM","已维护","国械注准20233030061","亲水涂层导丝","亲水涂层导丝","镍钛芯丝、聚氨酯覆膜、PVP亲水涂层","科睿驰（深圳）医疗科技发展有限公司","科睿驰(深圳)医疗科技发展有限公司","C02070600300000115090000379","HGW25(T)-260AH","HGW25(T)-260AH",""]
["15175","通用介入","13-1","13-2","造影导丝","亲水型","/","长度＞180CM","已维护","国械注准20233030061","亲水涂层导丝","亲水涂层导丝","镍钛芯丝、聚氨酯覆膜、PVP亲水涂层","科睿驰（深圳）医疗科技发展有限公司","科睿驰(深圳)医疗科技发展有限公司","C02070600300000115090000390","HGW21-260SH","HGW21-260SH",""]
["15175","通用介入","13-1","13-2","造影导丝","亲水型","/","长度＞180CM","已维护","国械注准20233030061","亲水涂层导丝","亲水涂层导丝","镍钛芯丝、聚氨酯覆膜、PVP亲水涂层","科睿驰（深圳）医疗科技发展有限公司","科睿驰(深圳)医疗科技发展有限公司","C02070600300000115090000429","HGW25(T)-260A","HGW25(T)-260A",""]
["15175","通用介入","13-1","13-2","造影导丝","亲水型","/","长度＞180CM","已维护","国械注准20233030061","亲水涂层导丝","亲水涂层导丝","镍钛芯丝、聚氨酯覆膜、PVP亲水涂层","科睿驰（深圳）医疗科技发展有限公司","科睿驰(深圳)医疗科技发展有限公司","C02070600300000115090000455","HGW38(T)-260A","HGW38(T)-260A",""]
["15175","通用介入","13-1","13-2","造影导丝","亲水型","/","长度＞180CM","已维护","国械注准20233030061","亲水涂层导丝","亲水涂层导丝","镍钛芯丝、聚氨酯覆膜、PVP亲水涂层","科睿驰（深圳）医疗科技发展有限公司","科睿驰(深圳)医疗科技发展有限公司","C02070600300000115090000472","HGW38(T)-260S","HGW38(T)-260S",""]
["15177","通用介入","18","18","抓捕器","抓捕器","/","/","已维护","国械注准20233030906","圈套器","圈套器","","北京巨源仁通医疗科技有限公司","北京巨源仁通医疗科技有限公司","C02071407400001209530000005","00120100","/",""]
["15177","通用介入","18","18","抓捕器","抓捕器","/","/","已维护","国械注准20233030906","圈套器","圈套器","","北京巨源仁通医疗科技有限公司","北京巨源仁通医疗科技有限公司","C02071407400001209530000011","00110125","/",""]
["15177","通用介入","18","18","抓捕器","抓捕器","/","/","已维护","国械注准20233030906","圈套器","圈套器","","北京巨源仁通医疗科技有限公司","北京巨源仁通医疗科技有限公司","C02071407400001209530000015","00110180","/",""]
["15185","通用介入","1-1","1-1","中心静脉导管类","中心静脉导管（cvc）","普通型","单腔型","已维护","国械注准20163030372","一次性使用中心静脉导管套件","一次性使用中心静脉导管套件","聚氨酯","江苏省华星医疗器械实业有限公司","江苏省华星医疗器械实业有限公司","C02070300401003027140000077","A型中心静脉导管套件，选配内容:穿刺针、扩张管，移动限流夹、滑扣、肝素帽、一次性使用手术刀、无菌注射针、无菌注射器、蓝针管、橡胶医用手套（无粉）、锾子、脱脂纱布、洞币、中单、手术贴膜、棉球、非吸收性外科维线（带针）、胶条/胶贴、弯盘/方盘、消毒液刷。","单腔16Ga 外径1.70 有效长度300 DIS≥43-53",""]
["15185","通用介入","1-1","1-1","中心静脉导管类","中心静脉导管（cvc）","普通型","单腔型","已维护","国械注准20163030372","一次性使用中心静脉导管套件","一次性使用中心静脉导管套件","聚氨酯","江苏省华星医疗器械实业有限公司","江苏省华星医疗器械实业有限公司","C02070300401003027140000080","A型中心静脉导管套件，选配内容:穿刺针、扩张管，移动限流夹、滑扣、肝素帽、一次性使用手术刀、无菌注射针、无菌注射器、蓝针管、橡胶医用手套（无粉）、锾子、脱脂纱布、洞币、中单、手术贴膜、棉球、非吸收性外科维线（带针）、胶条/胶贴、弯盘/方盘、消毒液刷。","单腔14Ga 外径2.20 有效长度200 DIS≥120-145",""]
["15185","通用介入","1-1","1-1","中心静脉导管类","中心静脉导管（cvc）","普通型","单腔型","已维护","国械注准20163030372","一次性使用中心静脉导管套件","一次性使用中心静脉导管套件","聚氨酯","江苏省华星医疗器械实业有限公司","江苏省华星医疗器械实业有限公司","C02070300401003027140000084","A型中心静脉导管套件，选配内容:穿刺针、扩张管，移动限流夹、滑扣、肝素帽、一次性使用手术刀、无菌注射针、无菌注射器、蓝针管、橡胶医用手套（无粉）、锾子、脱脂纱布、洞币、中单、手术贴膜、棉球、非吸收性外科维线（带针）、胶条/胶贴、弯盘/方盘、消毒液刷。","单腔18Ga 外径1.40 有效长度150 DIS≥31-38",""]
["15186","通用介入","1-1","1-2","中心静脉导管类","中心静脉导管（cvc）","普通型","双腔型","已维护","国械注准20163030372","一次性使用中心静脉导管套件","一次性使用中心静脉导管套件","聚氨酯","江苏省华星医疗器械实业有限公司","江苏省华星医疗器械实业有限公司","C02070300401003027140000090","A型中心静脉导管套件，选配内容:穿刺针、扩张管，移动限流夹、滑扣、肝素帽、一次性使用手术刀、无菌注射针、无菌注射器、蓝针管、橡胶医用手套（无粉）、锾子、脱脂纱布、洞币、中单、手术贴膜、棉球、非吸收性外科维线（带针）、胶条/胶贴、弯盘/方盘、消毒液刷。","双腔4Fr 外径1.40 有效长度150 DIS≥10-16 PRO≥5-10",""]
["15186","通用介入","1-1","1-2","中心静脉导管类","中心静脉导管（cvc）","普通型","双腔型","已维护","国械注准20163030372","一次性使用中心静脉导管套件","一次性使用中心静脉导管套件","聚氨酯","江苏省华星医疗器械实业有限公司","江苏省华星医疗器械实业有限公司","C02070300401003027140000095","A型中心静脉导管套件，选配内容:穿刺针、扩张管，移动限流夹、滑扣、肝素帽、一次性使用手术刀、无菌注射针、无菌注射器、蓝针管、橡胶医用手套（无粉）、锾子、脱脂纱布、洞币、中单、手术贴膜、棉球、非吸收性外科维线（带针）、胶条/胶贴、弯盘/方盘、消毒液刷。","双腔4Fr 外径1.40 有效长度300 DIS≥7-9 PRO≥4-5",""]
["15189","通用介入","13-1","13-2","造影导丝","亲水型","/","长度＞180CM","已维护","湘械注准20252030345","亲水涂层导丝","亲水涂层导丝","镍钛合金、含钨聚氨酯、聚乙烯吡咯烷酮","湖南普惠圣康医疗科技有限公司","湖南普惠圣康医疗科技有限公司","C02070600300000243140000007","SKF38260A","SKF38260A","导丝外径（英寸）0.038，导丝长度260cm，导丝头端A弯，导丝硬度标准，包覆层表面涂覆亲水涂层（聚乙烯吡咯烷酮）"]
["15189","通用介入","13-1","13-2","造影导丝","亲水型","/","长度＞180CM","已维护","湘械注准20252030345","亲水涂层导丝","亲水涂层导丝","镍钛合金、含钨聚氨酯、聚乙烯吡咯烷酮","湖南普惠圣康医疗科技有限公司","湖南普惠圣康医疗科技有限公司","C02070600300000243140000041","SKF38220HS","SKF38220HS","导丝外径（英寸）0.038，导丝长度220cm，导丝头端直型，导丝硬度加硬，包覆层表面涂覆亲水涂层（聚乙烯吡咯烷酮）"]
["15189","通用介入","13-1","13-2","造影导丝","亲水型","/","长度＞180CM","已维护","湘械注准20252030345","亲水涂层导丝","亲水涂层导丝","镍钛合金、含钨聚氨酯、聚乙烯吡咯烷酮","湖南普惠圣康医疗科技有限公司","湖南普惠圣康医疗科技有限公司","C02070600300000243140000138","SKF38220S","SKF38220S","导丝外径（英寸）0.038，导丝长度220cm，导丝头端直型，导丝硬度标准，包覆层表面涂覆亲水涂层（聚乙烯吡咯烷酮）"]
["15189","通用介入","13-1","13-2","造影导丝","亲水型","/","长度＞180CM","已维护","湘械注准20252030345","亲水涂层导丝","亲水涂层导丝","镍钛合金、含钨聚氨酯、聚乙烯吡咯烷酮","湖南普惠圣康医疗科技有限公司","湖南普惠圣康医疗科技有限公司","C02070600300000243140000063","SKF35260HJ","SKF35260HJ","导丝外径（英寸）0.035，导丝长度260cm，导丝头端J弯，导丝硬度加硬，包覆层表面涂覆亲水涂层（聚乙烯吡咯烷酮）"]
["15189","通用介入","13-1","13-2","造影导丝","亲水型","/","长度＞180CM","已维护","湘械注准20252030345","亲水涂层导丝","亲水涂层导丝","镍钛合金、含钨聚氨酯、聚乙烯吡咯烷酮","湖南普惠圣康医疗科技有限公司","湖南普惠圣康医疗科技有限公司","C02070600300000243140000029","SKF35220HA","SKF35220HA","导丝外径（英寸）0.035，导丝长度220cm，导丝头端A弯，导丝硬度加硬，包覆层表面涂覆亲水涂层（聚乙烯吡咯烷酮）"]
["15189","通用介入","13-1","13-2","造影导丝","亲水型","/","长度＞180CM","已维护","湘械注准20252030345","亲水涂层导丝","亲水涂层导丝","镍钛合金、含钨聚氨酯、聚乙烯吡咯烷酮","湖南普惠圣康医疗科技有限公司","湖南普惠圣康医疗科技有限公司","C02070600300000243140000108","SKF35220J","SKF35220J","导丝外径（英寸）0.035，导丝长度220cm，导丝头端J弯，导丝硬度标准，包覆层表面涂覆亲水涂层（聚乙烯吡咯烷酮）"]
["15189","通用介入","13-1","13-2","造影导丝","亲水型","/","长度＞180CM","已维护","湘械注准20252030345","亲水涂层导丝","亲水涂层导丝","镍钛合金、含钨聚氨酯、聚乙烯吡咯烷酮","湖南普惠圣康医疗科技有限公司","湖南普惠圣康医疗科技有限公司","C02070600300000243140000072","SKF32260HJ","SKF32260HJ","导丝外径（英寸）0.032，导丝长度260cm，导丝头端J弯，导丝硬度加硬，包覆层表面涂覆亲水涂层（聚乙烯吡咯烷酮）"]
["15189","通用介入","13-1","13-2","造影导丝","亲水型","/","长度＞180CM","已维护","湘械注准20252030345","亲水涂层导丝","亲水涂层导丝","镍钛合金、含钨聚氨酯、聚乙烯吡咯烷酮","湖南普惠圣康医疗科技有限公司","湖南普惠圣康医疗科技有限公司","C02070600300000243140000144","SKF32220HA","SKF32220HA","导丝外径（英寸）0.032，导丝长度220cm，导丝头端A弯，导丝硬度加硬，包覆层表面涂覆亲水涂层（聚乙烯吡咯烷酮）"]
["15198","通用介入","19","19","三联三通","三联三通","/","/","已维护","国械注准20253140258","一次性使用连通板","一次性使用连通板","聚碳酸酯、PVC（增塑剂DEHP）等","山东威高瑞新医疗技术有限公司","山东威高瑞新医疗技术有限公司","C02071605400000200080000011","LT-3","LT-3",""]
["15201","通用介入","21","21","Y接头","Y接头","/","/","已维护","鲁械注准20242030855","一次性使用Y型连接器套件","一次性使用Y型连接器套件","PC、PP、硅胶、聚氨酯、不锈钢等","山东威高瑞新医疗技术有限公司","山东威高瑞新医疗技术有限公司","C02071805400000200080000003","YE92","YE92",""]
["15204","通用介入","6-1","6-2","输液港","静脉型","/","耐高压型","已维护","国械注准20243141636","植入式给药装置","植入式给药装置","港体：聚砜（PSU）、纯钛  注射件 ：硅胶 连接管：钛合金","苏州美创医疗科技有限公司","苏州美创医疗科技有限公司","C02070407200005205220000028","120807511","120807511",""]
["15204","通用介入","6-1","6-2","输液港","静脉型","/","耐高压型","已维护","国械注准20243141636","植入式给药装置","植入式给药装置","港体：聚砜（PSU）、纯钛  注射件 ：硅胶 连接管：钛合金","苏州美创医疗科技有限公司","苏州美创医疗科技有限公司","C02070407200005205220000007","120506312","120506312",""]
["15206","通用介入","14","14","血管鞘","普通型","/","/","已维护","国械注准20243031358","一次性使用导管鞘","一次性使用导管鞘","聚乙烯、聚丙烯、不锈钢等。","山东威高瑞新医疗技术有限公司","山东威高瑞新医疗技术有限公司","C02071001500000200080000358","QZ-7B","导管鞘(有效长度8cm)、扩张器(有效长度11cm)、导丝、穿刺针",""]
["15206","通用介入","14","14","血管鞘","普通型","/","/","已维护","国械注准20243031358","一次性使用导管鞘","一次性使用导管鞘","聚乙烯、聚丙烯、不锈钢等。","山东威高瑞新医疗技术有限公司","山东威高瑞新医疗技术有限公司","C02071001500000200080000316","QZ-10B","导管鞘(有效长度9cm)、扩张器(有效长度13cm)、导丝、穿刺针",""]
["15206","通用介入","14","14","血管鞘","普通型","/","/","已维护","国械注准20243031358","一次性使用导管鞘","一次性使用导管鞘","聚乙烯、聚丙烯、不锈钢等。","山东威高瑞新医疗技术有限公司","山东威高瑞新医疗技术有限公司","C02071001500000200080000289","QZ-8B","导管鞘(有效长度11cm)、扩张器(有效长度17cm)、导丝、穿刺针",""]
["15206","通用介入","14","14","血管鞘","普通型","/","/","已维护","国械注准20243031358","一次性使用导管鞘","一次性使用导管鞘","聚乙烯、聚丙烯、不锈钢等。","山东威高瑞新医疗技术有限公司","山东威高瑞新医疗技术有限公司","C02071001500000200080000229","QZ-14B","导管鞘(有效长度9cm)、扩张器(有效长度13cm)、导丝、穿刺针",""]
["15206","通用介入","14","14","血管鞘","普通型","/","/","已维护","国械注准20243031358","一次性使用导管鞘","一次性使用导管鞘","聚乙烯、聚丙烯、不锈钢等。","山东威高瑞新医疗技术有限公司","山东威高瑞新医疗技术有限公司","C02071001500000200080000223","QZ-4B","导管鞘(有效长度5cm)、扩张器(有效长度7cm)、导丝、穿刺针",""]
["15206","通用介入","14","14","血管鞘","普通型","/","/","已维护","国械注准20243031358","一次性使用导管鞘","一次性使用导管鞘","聚乙烯、聚丙烯、不锈钢等。","山东威高瑞新医疗技术有限公司","山东威高瑞新医疗技术有限公司","C02071001500000200080000180","QZ-4B","导管鞘(有效长度8cm)、扩张器(有效长度11cm)、导丝、穿刺针",""]
["15206","通用介入","14","14","血管鞘","普通型","/","/","已维护","国械注准20243031358","一次性使用导管鞘","一次性使用导管鞘","聚乙烯、聚丙烯、不锈钢等。","山东威高瑞新医疗技术有限公司","山东威高瑞新医疗技术有限公司","C02071001500000200080000137","QZ-14B","导管鞘(有效长度8cm)、扩张器(有效长度11cm)、导丝、穿刺针",""]
["15206","通用介入","14","14","血管鞘","普通型","/","/","已维护","国械注准20243031358","一次性使用导管鞘","一次性使用导管鞘","聚乙烯、聚丙烯、不锈钢等。","山东威高瑞新医疗技术有限公司","山东威高瑞新医疗技术有限公司","C02071001500000200080000096","QZ-9B","导管鞘(有效长度9cm)、扩张器(有效长度13cm)、导丝、穿刺针",""]
["15206","通用介入","14","14","血管鞘","普通型","/","/","已维护","国械注准20243031358","一次性使用导管鞘","一次性使用导管鞘","聚乙烯、聚丙烯、不锈钢等。","山东威高瑞新医疗技术有限公司","山东威高瑞新医疗技术有限公司","C02071001500000200080000081","QZ-12B","导管鞘(有效长度14cm)、扩张器(有效长度17cm)、导丝、穿刺针",""]
["15206","通用介入","14","14","血管鞘","普通型","/","/","已维护","国械注准20243031358","一次性使用导管鞘","一次性使用导管鞘","聚乙烯、聚丙烯、不锈钢等。","山东威高瑞新医疗技术有限公司","山东威高瑞新医疗技术有限公司","C02071001500000200080000040","QZ-9B","导管鞘(有效长度8cm)、扩张器(有效长度11cm)、导丝、穿刺针",""]
["15208","通用介入","15","15","血管鞘","特殊型","/","/","已维护","湘械注准20252030390","血管鞘组","血管鞘组","聚四氟乙烯、304不锈钢、嵌段聚醚酰胺、尼龙、聚氯乙烯、聚乙烯、聚碳酸酯、硅橡胶、聚氨酯、聚乙烯吡咯烷酮、镍钛合金","湖南普惠圣康医疗科技有限公司","湖南普惠圣康医疗科技有限公司","C02071001500000243140000004","TIS0711J03","TIS0711J03","管径范围：7F，长度范围：11cm，管壁厚度(mm)：0.15mm；材质由聚四氟乙烯、304不锈钢、嵌段聚醚酰胺三层制成的加强鞘管管身"]
["15208","通用介入","15","15","血管鞘","特殊型","/","/","已维护","湘械注准20252030390","血管鞘组","血管鞘组","聚四氟乙烯、304不锈钢、嵌段聚醚酰胺、尼龙、聚氯乙烯、聚乙烯、聚碳酸酯、硅橡胶、聚氨酯、聚乙烯吡咯烷酮、镍钛合金","湖南普惠圣康医疗科技有限公司","湖南普惠圣康医疗科技有限公司","C02071001500000243140000012","TIS0715J05","TIS0715J05","管径范围：7F，长度范围：15cm，管壁厚度(mm)：0.15mm；材质由聚四氟乙烯、304不锈钢、嵌段聚醚酰胺三层制成的加强鞘管管身"]
["15208","通用介入","15","15","血管鞘","特殊型","/","/","已维护","湘械注准20252030390","血管鞘组","血管鞘组","聚四氟乙烯、304不锈钢、嵌段聚醚酰胺、尼龙、聚氯乙烯、聚乙烯、聚碳酸酯、硅橡胶、聚氨酯、聚乙烯吡咯烷酮、镍钛合金","湖南普惠圣康医疗科技有限公司","湖南普惠圣康医疗科技有限公司","C02071001500000243140000016","TIS0411J04","TIS0411J04","管径范围：4F，长度范围：11cm，管壁厚度(mm)：0.15mm；材质由聚四氟乙烯、304不锈钢、嵌段聚醚酰胺三层制成的加强鞘管管身"]
["15208","通用介入","15","15","血管鞘","特殊型","/","/","已维护","湘械注准20252030390","血管鞘组","血管鞘组","聚四氟乙烯、304不锈钢、嵌段聚醚酰胺、尼龙、聚氯乙烯、聚乙烯、聚碳酸酯、硅橡胶、聚氨酯、聚乙烯吡咯烷酮、镍钛合金","湖南普惠圣康医疗科技有限公司","湖南普惠圣康医疗科技有限公司","C02071001500000243140000024","TIS0607S01","TIS0607S01","管径范围：6F，长度范围：7cm，管壁厚度(mm)：0.15mm；材质由聚四氟乙烯、304不锈钢、嵌段聚醚酰胺三层制成的加强鞘管管身"]
["15208","通用介入","15","15","血管鞘","特殊型","/","/","已维护","湘械注准20252030390","血管鞘组","血管鞘组","聚四氟乙烯、304不锈钢、嵌段聚醚酰胺、尼龙、聚氯乙烯、聚乙烯、聚碳酸酯、硅橡胶、聚氨酯、聚乙烯吡咯烷酮、镍钛合金","湖南普惠圣康医疗科技有限公司","湖南普惠圣康医疗科技有限公司","C02071001500000243140000028","TIS0611J02","TIS0611J02","管径范围：6F，长度范围：11cm，管壁厚度(mm)：0.15mm；材质由聚四氟乙烯、304不锈钢、嵌段聚醚酰胺三层制成的加强鞘管管身"]
["15208","通用介入","15","15","血管鞘","特殊型","/","/","已维护","湘械注准20252030390","血管鞘组","血管鞘组","聚四氟乙烯、304不锈钢、嵌段聚醚酰胺、尼龙、聚氯乙烯、聚乙烯、聚碳酸酯、硅橡胶、聚氨酯、聚乙烯吡咯烷酮、镍钛合金","湖南普惠圣康医疗科技有限公司","湖南普惠圣康医疗科技有限公司","C02071001500000243140000036","TIS0707S01","TIS0707S01","管径范围：7F，长度范围：7cm，管壁厚度(mm)：0.15mm；材质由聚四氟乙烯、304不锈钢、嵌段聚醚酰胺三层制成的加强鞘管管身"]
["15208","通用介入","15","15","血管鞘","特殊型","/","/","已维护","湘械注准20252030390","血管鞘组","血管鞘组","聚四氟乙烯、304不锈钢、嵌段聚醚酰胺、尼龙、聚氯乙烯、聚乙烯、聚碳酸酯、硅橡胶、聚氨酯、聚乙烯吡咯烷酮、镍钛合金","湖南普惠圣康医疗科技有限公司","湖南普惠圣康医疗科技有限公司","C02071001500000243140000037","TIS0511J03","TIS0511J03","管径范围：5F，长度范围：11cm，管壁厚度(mm)：0.15mm；材质由聚四氟乙烯、304不锈钢、嵌段聚醚酰胺三层制成的加强鞘管管身"]
["15208","通用介入","15","15","血管鞘","特殊型","/","/","已维护","湘械注准20252030390","血管鞘组","血管鞘组","聚四氟乙烯、304不锈钢、嵌段聚醚酰胺、尼龙、聚氯乙烯、聚乙烯、聚碳酸酯、硅橡胶、聚氨酯、聚乙烯吡咯烷酮、镍钛合金","湖南普惠圣康医疗科技有限公司","湖南普惠圣康医疗科技有限公司","C02071001500000243140000042","TIS0615S01","TIS0615S01","管径范围：6F，长度范围：15cm，管壁厚度(mm)：0.15mm；材质由聚四氟乙烯、304不锈钢、嵌段聚醚酰胺三层制成的加强鞘管管身"]
["15208","通用介入","15","15","血管鞘","特殊型","/","/","已维护","湘械注准20252030390","血管鞘组","血管鞘组","聚四氟乙烯、304不锈钢、嵌段聚醚酰胺、尼龙、聚氯乙烯、聚乙烯、聚碳酸酯、硅橡胶、聚氨酯、聚乙烯吡咯烷酮、镍钛合金","湖南普惠圣康医疗科技有限公司","湖南普惠圣康医疗科技有限公司","C02071001500000243140000049","TIS0611J03","TIS0611J03","管径范围：6F，长度范围：11cm，管壁厚度(mm)：0.15mm；材质由聚四氟乙烯、304不锈钢、嵌段聚醚酰胺三层制成的加强鞘管管身"]
["15208","通用介入","15","15","血管鞘","特殊型","/","/","已维护","湘械注准20252030390","血管鞘组","血管鞘组","聚四氟乙烯、304不锈钢、嵌段聚醚酰胺、尼龙、聚氯乙烯、聚乙烯、聚碳酸酯、硅橡胶、聚氨酯、聚乙烯吡咯烷酮、镍钛合金","湖南普惠圣康医疗科技有限公司","湖南普惠圣康医疗科技有限公司","C02071001500000243140000051","TIS0511J02","TIS0511J02","管径范围：5F，长度范围：11cm，管壁厚度(mm)：0.15mm；材质由聚四氟乙烯、304不锈钢、嵌段聚醚酰胺三层制成的加强鞘管管身"]
["15209","通用介入","22-1","22-3","压力延长管","压力延长管","/","耐压值＞800psi","已维护","鲁械注准20242030642","一次性使用压力连接管","一次性使用压力连接管","PU＋尼龙、PC、PE","山东威高瑞新医疗技术有限公司","山东威高瑞新医疗技术有限公司","C02072005400000200080000011","PL208","PL208",""]
["15210","通用介入","21","21","Y接头","Y接头","/","/","已维护","苏械注准20242031049","一次性使用Y型连接器套件","一次性使用Y型连接器套件","一次性使用Y型连接器套件包括Y型连接器、导丝夹、导丝护管、压力延长管组成。其中 Y型连接器材质为包括硅胶、聚碳酸酯、丙烯腈-丁二烯-苯乙烯共聚物、304不锈钢。导丝夹材质为丙烯腈-丁二烯-苯乙烯共聚物。导丝护管材质为聚碳酸酯、304不锈钢、高密度聚乙烯。","南京友德邦医疗科技有限公司","南京友德邦医疗科技有限公司","C02071805400000009280000001","YYP-8710F0","YYP-8710F0",""]
["15210","通用介入","21","21","Y接头","Y接头","/","/","已维护","苏械注准20242031049","一次性使用Y型连接器套件","一次性使用Y型连接器套件","一次性使用Y型连接器套件包括Y型连接器、导丝夹、导丝护管、压力延长管组成。其中 Y型连接器材质为包括硅胶、聚碳酸酯、丙烯腈-丁二烯-苯乙烯共聚物、304不锈钢。导丝夹材质为丙烯腈-丁二烯-苯乙烯共聚物。导丝护管材质为聚碳酸酯、304不锈钢、高密度聚乙烯。","南京友德邦医疗科技有限公司","南京友德邦医疗科技有限公司","C02071805400000009280000005","YYP-878F0","YYP-878F0",""]
["15210","通用介入","21","21","Y接头","Y接头","/","/","已维护","苏械注准20242031049","一次性使用Y型连接器套件","一次性使用Y型连接器套件","一次性使用Y型连接器套件包括Y型连接器、导丝夹、导丝护管、压力延长管组成。其中 Y型连接器材质为包括硅胶、聚碳酸酯、丙烯腈-丁二烯-苯乙烯共聚物、304不锈钢。导丝夹材质为丙烯腈-丁二烯-苯乙烯共聚物。导丝护管材质为聚碳酸酯、304不锈钢、高密度聚乙烯。","南京友德邦医疗科技有限公司","南京友德邦医疗科技有限公司","C02071805400000009280000012","YYP-8712F1","YYP-8712F1",""]
["15211","通用介入","22-1","22-1","压力延长管","压力延长管","/","300psi≤耐压值≤500psi","已维护","国械注准20223061384","一次性使用压力连接管","一次性使用压力连接管","PVC、聚氨酯、硅橡胶","深圳市乐宁康医疗科技有限公司","深圳惠可瑞医疗科技有限公司","C02072005400000191840001239","做CT用，含公保护帽、母接头、导管(直管)、公单向阀、母保护帽。长度155cm","605155",""]
["15211","通用介入","22-1","22-1","压力延长管","压力延长管","/","300psi≤耐压值≤500psi","已维护","国械注准20223061384","一次性使用压力连接管","一次性使用压力连接管","PVC、聚氨酯、硅橡胶","深圳市乐宁康医疗科技有限公司","深圳惠可瑞医疗科技有限公司","C02072005400000191840002212","做CT用，含公保护帽、母接头、导管(直管)、公接头、母保护帽。长度155cm","604155",""]
["15213","通用介入","18","18","抓捕器","抓捕器","/","/","未维护","国械注准20233030906","圈套器","圈套器","","北京巨源仁通医疗科技有限公司","北京巨源仁通医疗科技有限公司","","00105125C 、 00110125C 、 00115125C 、00120125C","/",""]
["15235","通用介入","14","14","血管鞘","普通型","/","/","已维护","苏械注准20252030802","一次性使用血管鞘组","一次性使用血管鞘组","乙烯-四氟乙烯共聚物、聚丙烯、不锈钢等","江苏普力优创科技有限公司","江苏普力优创科技有限公司","C02071001500000143870000044","6F","401607E",""]
["15235","通用介入","14","14","血管鞘","普通型","/","/","已维护","苏械注准20252030802","一次性使用血管鞘组","一次性使用血管鞘组","乙烯-四氟乙烯共聚物、聚丙烯、不锈钢等","江苏普力优创科技有限公司","江苏普力优创科技有限公司","C02071001500000143870000102","5F","401511E",""]
["15238","通用介入","14","14","血管鞘","普通型","/","/","已维护","津械注准20242030277","一次性动脉血管鞘组","一次性动脉血管鞘组","聚丙烯和乙烯-四氟乙烯共聚物组成","天津索玛科技有限公司","天津索玛科技有限公司","C02071001500000030730000115","071625S","071625S","外径范围(7F)，长度范围（16cm)"]
["15238","通用介入","14","14","血管鞘","普通型","/","/","已维护","津械注准20242030277","一次性动脉血管鞘组","一次性动脉血管鞘组","聚丙烯和乙烯-四氟乙烯共聚物组成","天津索玛科技有限公司","天津索玛科技有限公司","C02071001500000030730000112","051621C","051621C","外径范围(5F)，长度范围（16cm)"]
["15238","通用介入","14","14","血管鞘","普通型","/","/","已维护","津械注准20242030277","一次性动脉血管鞘组","一次性动脉血管鞘组","聚丙烯和乙烯-四氟乙烯共聚物组成","天津索玛科技有限公司","天津索玛科技有限公司","C02071001500000030730000110","051635C","051635C","外径范围(5F)，长度范围（16cm)"]
["15238","通用介入","14","14","血管鞘","普通型","/","/","已维护","津械注准20242030277","一次性动脉血管鞘组","一次性动脉血管鞘组","聚丙烯和乙烯-四氟乙烯共聚物组成","天津索玛科技有限公司","天津索玛科技有限公司","C02071001500000030730000105","RS060621","RS060621","外径范围(6F)，长度范围（6cm)"]
["15238","通用介入","14","14","血管鞘","普通型","/","/","已维护","津械注准20242030277","一次性动脉血管鞘组","一次性动脉血管鞘组","聚丙烯和乙烯-四氟乙烯共聚物组成","天津索玛科技有限公司","天津索玛科技有限公司","C02071001500000030730000100","050438S","050438S","外径范围(5F)，长度范围（4cm)"]
["15238","通用介入","14","14","血管鞘","普通型","/","/","已维护","津械注准20242030277","一次性动脉血管鞘组","一次性动脉血管鞘组","聚丙烯和乙烯-四氟乙烯共聚物组成","天津索玛科技有限公司","天津索玛科技有限公司","C02071001500000030730000095","080425S","080425S","外径范围(8F)，长度范围（4cm)"]
["15238","通用介入","14","14","血管鞘","普通型","/","/","已维护","津械注准20242030277","一次性动脉血管鞘组","一次性动脉血管鞘组","聚丙烯和乙烯-四氟乙烯共聚物组成","天津索玛科技有限公司","天津索玛科技有限公司","C02071001500000030730000126","051121C","051121C","外径范围(5F)，长度范围（11cm)"]
["15238","通用介入","14","14","血管鞘","普通型","/","/","已维护","津械注准20242030277","一次性动脉血管鞘组","一次性动脉血管鞘组","聚丙烯和乙烯-四氟乙烯共聚物组成","天津索玛科技有限公司","天津索玛科技有限公司","C02071001500000030730000129","050625S","050625S","外径范围(5F)，长度范围（6cm)"]
["15238","通用介入","14","14","血管鞘","普通型","/","/","已维护","津械注准20242030277","一次性动脉血管鞘组","一次性动脉血管鞘组","聚丙烯和乙烯-四氟乙烯共聚物组成","天津索玛科技有限公司","天津索玛科技有限公司","C02071001500000030730000133","RS040618","RS040618","外径范围(4F)，长度范围（6cm)"]
["15238","通用介入","14","14","血管鞘","普通型","/","/","已维护","津械注准20242030277","一次性动脉血管鞘组","一次性动脉血管鞘组","聚丙烯和乙烯-四氟乙烯共聚物组成","天津索玛科技有限公司","天津索玛科技有限公司","C02071001500000030730000139","071638C","071638C","外径范围(7F)，长度范围（16cm)"]
["15238","通用介入","14","14","血管鞘","普通型","/","/","已维护","津械注准20242030277","一次性动脉血管鞘组","一次性动脉血管鞘组","聚丙烯和乙烯-四氟乙烯共聚物组成","天津索玛科技有限公司","天津索玛科技有限公司","C02071001500000030730000144","042325S","042325S","外径范围(4F)，长度范围（23cm)"]
["15238","通用介入","14","14","血管鞘","普通型","/","/","已维护","津械注准20242030277","一次性动脉血管鞘组","一次性动脉血管鞘组","聚丙烯和乙烯-四氟乙烯共聚物组成","天津索玛科技有限公司","天津索玛科技有限公司","C02071001500000030730000146","041125S","041125S","外径范围(4F)，长度范围（11cm)"]
["15238","通用介入","14","14","血管鞘","普通型","/","/","已维护","津械注准20242030277","一次性动脉血管鞘组","一次性动脉血管鞘组","聚丙烯和乙烯-四氟乙烯共聚物组成","天津索玛科技有限公司","天津索玛科技有限公司","C02071001500000030730000154","071635C","071635C","外径范围(7F)，长度范围（16cm)"]
["15238","通用介入","14","14","血管鞘","普通型","/","/","已维护","津械注准20242030277","一次性动脉血管鞘组","一次性动脉血管鞘组","聚丙烯和乙烯-四氟乙烯共聚物组成","天津索玛科技有限公司","天津索玛科技有限公司","C02071001500000030730000157","041135S","041135S","外径范围(4F)，长度范围（11cm)"]
["15238","通用介入","14","14","血管鞘","普通型","/","/","已维护","津械注准20242030277","一次性动脉血管鞘组","一次性动脉血管鞘组","聚丙烯和乙烯-四氟乙烯共聚物组成","天津索玛科技有限公司","天津索玛科技有限公司","C02071001500000030730000163","052321S","052321S","外径范围(5F)，长度范围（23cm)"]
["15238","通用介入","14","14","血管鞘","普通型","/","/","已维护","津械注准20242030277","一次性动脉血管鞘组","一次性动脉血管鞘组","聚丙烯和乙烯-四氟乙烯共聚物组成","天津索玛科技有限公司","天津索玛科技有限公司","C02071001500000030730000164","062325S","062325S","外径范围(6F)，长度范围（23cm)"]
["15238","通用介入","14","14","血管鞘","普通型","/","/","已维护","津械注准20242030277","一次性动脉血管鞘组","一次性动脉血管鞘组","聚丙烯和乙烯-四氟乙烯共聚物组成","天津索玛科技有限公司","天津索玛科技有限公司","C02071001500000030730000168","081118S","081118S","外径范围(8F)，长度范围（11cm)"]
["15238","通用介入","14","14","血管鞘","普通型","/","/","已维护","津械注准20242030277","一次性动脉血管鞘组","一次性动脉血管鞘组","聚丙烯和乙烯-四氟乙烯共聚物组成","天津索玛科技有限公司","天津索玛科技有限公司","C02071001500000030730000174","082318S","082318S","外径范围(8F)，长度范围（23cm)"]
["15238","通用介入","14","14","血管鞘","普通型","/","/","已维护","津械注准20242030277","一次性动脉血管鞘组","一次性动脉血管鞘组","聚丙烯和乙烯-四氟乙烯共聚物组成","天津索玛科技有限公司","天津索玛科技有限公司","C02071001500000030730000181","081125C","081125C","外径范围(8F)，长度范围（11cm)"]
["15238","通用介入","14","14","血管鞘","普通型","/","/","已维护","津械注准20242030277","一次性动脉血管鞘组","一次性动脉血管鞘组","聚丙烯和乙烯-四氟乙烯共聚物组成","天津索玛科技有限公司","天津索玛科技有限公司","C02071001500000030730000183","061618S","061618S","外径范围(6F)，长度范围（16cm)"]
["15238","通用介入","14","14","血管鞘","普通型","/","/","已维护","津械注准20242030277","一次性动脉血管鞘组","一次性动脉血管鞘组","聚丙烯和乙烯-四氟乙烯共聚物组成","天津索玛科技有限公司","天津索玛科技有限公司","C02071001500000030730000188","040621S","040621S","外径范围(4F)，长度范围（6cm)"]
["15238","通用介入","14","14","血管鞘","普通型","/","/","已维护","津械注准20242030277","一次性动脉血管鞘组","一次性动脉血管鞘组","聚丙烯和乙烯-四氟乙烯共聚物组成","天津索玛科技有限公司","天津索玛科技有限公司","C02071001500000030730000193","RS081118","RS081118","外径范围(8F)，长度范围（11cm)"]
["15238","通用介入","14","14","血管鞘","普通型","/","/","已维护","津械注准20242030277","一次性动脉血管鞘组","一次性动脉血管鞘组","聚丙烯和乙烯-四氟乙烯共聚物组成","天津索玛科技有限公司","天津索玛科技有限公司","C02071001500000030730000199","RS040621","RS040621","外径范围(4F)，长度范围（6cm)"]
["15238","通用介入","14","14","血管鞘","普通型","/","/","已维护","津械注准20242030277","一次性动脉血管鞘组","一次性动脉血管鞘组","聚丙烯和乙烯-四氟乙烯共聚物组成","天津索玛科技有限公司","天津索玛科技有限公司","C02071001500000030730000203","RS070435","RS070435","外径范围(7F)，长度范围（4cm)"]
["15238","通用介入","14","14","血管鞘","普通型","/","/","已维护","津械注准20242030277","一次性动脉血管鞘组","一次性动脉血管鞘组","聚丙烯和乙烯-四氟乙烯共聚物组成","天津索玛科技有限公司","天津索玛科技有限公司","C02071001500000030730000208","051118S","051118S","外径范围(5F)，长度范围（11cm)"]
["15238","通用介入","14","14","血管鞘","普通型","/","/","已维护","津械注准20242030277","一次性动脉血管鞘组","一次性动脉血管鞘组","聚丙烯和乙烯-四氟乙烯共聚物组成","天津索玛科技有限公司","天津索玛科技有限公司","C02071001500000030730000212","081621C","081621C","外径范围(8F)，长度范围（16cm)"]
["15238","通用介入","14","14","血管鞘","普通型","/","/","已维护","津械注准20242030277","一次性动脉血管鞘组","一次性动脉血管鞘组","聚丙烯和乙烯-四氟乙烯共聚物组成","天津索玛科技有限公司","天津索玛科技有限公司","C02071001500000030730000218","060438S","060438S","外径范围(6F)，长度范围（4cm)"]
["15238","通用介入","14","14","血管鞘","普通型","/","/","已维护","津械注准20242030277","一次性动脉血管鞘组","一次性动脉血管鞘组","聚丙烯和乙烯-四氟乙烯共聚物组成","天津索玛科技有限公司","天津索玛科技有限公司","C02071001500000030730000219","RS082318","RS082318","外径范围(8F)，长度范围（23cm)"]
["15238","通用介入","14","14","血管鞘","普通型","/","/","已维护","津械注准20242030277","一次性动脉血管鞘组","一次性动脉血管鞘组","聚丙烯和乙烯-四氟乙烯共聚物组成","天津索玛科技有限公司","天津索玛科技有限公司","C02071001500000030730000223","RS080421","RS080421","外径范围(8F)，长度范围（4cm)"]
["15238","通用介入","14","14","血管鞘","普通型","/","/","已维护","津械注准20242030277","一次性动脉血管鞘组","一次性动脉血管鞘组","聚丙烯和乙烯-四氟乙烯共聚物组成","天津索玛科技有限公司","天津索玛科技有限公司","C02071001500000030730000230","060621C","060621C","外径范围(6F)，长度范围（6cm)"]
["15238","通用介入","14","14","血管鞘","普通型","/","/","已维护","津械注准20242030277","一次性动脉血管鞘组","一次性动脉血管鞘组","聚丙烯和乙烯-四氟乙烯共聚物组成","天津索玛科技有限公司","天津索玛科技有限公司","C02071001500000030730000233","060638S","060638S","外径范围(6F)，长度范围（6cm)"]
["15238","通用介入","14","14","血管鞘","普通型","/","/","已维护","津械注准20242030277","一次性动脉血管鞘组","一次性动脉血管鞘组","聚丙烯和乙烯-四氟乙烯共聚物组成","天津索玛科技有限公司","天津索玛科技有限公司","C02071001500000030730000238","RS040635","RS040635","外径范围(4F)，长度范围（6cm)"]
["15238","通用介入","14","14","血管鞘","普通型","/","/","已维护","津械注准20242030277","一次性动脉血管鞘组","一次性动脉血管鞘组","聚丙烯和乙烯-四氟乙烯共聚物组成","天津索玛科技有限公司","天津索玛科技有限公司","C02071001500000030730000243","081135S","081135S","外径范围(8F)，长度范围（11cm)"]
["15238","通用介入","14","14","血管鞘","普通型","/","/","已维护","津械注准20242030277","一次性动脉血管鞘组","一次性动脉血管鞘组","聚丙烯和乙烯-四氟乙烯共聚物组成","天津索玛科技有限公司","天津索玛科技有限公司","C02071001500000030730000248","070418C","070418C","外径范围(7F)，长度范围（4cm)"]
["15238","通用介入","14","14","血管鞘","普通型","/","/","已维护","津械注准20242030277","一次性动脉血管鞘组","一次性动脉血管鞘组","聚丙烯和乙烯-四氟乙烯共聚物组成","天津索玛科技有限公司","天津索玛科技有限公司","C02071001500000030730000254","040635S","040635S","外径范围(4F)，长度范围（6cm)"]
["15238","通用介入","14","14","血管鞘","普通型","/","/","已维护","津械注准20242030277","一次性动脉血管鞘组","一次性动脉血管鞘组","聚丙烯和乙烯-四氟乙烯共聚物组成","天津索玛科技有限公司","天津索玛科技有限公司","C02071001500000030730000257","080625S","080625S","外径范围(8F)，长度范围（6cm)"]
["15238","通用介入","14","14","血管鞘","普通型","/","/","已维护","津械注准20242030277","一次性动脉血管鞘组","一次性动脉血管鞘组","聚丙烯和乙烯-四氟乙烯共聚物组成","天津索玛科技有限公司","天津索玛科技有限公司","C02071001500000030730000263","RS062318","RS062318","外径范围(6F)，长度范围（23cm)"]
["15238","通用介入","14","14","血管鞘","普通型","/","/","已维护","津械注准20242030277","一次性动脉血管鞘组","一次性动脉血管鞘组","聚丙烯和乙烯-四氟乙烯共聚物组成","天津索玛科技有限公司","天津索玛科技有限公司","C02071001500000030730000267","RS062321","RS062321","外径范围(6F)，长度范围（23cm)"]
["15238","通用介入","14","14","血管鞘","普通型","/","/","已维护","津械注准20242030277","一次性动脉血管鞘组","一次性动脉血管鞘组","聚丙烯和乙烯-四氟乙烯共聚物组成","天津索玛科技有限公司","天津索玛科技有限公司","C02071001500000030730000273","081625S","081625S","外径范围(8F)，长度范围（16cm)"]
["15238","通用介入","14","14","血管鞘","普通型","/","/","已维护","津械注准20242030277","一次性动脉血管鞘组","一次性动脉血管鞘组","聚丙烯和乙烯-四氟乙烯共聚物组成","天津索玛科技有限公司","天津索玛科技有限公司","C02071001500000030730000274","081138S","081138S","外径范围(8F)，长度范围（11cm)"]
["15238","通用介入","14","14","血管鞘","普通型","/","/","已维护","津械注准20242030277","一次性动脉血管鞘组","一次性动脉血管鞘组","聚丙烯和乙烯-四氟乙烯共聚物组成","天津索玛科技有限公司","天津索玛科技有限公司","C02071001500000030730000282","072335C","072335C","外径范围(7F)，长度范围（23cm)"]
["15238","通用介入","14","14","血管鞘","普通型","/","/","已维护","津械注准20242030277","一次性动脉血管鞘组","一次性动脉血管鞘组","聚丙烯和乙烯-四氟乙烯共聚物组成","天津索玛科技有限公司","天津索玛科技有限公司","C02071001500000030730000285","051121S","051121S","外径范围(5F)，长度范围（11cm)"]
["15238","通用介入","14","14","血管鞘","普通型","/","/","已维护","津械注准20242030277","一次性动脉血管鞘组","一次性动脉血管鞘组","聚丙烯和乙烯-四氟乙烯共聚物组成","天津索玛科技有限公司","天津索玛科技有限公司","C02071001500000030730000287","061138S","061138S","外径范围(6F)，长度范围（11cm)"]
["15238","通用介入","14","14","血管鞘","普通型","/","/","已维护","津械注准20242030277","一次性动脉血管鞘组","一次性动脉血管鞘组","聚丙烯和乙烯-四氟乙烯共聚物组成","天津索玛科技有限公司","天津索玛科技有限公司","C02071001500000030730000293","051625C","051625C","外径范围(5F)，长度范围（16cm)"]
["15238","通用介入","14","14","血管鞘","普通型","/","/","已维护","津械注准20242030277","一次性动脉血管鞘组","一次性动脉血管鞘组","聚丙烯和乙烯-四氟乙烯共聚物组成","天津索玛科技有限公司","天津索玛科技有限公司","C02071001500000030730000298","051638S","051638S","外径范围(5F)，长度范围（16cm)"]
["15238","通用介入","14","14","血管鞘","普通型","/","/","已维护","津械注准20242030277","一次性动脉血管鞘组","一次性动脉血管鞘组","聚丙烯和乙烯-四氟乙烯共聚物组成","天津索玛科技有限公司","天津索玛科技有限公司","C02071001500000030730000302","070638S","070638S","外径范围(7F)，长度范围（6cm)"]
["15238","通用介入","14","14","血管鞘","普通型","/","/","已维护","津械注准20242030277","一次性动脉血管鞘组","一次性动脉血管鞘组","聚丙烯和乙烯-四氟乙烯共聚物组成","天津索玛科技有限公司","天津索玛科技有限公司","C02071001500000030730000309","RS042335","RS042335","外径范围(4F)，长度范围（23cm)"]
["15238","通用介入","14","14","血管鞘","普通型","/","/","已维护","津械注准20242030277","一次性动脉血管鞘组","一次性动脉血管鞘组","聚丙烯和乙烯-四氟乙烯共聚物组成","天津索玛科技有限公司","天津索玛科技有限公司","C02071001500000030730000312","072321S","072321S","外径范围(7F)，长度范围（23cm)"]
["15238","通用介入","14","14","血管鞘","普通型","/","/","已维护","津械注准20242030277","一次性动脉血管鞘组","一次性动脉血管鞘组","聚丙烯和乙烯-四氟乙烯共聚物组成","天津索玛科技有限公司","天津索玛科技有限公司","C02071001500000030730000316","RS072318","RS072318","外径范围(7F)，长度范围（23cm)"]
["15238","通用介入","14","14","血管鞘","普通型","/","/","已维护","津械注准20242030277","一次性动脉血管鞘组","一次性动脉血管鞘组","聚丙烯和乙烯-四氟乙烯共聚物组成","天津索玛科技有限公司","天津索玛科技有限公司","C02071001500000030730000322","050621S","050621S","外径范围(5F)，长度范围（6cm)"]
["15238","通用介入","14","14","血管鞘","普通型","/","/","已维护","津械注准20242030277","一次性动脉血管鞘组","一次性动脉血管鞘组","聚丙烯和乙烯-四氟乙烯共聚物组成","天津索玛科技有限公司","天津索玛科技有限公司","C02071001500000030730000327","042318S","042318S","外径范围(4F)，长度范围（23cm)"]
["15238","通用介入","14","14","血管鞘","普通型","/","/","已维护","津械注准20242030277","一次性动脉血管鞘组","一次性动脉血管鞘组","聚丙烯和乙烯-四氟乙烯共聚物组成","天津索玛科技有限公司","天津索玛科技有限公司","C02071001500000030730000329","080438C","080438C","外径范围(8F)，长度范围（4cm)"]
["15238","通用介入","14","14","血管鞘","普通型","/","/","已维护","津械注准20242030277","一次性动脉血管鞘组","一次性动脉血管鞘组","聚丙烯和乙烯-四氟乙烯共聚物组成","天津索玛科技有限公司","天津索玛科技有限公司","C02071001500000030730000337","082338S","082338S","外径范围(8F)，长度范围（23cm)"]
["15238","通用介入","14","14","血管鞘","普通型","/","/","已维护","津械注准20242030277","一次性动脉血管鞘组","一次性动脉血管鞘组","聚丙烯和乙烯-四氟乙烯共聚物组成","天津索玛科技有限公司","天津索玛科技有限公司","C02071001500000030730000340","RS070625","RS070625","外径范围(7F)，长度范围（6cm)"]
["15238","通用介入","14","14","血管鞘","普通型","/","/","已维护","津械注准20242030277","一次性动脉血管鞘组","一次性动脉血管鞘组","聚丙烯和乙烯-四氟乙烯共聚物组成","天津索玛科技有限公司","天津索玛科技有限公司","C02071001500000030730000342","080638C","080638C","外径范围(8F)，长度范围（6cm)"]
["15238","通用介入","14","14","血管鞘","普通型","/","/","已维护","津械注准20242030277","一次性动脉血管鞘组","一次性动脉血管鞘组","聚丙烯和乙烯-四氟乙烯共聚物组成","天津索玛科技有限公司","天津索玛科技有限公司","C02071001500000030730000347","050435C","050435C","外径范围(5F)，长度范围（4cm)"]
["15238","通用介入","14","14","血管鞘","普通型","/","/","已维护","津械注准20242030277","一次性动脉血管鞘组","一次性动脉血管鞘组","聚丙烯和乙烯-四氟乙烯共聚物组成","天津索玛科技有限公司","天津索玛科技有限公司","C02071001500000030730000352","050618C","050618C","外径范围(5F)，长度范围（6cm)"]
["15238","通用介入","14","14","血管鞘","普通型","/","/","已维护","津械注准20242030277","一次性动脉血管鞘组","一次性动脉血管鞘组","聚丙烯和乙烯-四氟乙烯共聚物组成","天津索玛科技有限公司","天津索玛科技有限公司","C02071001500000030730000357","051625S","051625S","外径范围(5F)，长度范围（16cm)"]
["15238","通用介入","14","14","血管鞘","普通型","/","/","已维护","津械注准20242030277","一次性动脉血管鞘组","一次性动脉血管鞘组","聚丙烯和乙烯-四氟乙烯共聚物组成","天津索玛科技有限公司","天津索玛科技有限公司","C02071001500000030730000364","040625S","040625S","外径范围(4F)，长度范围（6cm)"]
["15238","通用介入","14","14","血管鞘","普通型","/","/","已维护","津械注准20242030277","一次性动脉血管鞘组","一次性动脉血管鞘组","聚丙烯和乙烯-四氟乙烯共聚物组成","天津索玛科技有限公司","天津索玛科技有限公司","C02071001500000030730000367","070621S","070621S","外径范围(7F)，长度范围（6cm)"]
["15238","通用介入","14","14","血管鞘","普通型","/","/","已维护","津械注准20242030277","一次性动脉血管鞘组","一次性动脉血管鞘组","聚丙烯和乙烯-四氟乙烯共聚物组成","天津索玛科技有限公司","天津索玛科技有限公司","C02071001500000030730000371","070618C","070618C","外径范围(7F)，长度范围（6cm)"]
["15238","通用介入","14","14","血管鞘","普通型","/","/","已维护","津械注准20242030277","一次性动脉血管鞘组","一次性动脉血管鞘组","聚丙烯和乙烯-四氟乙烯共聚物组成","天津索玛科技有限公司","天津索玛科技有限公司","C02071001500000030730000376","061638C","061638C","外径范围(6F)，长度范围（16cm)"]
["15238","通用介入","14","14","血管鞘","普通型","/","/","已维护","津械注准20242030277","一次性动脉血管鞘组","一次性动脉血管鞘组","聚丙烯和乙烯-四氟乙烯共聚物组成","天津索玛科技有限公司","天津索玛科技有限公司","C02071001500000030730000382","RS080621","RS080621","外径范围(8F)，长度范围（6cm)"]
["15238","通用介入","14","14","血管鞘","普通型","/","/","已维护","津械注准20242030277","一次性动脉血管鞘组","一次性动脉血管鞘组","聚丙烯和乙烯-四氟乙烯共聚物组成","天津索玛科技有限公司","天津索玛科技有限公司","C02071001500000030730000386","082321C","082321C","外径范围(8F)，长度范围（23cm)"]
["15238","通用介入","14","14","血管鞘","普通型","/","/","已维护","津械注准20242030277","一次性动脉血管鞘组","一次性动脉血管鞘组","聚丙烯和乙烯-四氟乙烯共聚物组成","天津索玛科技有限公司","天津索玛科技有限公司","C02071001500000030730000392","040621C","040621C","外径范围(4F)，长度范围（6cm)"]
["15238","通用介入","14","14","血管鞘","普通型","/","/","已维护","津械注准20242030277","一次性动脉血管鞘组","一次性动脉血管鞘组","聚丙烯和乙烯-四氟乙烯共聚物组成","天津索玛科技有限公司","天津索玛科技有限公司","C02071001500000030730000395","080435S","080435S","外径范围(8F)，长度范围（4cm)"]
["15238","通用介入","14","14","血管鞘","普通型","/","/","已维护","津械注准20242030277","一次性动脉血管鞘组","一次性动脉血管鞘组","聚丙烯和乙烯-四氟乙烯共聚物组成","天津索玛科技有限公司","天津索玛科技有限公司","C02071001500000030730000401","RS052325","RS052325","外径范围(5F)，长度范围（23cm)"]
["15238","通用介入","14","14","血管鞘","普通型","/","/","已维护","津械注准20242030277","一次性动脉血管鞘组","一次性动脉血管鞘组","聚丙烯和乙烯-四氟乙烯共聚物组成","天津索玛科技有限公司","天津索玛科技有限公司","C02071001500000030730000402","060421C","060421C","外径范围(6F)，长度范围（4cm)"]
["15238","通用介入","14","14","血管鞘","普通型","/","/","已维护","津械注准20242030277","一次性动脉血管鞘组","一次性动脉血管鞘组","聚丙烯和乙烯-四氟乙烯共聚物组成","天津索玛科技有限公司","天津索玛科技有限公司","C02071001500000030730000406","042335C","042335C","外径范围(4F)，长度范围（23cm)"]
["15246","通用介入","9","9","造影导管","普通型","/","/","已维护","国械注准20233031381","造影导管","造影导管","聚醚嵌段乙酰胺","上海泰佑医疗器械有限公司","上海泰佑医疗器械有限公司","C02070100400000209700000002","T01-401600080","T01-401600080",""]
["15246","通用介入","9","9","造影导管","普通型","/","/","已维护","国械注准20233031381","造影导管","造影导管","聚醚嵌段乙酰胺","上海泰佑医疗器械有限公司","上海泰佑医疗器械有限公司","C02070100400000209700000010","T01-403000080","T01-403000080",""]
["15246","通用介入","9","9","造影导管","普通型","/","/","已维护","国械注准20233031381","造影导管","造影导管","聚醚嵌段乙酰胺","上海泰佑医疗器械有限公司","上海泰佑医疗器械有限公司","C02070100400000209700000012","T01-506400080","T01-506400080",""]
["15246","通用介入","9","9","造影导管","普通型","/","/","已维护","国械注准20233031381","造影导管","造影导管","聚醚嵌段乙酰胺","上海泰佑医疗器械有限公司","上海泰佑医疗器械有限公司","C02070100400000209700000017","T01-505202100","T01-505202100",""]
["15246","通用介入","9","9","造影导管","普通型","/","/","已维护","国械注准20233031381","造影导管","造影导管","聚醚嵌段乙酰胺","上海泰佑医疗器械有限公司","上海泰佑医疗器械有限公司","C02070100400000209700000022","T01-606200080","T01-606200080",""]
["15246","通用介入","9","9","造影导管","普通型","/","/","已维护","国械注准20233031381","造影导管","造影导管","聚醚嵌段乙酰胺","上海泰佑医疗器械有限公司","上海泰佑医疗器械有限公司","C02070100400000209700000028","T01-503200065","T01-503200065",""]
["15246","通用介入","9","9","造影导管","普通型","/","/","已维护","国械注准20233031381","造影导管","造影导管","聚醚嵌段乙酰胺","上海泰佑医疗器械有限公司","上海泰佑医疗器械有限公司","C02070100400000209700000032","T01-401600065","T01-401600065",""]
["15246","通用介入","9","9","造影导管","普通型","/","/","已维护","国械注准20233031381","造影导管","造影导管","聚醚嵌段乙酰胺","上海泰佑医疗器械有限公司","上海泰佑医疗器械有限公司","C02070100400000209700000037","T01-507800100","T01-507800100",""]
["15246","通用介入","9","9","造影导管","普通型","/","/","已维护","国械注准20233031381","造影导管","造影导管","聚醚嵌段乙酰胺","上海泰佑医疗器械有限公司","上海泰佑医疗器械有限公司","C02070100400000209700000041","T01-505102100","T01-505102100",""]
["15246","通用介入","9","9","造影导管","普通型","/","/","已维护","国械注准20233031381","造影导管","造影导管","聚醚嵌段乙酰胺","上海泰佑医疗器械有限公司","上海泰佑医疗器械有限公司","C02070100400000209700000047","T01-502400100","T01-502400100",""]
["15246","通用介入","9","9","造影导管","普通型","/","/","已维护","国械注准20233031381","造影导管","造影导管","聚醚嵌段乙酰胺","上海泰佑医疗器械有限公司","上海泰佑医疗器械有限公司","C02070100400000209700000048","T01-502100080","T01-502100080",""]
["15246","通用介入","9","9","造影导管","普通型","/","/","已维护","国械注准20233031381","造影导管","造影导管","聚醚嵌段乙酰胺","上海泰佑医疗器械有限公司","上海泰佑医疗器械有限公司","C02070100400000209700000052","T01-406000080","T01-406000080",""]
["15246","通用介入","9","9","造影导管","普通型","/","/","已维护","国械注准20233031381","造影导管","造影导管","聚醚嵌段乙酰胺","上海泰佑医疗器械有限公司","上海泰佑医疗器械有限公司","C02070100400000209700000059","T01-507900100","T01-507900100",""]
["15246","通用介入","9","9","造影导管","普通型","/","/","已维护","国械注准20233031381","造影导管","造影导管","聚醚嵌段乙酰胺","上海泰佑医疗器械有限公司","上海泰佑医疗器械有限公司","C02070100400000209700000061","T01-408000070","T01-408000070",""]
["15246","通用介入","9","9","造影导管","普通型","/","/","已维护","国械注准20233031381","造影导管","造影导管","聚醚嵌段乙酰胺","上海泰佑医疗器械有限公司","上海泰佑医疗器械有限公司","C02070100400000209700000067","T01-502000120","T01-502000120",""]
["15246","通用介入","9","9","造影导管","普通型","/","/","已维护","国械注准20233031381","造影导管","造影导管","聚醚嵌段乙酰胺","上海泰佑医疗器械有限公司","上海泰佑医疗器械有限公司","C02070100400000209700000072","T01-501500100","T01-501500100",""]
["15246","通用介入","9","9","造影导管","普通型","/","/","已维护","国械注准20233031381","造影导管","造影导管","聚醚嵌段乙酰胺","上海泰佑医疗器械有限公司","上海泰佑医疗器械有限公司","C02070100400000209700000077","T01-406600065","T01-406600065",""]
["15246","通用介入","9","9","造影导管","普通型","/","/","已维护","国械注准20233031381","造影导管","造影导管","聚醚嵌段乙酰胺","上海泰佑医疗器械有限公司","上海泰佑医疗器械有限公司","C02070100400000209700000083","T01-605402100","T01-605402100",""]
["15246","通用介入","9","9","造影导管","普通型","/","/","已维护","国械注准20233031381","造影导管","造影导管","聚醚嵌段乙酰胺","上海泰佑医疗器械有限公司","上海泰佑医疗器械有限公司","C02070100400000209700000086","T01-500200100","T01-500200100",""]
["15246","通用介入","9","9","造影导管","普通型","/","/","已维护","国械注准20233031381","造影导管","造影导管","聚醚嵌段乙酰胺","上海泰佑医疗器械有限公司","上海泰佑医疗器械有限公司","C02070100400000209700000090","T01-604100100","T01-604100100",""]
["15246","通用介入","9","9","造影导管","普通型","/","/","已维护","国械注准20233031381","造影导管","造影导管","聚醚嵌段乙酰胺","上海泰佑医疗器械有限公司","上海泰佑医疗器械有限公司","C02070100400000209700000096","T01-507601100","T01-507601100",""]
["15246","通用介入","9","9","造影导管","普通型","/","/","已维护","国械注准20233031381","造影导管","造影导管","聚醚嵌段乙酰胺","上海泰佑医疗器械有限公司","上海泰佑医疗器械有限公司","C02070100400000209700000101","T01-404200100","T01-404200100",""]
["15246","通用介入","9","9","造影导管","普通型","/","/","已维护","国械注准20233031381","造影导管","造影导管","聚醚嵌段乙酰胺","上海泰佑医疗器械有限公司","上海泰佑医疗器械有限公司","C02070100400000209700000103","T01-403900100","T01-403900100",""]
["15246","通用介入","9","9","造影导管","普通型","/","/","已维护","国械注准20233031381","造影导管","造影导管","聚醚嵌段乙酰胺","上海泰佑医疗器械有限公司","上海泰佑医疗器械有限公司","C02070100400000209700000111","T01-504400100","T01-504400100",""]
["15246","通用介入","9","9","造影导管","普通型","/","/","已维护","国械注准20233031381","造影导管","造影导管","聚醚嵌段乙酰胺","上海泰佑医疗器械有限公司","上海泰佑医疗器械有限公司","C02070100400000209700000114","T01-604600100","T01-604600100",""]
["15246","通用介入","9","9","造影导管","普通型","/","/","已维护","国械注准20233031381","造影导管","造影导管","聚醚嵌段乙酰胺","上海泰佑医疗器械有限公司","上海泰佑医疗器械有限公司","C02070100400000209700000116","T01-500800100","T01-500800100",""]
["15246","通用介入","9","9","造影导管","普通型","/","/","已维护","国械注准20233031381","造影导管","造影导管","聚醚嵌段乙酰胺","上海泰佑医疗器械有限公司","上海泰佑医疗器械有限公司","C02070100400000209700000121","T01-404500100","T01-404500100",""]
["15246","通用介入","9","9","造影导管","普通型","/","/","已维护","国械注准20233031381","造影导管","造影导管","聚醚嵌段乙酰胺","上海泰佑医疗器械有限公司","上海泰佑医疗器械有限公司","C02070100400000209700000126","T01-504100100","T01-504100100",""]
["15246","通用介入","9","9","造影导管","普通型","/","/","已维护","国械注准20233031381","造影导管","造影导管","聚醚嵌段乙酰胺","上海泰佑医疗器械有限公司","上海泰佑医疗器械有限公司","C02070100400000209700000131","T01-600700100","T01-600700100",""]
["15246","通用介入","9","9","造影导管","普通型","/","/","已维护","国械注准20233031381","造影导管","造影导管","聚醚嵌段乙酰胺","上海泰佑医疗器械有限公司","上海泰佑医疗器械有限公司","C02070100400000209700000138","T01-603700100","T01-603700100",""]
["15246","通用介入","9","9","造影导管","普通型","/","/","已维护","国械注准20233031381","造影导管","造影导管","聚醚嵌段乙酰胺","上海泰佑医疗器械有限公司","上海泰佑医疗器械有限公司","C02070100400000209700000141","T01-400500100","T01-400500100",""]
["15246","通用介入","9","9","造影导管","普通型","/","/","已维护","国械注准20233031381","造影导管","造影导管","聚醚嵌段乙酰胺","上海泰佑医疗器械有限公司","上海泰佑医疗器械有限公司","C02070100400000209700000145","T01-407601125","T01-407601125",""]
["15246","通用介入","9","9","造影导管","普通型","/","/","已维护","国械注准20233031381","造影导管","造影导管","聚醚嵌段乙酰胺","上海泰佑医疗器械有限公司","上海泰佑医疗器械有限公司","C02070100400000209700000151","T01-600500100","T01-600500100",""]
["15248","通用介入","21","21","Y接头","Y接头","/","/","已维护","津械注准20252030019","按压式Y型连接器","按压式Y型连接器","","双九医疗科技（天津）有限公司","双九医疗科技（天津）有限公司","C02071805400000198700000019","无延长管、有导入器和转向器","SJ-PY-03",""]
["15249","通用介入","13-1","13-1","造影导丝","亲水型","/","长度≤180CM","已维护","国械注准20233031018","亲水涂层导丝","亲水涂层导丝","镍钛合金","上海泰佑医疗器械有限公司","上海泰佑医疗器械有限公司","C02022200300001209700000001","T03-HG-GA35185M","T03-HG-GA35185M",""]
["15251","通用介入","13-1","13-2","造影导丝","亲水型","/","长度＞180CM","已维护","国械注准20233031018","亲水涂层导丝","亲水涂层导丝","镍钛合金","上海泰佑医疗器械有限公司","上海泰佑医疗器械有限公司","C02063700302006209700000005","T03-HG-GS35263M","T03-HG-GS35263M",""]
["15252","通用介入","17","17","血管止血装置","非侵入式","/","/","已维护","渝械注准20232140160","桡动脉压迫止血器","桡动脉压迫止血器","","重庆帕西嘉生物科技有限公司","重庆帕西嘉生物科技有限公司","C02071207300003064860000001","PXJ/RDZ-6","PXJ/RDZ-6",""]
["15253","通用介入","13-1","13-2","造影导丝","亲水型","/","长度＞180CM","已维护","国械注准20233031018","亲水涂层导丝","亲水涂层导丝","镍钛合金","上海泰佑医疗器械有限公司","上海泰佑医疗器械有限公司","C02022200300002209700000001","T03-HG-PA35261M","T03-HG-PA35261M",""]
["15255","通用介入","13-1","13-2","造影导丝","亲水型","/","长度＞180CM","已维护","国械注准20233031018","亲水涂层导丝","亲水涂层导丝","镍钛合金","上海泰佑医疗器械有限公司","上海泰佑医疗器械有限公司","C02063700302014209700000004","T03-HG-PA35263M","T03-HG-PA35263M",""]
["15257","通用介入","13-1","13-1","造影导丝","亲水型","/","长度≤180CM","已维护","国械注准20233031018","亲水涂层导丝","亲水涂层导丝","镍钛合金","上海泰佑医疗器械有限公司","上海泰佑医疗器械有限公司","C02070600300000209700000009","T03-HG-GR32151M","T03-HG-GR32151M",""]
["15257","通用介入","13-1","13-1","造影导丝","亲水型","/","长度≤180CM","已维护","国械注准20233031018","亲水涂层导丝","亲水涂层导丝","镍钛合金","上海泰佑医疗器械有限公司","上海泰佑医疗器械有限公司","C02070600300000209700000021","T03-HG-PS25183M","T03-HG-PS25183M",""]
["15257","通用介入","13-1","13-1","造影导丝","亲水型","/","长度≤180CM","已维护","国械注准20233031018","亲水涂层导丝","亲水涂层导丝","镍钛合金","上海泰佑医疗器械有限公司","上海泰佑医疗器械有限公司","C02070600300000209700000032","T03-HG-GS38181M","T03-HG-GS38181M",""]
["15257","通用介入","13-1","13-1","造影导丝","亲水型","/","长度≤180CM","已维护","国械注准20233031018","亲水涂层导丝","亲水涂层导丝","镍钛合金","上海泰佑医疗器械有限公司","上海泰佑医疗器械有限公司","C02070600300000209700000035","T03-HG-PS35083M","T03-HG-PS35083M",""]
["15257","通用介入","13-1","13-1","造影导丝","亲水型","/","长度≤180CM","已维护","国械注准20233031018","亲水涂层导丝","亲水涂层导丝","镍钛合金","上海泰佑医疗器械有限公司","上海泰佑医疗器械有限公司","C02070600300000209700000043","T03-HG-GA35151M","T03-HG-GA35151M",""]
["15257","通用介入","13-1","13-1","造影导丝","亲水型","/","长度≤180CM","已维护","国械注准20233031018","亲水涂层导丝","亲水涂层导丝","镍钛合金","上海泰佑医疗器械有限公司","上海泰佑医疗器械有限公司","C02070600300000209700000052","T03-HG-GA18185M","T03-HG-GA18185M",""]
["15257","通用介入","13-1","13-1","造影导丝","亲水型","/","长度≤180CM","已维护","国械注准20233031018","亲水涂层导丝","亲水涂层导丝","镍钛合金","上海泰佑医疗器械有限公司","上海泰佑医疗器械有限公司","C02070600300000209700000060","T03-HG-GB18183M","T03-HG-GB18183M",""]
["15257","通用介入","13-1","13-1","造影导丝","亲水型","/","长度≤180CM","已维护","国械注准20233031018","亲水涂层导丝","亲水涂层导丝","镍钛合金","上海泰佑医疗器械有限公司","上海泰佑医疗器械有限公司","C02070600300000209700000068","T03-HG-GS38123M","T03-HG-GS38123M",""]
["15257","通用介入","13-1","13-1","造影导丝","亲水型","/","长度≤180CM","已维护","国械注准20233031018","亲水涂层导丝","亲水涂层导丝","镍钛合金","上海泰佑医疗器械有限公司","上海泰佑医疗器械有限公司","C02070600300000209700000073","T03-HG-GB25185M","T03-HG-GB25185M",""]
["15257","通用介入","13-1","13-1","造影导丝","亲水型","/","长度≤180CM","已维护","国械注准20233031018","亲水涂层导丝","亲水涂层导丝","镍钛合金","上海泰佑医疗器械有限公司","上海泰佑医疗器械有限公司","C02070600300000209700000079","T03-HG-GS32153M","T03-HG-GS32153M",""]
["15257","通用介入","13-1","13-1","造影导丝","亲水型","/","长度≤180CM","已维护","国械注准20233031018","亲水涂层导丝","亲水涂层导丝","镍钛合金","上海泰佑医疗器械有限公司","上海泰佑医疗器械有限公司","C02070600300000209700000088","T03-HG-GN25151M","T03-HG-GN25151M",""]
["15257","通用介入","13-1","13-1","造影导丝","亲水型","/","长度≤180CM","已维护","国械注准20233031018","亲水涂层导丝","亲水涂层导丝","镍钛合金","上海泰佑医疗器械有限公司","上海泰佑医疗器械有限公司","C02070600300000209700000089","T03-HG-GN35155M","T03-HG-GN35155M",""]
["15257","通用介入","13-1","13-1","造影导丝","亲水型","/","长度≤180CM","已维护","国械注准20233031018","亲水涂层导丝","亲水涂层导丝","镍钛合金","上海泰佑医疗器械有限公司","上海泰佑医疗器械有限公司","C02070600300000209700000001","T03-HG-GA35153M","T03-HG-GA35153M",""]
["15257","通用介入","13-1","13-1","造影导丝","亲水型","/","长度≤180CM","已维护","国械注准20233031018","亲水涂层导丝","亲水涂层导丝","镍钛合金","上海泰佑医疗器械有限公司","上海泰佑医疗器械有限公司","C02070600300000209700000101","T03-HG-GN25153M","T03-HG-GN25153M",""]
["15257","通用介入","13-1","13-1","造影导丝","亲水型","/","长度≤180CM","已维护","国械注准20233031018","亲水涂层导丝","亲水涂层导丝","镍钛合金","上海泰佑医疗器械有限公司","上海泰佑医疗器械有限公司","C02070600300000209700000104","T03-HG-GN25188M","T03-HG-GN25188M",""]
["15257","通用介入","13-1","13-1","造影导丝","亲水型","/","长度≤180CM","已维护","国械注准20233031018","亲水涂层导丝","亲水涂层导丝","镍钛合金","上海泰佑医疗器械有限公司","上海泰佑医疗器械有限公司","C02070600300000209700000111","T03-HG-PS18081M","T03-HG-PS18081M",""]
["15257","通用介入","13-1","13-1","造影导丝","亲水型","/","长度≤180CM","已维护","国械注准20233031018","亲水涂层导丝","亲水涂层导丝","镍钛合金","上海泰佑医疗器械有限公司","上海泰佑医疗器械有限公司","C02070600300000209700000122","T03-HG-GA38151M","T03-HG-GA38151M",""]
["15257","通用介入","13-1","13-1","造影导丝","亲水型","/","长度≤180CM","已维护","国械注准20233031018","亲水涂层导丝","亲水涂层导丝","镍钛合金","上海泰佑医疗器械有限公司","上海泰佑医疗器械有限公司","C02070600300000209700000127","T03-HG-PA25153M","T03-HG-PA25153M",""]
["15257","通用介入","13-1","13-1","造影导丝","亲水型","/","长度≤180CM","已维护","国械注准20233031018","亲水涂层导丝","亲水涂层导丝","镍钛合金","上海泰佑医疗器械有限公司","上海泰佑医疗器械有限公司","C02070600300000209700000135","T03-HG-GS18181M","T03-HG-GS18181M",""]
["15257","通用介入","13-1","13-1","造影导丝","亲水型","/","长度≤180CM","已维护","国械注准20233031018","亲水涂层导丝","亲水涂层导丝","镍钛合金","上海泰佑医疗器械有限公司","上海泰佑医疗器械有限公司","C02070600300000209700000139","T03-HG-PA38151M","T03-HG-PA38151M",""]
["15257","通用介入","13-1","13-1","造影导丝","亲水型","/","长度≤180CM","已维护","国械注准20233031018","亲水涂层导丝","亲水涂层导丝","镍钛合金","上海泰佑医疗器械有限公司","上海泰佑医疗器械有限公司","C02070600300000209700000145","T03-HG-GB25181M","T03-HG-GB25181M",""]
["15257","通用介入","13-1","13-1","造影导丝","亲水型","/","长度≤180CM","已维护","国械注准20233031018","亲水涂层导丝","亲水涂层导丝","镍钛合金","上海泰佑医疗器械有限公司","上海泰佑医疗器械有限公司","C02070600300000209700000154","T03-HG-GS38125M","T03-HG-GS38125M",""]
["15257","通用介入","13-1","13-1","造影导丝","亲水型","/","长度≤180CM","已维护","国械注准20233031018","亲水涂层导丝","亲水涂层导丝","镍钛合金","上海泰佑医疗器械有限公司","上海泰佑医疗器械有限公司","C02070600300000209700000163","T03-HG-GN32188M","T03-HG-GN32188M",""]
["15257","通用介入","13-1","13-1","造影导丝","亲水型","/","长度≤180CM","已维护","国械注准20233031018","亲水涂层导丝","亲水涂层导丝","镍钛合金","上海泰佑医疗器械有限公司","上海泰佑医疗器械有限公司","C02070600300000209700000164","T03-HG-PA38081M","T03-HG-PA38081M",""]
["15257","通用介入","13-1","13-1","造影导丝","亲水型","/","长度≤180CM","已维护","国械注准20233031018","亲水涂层导丝","亲水涂层导丝","镍钛合金","上海泰佑医疗器械有限公司","上海泰佑医疗器械有限公司","C02070600300000209700000168","T03-HG-GR32183M","T03-HG-GR32183M",""]
["15257","通用介入","13-1","13-1","造影导丝","亲水型","/","长度≤180CM","已维护","国械注准20233031018","亲水涂层导丝","亲水涂层导丝","镍钛合金","上海泰佑医疗器械有限公司","上海泰佑医疗器械有限公司","C02070600300000209700000181","T03-HG-GN35183M","T03-HG-GN35183M",""]
["15257","通用介入","13-1","13-1","造影导丝","亲水型","/","长度≤180CM","已维护","国械注准20233031018","亲水涂层导丝","亲水涂层导丝","镍钛合金","上海泰佑医疗器械有限公司","上海泰佑医疗器械有限公司","C02070600300000209700000188","T03-HG-GN18185M","T03-HG-GN18185M",""]
["15257","通用介入","13-1","13-1","造影导丝","亲水型","/","长度≤180CM","已维护","国械注准20233031018","亲水涂层导丝","亲水涂层导丝","镍钛合金","上海泰佑医疗器械有限公司","上海泰佑医疗器械有限公司","C02070600300000209700000200","T03-HG-PS35151M","T03-HG-PS35151M",""]
["15257","通用介入","13-1","13-1","造影导丝","亲水型","/","长度≤180CM","已维护","国械注准20233031018","亲水涂层导丝","亲水涂层导丝","镍钛合金","上海泰佑医疗器械有限公司","上海泰佑医疗器械有限公司","C02070600300000209700000206","T03-HG-GB35185M","T03-HG-GB35185M",""]
["15257","通用介入","13-1","13-1","造影导丝","亲水型","/","长度≤180CM","已维护","国械注准20233031018","亲水涂层导丝","亲水涂层导丝","镍钛合金","上海泰佑医疗器械有限公司","上海泰佑医疗器械有限公司","C02070600300000209700000211","T03-HG-GA32125M","T03-HG-GA32125M",""]
["15257","通用介入","13-1","13-1","造影导丝","亲水型","/","长度≤180CM","已维护","国械注准20233031018","亲水涂层导丝","亲水涂层导丝","镍钛合金","上海泰佑医疗器械有限公司","上海泰佑医疗器械有限公司","C02070600300000209700000227","T03-HG-GA25125M","T03-HG-GA25125M",""]
["15257","通用介入","13-1","13-1","造影导丝","亲水型","/","长度≤180CM","已维护","国械注准20233031018","亲水涂层导丝","亲水涂层导丝","镍钛合金","上海泰佑医疗器械有限公司","上海泰佑医疗器械有限公司","C02070600300000209700000232","T03-HG-GN38153M","T03-HG-GN38153M",""]
["15257","通用介入","13-1","13-1","造影导丝","亲水型","/","长度≤180CM","已维护","国械注准20233031018","亲水涂层导丝","亲水涂层导丝","镍钛合金","上海泰佑医疗器械有限公司","上海泰佑医疗器械有限公司","C02070600300000209700000240","T03-HG-GR35188M","T03-HG-GR35188M",""]
["15257","通用介入","13-1","13-1","造影导丝","亲水型","/","长度≤180CM","已维护","国械注准20233031018","亲水涂层导丝","亲水涂层导丝","镍钛合金","上海泰佑医疗器械有限公司","上海泰佑医疗器械有限公司","C02070600300000209700000255","T03-HG-PS25153M","T03-HG-PS25153M",""]
["15257","通用介入","13-1","13-1","造影导丝","亲水型","/","长度≤180CM","已维护","国械注准20233031018","亲水涂层导丝","亲水涂层导丝","镍钛合金","上海泰佑医疗器械有限公司","上海泰佑医疗器械有限公司","C02070600300000209700000266","T03-HG-GR32181M","T03-HG-GR32181M",""]
["15257","通用介入","13-1","13-1","造影导丝","亲水型","/","长度≤180CM","已维护","国械注准20233031018","亲水涂层导丝","亲水涂层导丝","镍钛合金","上海泰佑医疗器械有限公司","上海泰佑医疗器械有限公司","C02070600300000209700000272","T03-HG-PA25151M","T03-HG-PA25151M",""]
["15257","通用介入","13-1","13-1","造影导丝","亲水型","/","长度≤180CM","已维护","国械注准20233031018","亲水涂层导丝","亲水涂层导丝","镍钛合金","上海泰佑医疗器械有限公司","上海泰佑医疗器械有限公司","C02070600300000209700000289","T03-HG-GS35125M","T03-HG-GS35125M",""]
["15257","通用介入","13-1","13-1","造影导丝","亲水型","/","长度≤180CM","已维护","国械注准20233031018","亲水涂层导丝","亲水涂层导丝","镍钛合金","上海泰佑医疗器械有限公司","上海泰佑医疗器械有限公司","C02070600300000209700000296","T03-HG-GA18181M","T03-HG-GA18181M",""]
["15257","通用介入","13-1","13-1","造影导丝","亲水型","/","长度≤180CM","已维护","国械注准20233031018","亲水涂层导丝","亲水涂层导丝","镍钛合金","上海泰佑医疗器械有限公司","上海泰佑医疗器械有限公司","C02070600300000209700000304","T03-HG-GR25185M","T03-HG-GR25185M",""]
["15257","通用介入","13-1","13-1","造影导丝","亲水型","/","长度≤180CM","已维护","国械注准20233031018","亲水涂层导丝","亲水涂层导丝","镍钛合金","上海泰佑医疗器械有限公司","上海泰佑医疗器械有限公司","C02070600300000209700000313","T03-HG-GB18181M","T03-HG-GB18181M",""]
["15257","通用介入","13-1","13-1","造影导丝","亲水型","/","长度≤180CM","已维护","国械注准20233031018","亲水涂层导丝","亲水涂层导丝","镍钛合金","上海泰佑医疗器械有限公司","上海泰佑医疗器械有限公司","C02070600300000209700000321","T03-HG-GS25181M","T03-HG-GS25181M",""]
["15257","通用介入","13-1","13-1","造影导丝","亲水型","/","长度≤180CM","已维护","国械注准20233031018","亲水涂层导丝","亲水涂层导丝","镍钛合金","上海泰佑医疗器械有限公司","上海泰佑医疗器械有限公司","C02070600300000209700000329","T03-HG-PA35083M","T03-HG-PA35083M",""]
["15257","通用介入","13-1","13-1","造影导丝","亲水型","/","长度≤180CM","已维护","国械注准20233031018","亲水涂层导丝","亲水涂层导丝","镍钛合金","上海泰佑医疗器械有限公司","上海泰佑医疗器械有限公司","C02070600300000209700000337","T03-HG-GB25155M","T03-HG-GB25155M",""]
["15257","通用介入","13-1","13-1","造影导丝","亲水型","/","长度≤180CM","已维护","国械注准20233031018","亲水涂层导丝","亲水涂层导丝","镍钛合金","上海泰佑医疗器械有限公司","上海泰佑医疗器械有限公司","C02070600300000209700000341","T03-HG-GN38185M","T03-HG-GN38185M",""]
["15257","通用介入","13-1","13-1","造影导丝","亲水型","/","长度≤180CM","已维护","国械注准20233031018","亲水涂层导丝","亲水涂层导丝","镍钛合金","上海泰佑医疗器械有限公司","上海泰佑医疗器械有限公司","C02070600300000209700000347","T03-HG-GN18183M","T03-HG-GN18183M",""]
["15257","通用介入","13-1","13-1","造影导丝","亲水型","/","长度≤180CM","已维护","国械注准20233031018","亲水涂层导丝","亲水涂层导丝","镍钛合金","上海泰佑医疗器械有限公司","上海泰佑医疗器械有限公司","C02070600300000209700000354","T03-HG-GS25123M","T03-HG-GS25123M",""]
["15257","通用介入","13-1","13-1","造影导丝","亲水型","/","长度≤180CM","已维护","国械注准20233031018","亲水涂层导丝","亲水涂层导丝","镍钛合金","上海泰佑医疗器械有限公司","上海泰佑医疗器械有限公司","C02070600300000209700000359","T03-HG-GA25185M","T03-HG-GA25185M",""]
["15257","通用介入","13-1","13-1","造影导丝","亲水型","/","长度≤180CM","已维护","国械注准20233031018","亲水涂层导丝","亲水涂层导丝","镍钛合金","上海泰佑医疗器械有限公司","上海泰佑医疗器械有限公司","C02070600300000209700000366","T03-HG-GA35158M","T03-HG-GA35158M",""]
["15257","通用介入","13-1","13-1","造影导丝","亲水型","/","长度≤180CM","已维护","国械注准20233031018","亲水涂层导丝","亲水涂层导丝","镍钛合金","上海泰佑医疗器械有限公司","上海泰佑医疗器械有限公司","C02070600300000209700000378","T03-HG-GB35188M","T03-HG-GB35188M",""]
["15257","通用介入","13-1","13-1","造影导丝","亲水型","/","长度≤180CM","已维护","国械注准20233031018","亲水涂层导丝","亲水涂层导丝","镍钛合金","上海泰佑医疗器械有限公司","上海泰佑医疗器械有限公司","C02070600300000209700000382","T03-HG-GS32123M","T03-HG-GS32123M",""]
["15257","通用介入","13-1","13-1","造影导丝","亲水型","/","长度≤180CM","已维护","国械注准20233031018","亲水涂层导丝","亲水涂层导丝","镍钛合金","上海泰佑医疗器械有限公司","上海泰佑医疗器械有限公司","C02070600300000209700000388","T03-HG-GR25155M","T03-HG-GR25155M",""]
["15257","通用介入","13-1","13-1","造影导丝","亲水型","/","长度≤180CM","已维护","国械注准20233031018","亲水涂层导丝","亲水涂层导丝","镍钛合金","上海泰佑医疗器械有限公司","上海泰佑医疗器械有限公司","C02070600300000209700000389","T03-HG-GR38188M","T03-HG-GR38188M",""]
["15257","通用介入","13-1","13-1","造影导丝","亲水型","/","长度≤180CM","已维护","国械注准20233031018","亲水涂层导丝","亲水涂层导丝","镍钛合金","上海泰佑医疗器械有限公司","上海泰佑医疗器械有限公司","C02070600300000209700000397","T03-HG-GR38183M","T03-HG-GR38183M",""]
["15257","通用介入","13-1","13-1","造影导丝","亲水型","/","长度≤180CM","已维护","国械注准20233031018","亲水涂层导丝","亲水涂层导丝","镍钛合金","上海泰佑医疗器械有限公司","上海泰佑医疗器械有限公司","C02070600300000209700000405","T03-HG-PA25083M","T03-HG-PA25083M",""]
["15257","通用介入","13-1","13-1","造影导丝","亲水型","/","长度≤180CM","已维护","国械注准20233031018","亲水涂层导丝","亲水涂层导丝","镍钛合金","上海泰佑医疗器械有限公司","上海泰佑医疗器械有限公司","C02070600300000209700000424","T03-HG-GN35158M","T03-HG-GN35158M",""]
["15265","通用介入","13-1","13-2","造影导丝","亲水型","/","长度＞180CM","已维护","国械注准20233031018","亲水涂层导丝","亲水涂层导丝","镍钛合金","上海泰佑医疗器械有限公司","上海泰佑医疗器械有限公司","C02070600300000209700000011","T03-HG-GB25301M","T03-HG-GB25301M",""]
["15265","通用介入","13-1","13-2","造影导丝","亲水型","/","长度＞180CM","已维护","国械注准20233031018","亲水涂层导丝","亲水涂层导丝","镍钛合金","上海泰佑医疗器械有限公司","上海泰佑医疗器械有限公司","C02070600300000209700000023","T03-HG-GS38303M","T03-HG-GS38303M",""]
["15265","通用介入","13-1","13-2","造影导丝","亲水型","/","长度＞180CM","已维护","国械注准20233031018","亲水涂层导丝","亲水涂层导丝","镍钛合金","上海泰佑医疗器械有限公司","上海泰佑医疗器械有限公司","C02070600300000209700000037","T03-HG-GB38301M","T03-HG-GB38301M",""]
["15265","通用介入","13-1","13-2","造影导丝","亲水型","/","长度＞180CM","已维护","国械注准20233031018","亲水涂层导丝","亲水涂层导丝","镍钛合金","上海泰佑医疗器械有限公司","上海泰佑医疗器械有限公司","C02070600300000209700000053","T03-HG-GR25265M","T03-HG-GR25265M",""]
["15265","通用介入","13-1","13-2","造影导丝","亲水型","/","长度＞180CM","已维护","国械注准20233031018","亲水涂层导丝","亲水涂层导丝","镍钛合金","上海泰佑医疗器械有限公司","上海泰佑医疗器械有限公司","C02070600300000209700000066","T03-HG-GN35263M","T03-HG-GN35263M",""]
["15265","通用介入","13-1","13-2","造影导丝","亲水型","/","长度＞180CM","已维护","国械注准20233031018","亲水涂层导丝","亲水涂层导丝","镍钛合金","上海泰佑医疗器械有限公司","上海泰佑医疗器械有限公司","C02070600300000209700000081","T03-HG-GB18263M","T03-HG-GB18263M",""]
["15265","通用介入","13-1","13-2","造影导丝","亲水型","/","长度＞180CM","已维护","国械注准20233031018","亲水涂层导丝","亲水涂层导丝","镍钛合金","上海泰佑医疗器械有限公司","上海泰佑医疗器械有限公司","C02070600300000209700000106","T03-HG-GN32303M","T03-HG-GN32303M",""]
["15265","通用介入","13-1","13-2","造影导丝","亲水型","/","长度＞180CM","已维护","国械注准20233031018","亲水涂层导丝","亲水涂层导丝","镍钛合金","上海泰佑医疗器械有限公司","上海泰佑医疗器械有限公司","C02070600300000209700000120","T03-HG-GN18263M","T03-HG-GN18263M",""]
["15265","通用介入","13-1","13-2","造影导丝","亲水型","/","长度＞180CM","已维护","国械注准20233031018","亲水涂层导丝","亲水涂层导丝","镍钛合金","上海泰佑医疗器械有限公司","上海泰佑医疗器械有限公司","C02070600300000209700000121","T03-HG-GS25303M","T03-HG-GS25303M",""]
["15265","通用介入","13-1","13-2","造影导丝","亲水型","/","长度＞180CM","已维护","国械注准20233031018","亲水涂层导丝","亲水涂层导丝","镍钛合金","上海泰佑医疗器械有限公司","上海泰佑医疗器械有限公司","C02070600300000209700000141","T03-HG-GR18305M","T03-HG-GR18305M",""]
["15265","通用介入","13-1","13-2","造影导丝","亲水型","/","长度＞180CM","已维护","国械注准20233031018","亲水涂层导丝","亲水涂层导丝","镍钛合金","上海泰佑医疗器械有限公司","上海泰佑医疗器械有限公司","C02070600300000209700000170","T03-HG-GB32263M","T03-HG-GB32263M",""]
["15265","通用介入","13-1","13-2","造影导丝","亲水型","/","长度＞180CM","已维护","国械注准20233031018","亲水涂层导丝","亲水涂层导丝","镍钛合金","上海泰佑医疗器械有限公司","上海泰佑医疗器械有限公司","C02070600300000209700000177","T03-HG-GN38268M","T03-HG-GN38268M",""]
["15265","通用介入","13-1","13-2","造影导丝","亲水型","/","长度＞180CM","已维护","国械注准20233031018","亲水涂层导丝","亲水涂层导丝","镍钛合金","上海泰佑医疗器械有限公司","上海泰佑医疗器械有限公司","C02070600300000209700000184","T03-HG-GA32223M","T03-HG-GA32223M",""]
["15265","通用介入","13-1","13-2","造影导丝","亲水型","/","长度＞180CM","已维护","国械注准20233031018","亲水涂层导丝","亲水涂层导丝","镍钛合金","上海泰佑医疗器械有限公司","上海泰佑医疗器械有限公司","C02070600300000209700000196","T03-HG-GN32305M","T03-HG-GN32305M",""]
["15265","通用介入","13-1","13-2","造影导丝","亲水型","/","长度＞180CM","已维护","国械注准20233031018","亲水涂层导丝","亲水涂层导丝","镍钛合金","上海泰佑医疗器械有限公司","上海泰佑医疗器械有限公司","C02070600300000209700000212","T03-HG-GA35223M","T03-HG-GA35223M",""]
["15265","通用介入","13-1","13-2","造影导丝","亲水型","/","长度＞180CM","已维护","国械注准20233031018","亲水涂层导丝","亲水涂层导丝","镍钛合金","上海泰佑医疗器械有限公司","上海泰佑医疗器械有限公司","C02070600300000209700000221","T03-HG-GR18263M","T03-HG-GR18263M",""]
["15265","通用介入","13-1","13-2","造影导丝","亲水型","/","长度＞180CM","已维护","国械注准20233031018","亲水涂层导丝","亲水涂层导丝","镍钛合金","上海泰佑医疗器械有限公司","上海泰佑医疗器械有限公司","C02070600300000209700000228","T03-HG-GN18261M","T03-HG-GN18261M",""]
["15265","通用介入","13-1","13-2","造影导丝","亲水型","/","长度＞180CM","已维护","国械注准20233031018","亲水涂层导丝","亲水涂层导丝","镍钛合金","上海泰佑医疗器械有限公司","上海泰佑医疗器械有限公司","C02070600300000209700000235","T03-HG-GN18305M","T03-HG-GN18305M",""]
["15265","通用介入","13-1","13-2","造影导丝","亲水型","/","长度＞180CM","已维护","国械注准20233031018","亲水涂层导丝","亲水涂层导丝","镍钛合金","上海泰佑医疗器械有限公司","上海泰佑医疗器械有限公司","C02070600300000209700000247","T03-HG-GN35261M","T03-HG-GN35261M",""]
["15265","通用介入","13-1","13-2","造影导丝","亲水型","/","长度＞180CM","已维护","国械注准20233031018","亲水涂层导丝","亲水涂层导丝","镍钛合金","上海泰佑医疗器械有限公司","上海泰佑医疗器械有限公司","C02070600300000209700000262","T03-HG-GR32308M","T03-HG-GR32308M",""]
["15265","通用介入","13-1","13-2","造影导丝","亲水型","/","长度＞180CM","已维护","国械注准20233031018","亲水涂层导丝","亲水涂层导丝","镍钛合金","上海泰佑医疗器械有限公司","上海泰佑医疗器械有限公司","C02070600300000209700000263","T03-HG-GN35303M","T03-HG-GN35303M",""]
["15265","通用介入","13-1","13-2","造影导丝","亲水型","/","长度＞180CM","已维护","国械注准20233031018","亲水涂层导丝","亲水涂层导丝","镍钛合金","上海泰佑医疗器械有限公司","上海泰佑医疗器械有限公司","C02070600300000209700000276","T03-HG-GN25308M","T03-HG-GN25308M",""]
["15265","通用介入","13-1","13-2","造影导丝","亲水型","/","长度＞180CM","已维护","国械注准20233031018","亲水涂层导丝","亲水涂层导丝","镍钛合金","上海泰佑医疗器械有限公司","上海泰佑医疗器械有限公司","C02070600300000209700000281","T03-HG-GB18358M","T03-HG-GB18358M",""]
["15265","通用介入","13-1","13-2","造影导丝","亲水型","/","长度＞180CM","已维护","国械注准20233031018","亲水涂层导丝","亲水涂层导丝","镍钛合金","上海泰佑医疗器械有限公司","上海泰佑医疗器械有限公司","C02070600300000209700000284","T03-HG-GA38303M","T03-HG-GA38303M",""]
["15265","通用介入","13-1","13-2","造影导丝","亲水型","/","长度＞180CM","已维护","国械注准20233031018","亲水涂层导丝","亲水涂层导丝","镍钛合金","上海泰佑医疗器械有限公司","上海泰佑医疗器械有限公司","C02070600300000209700000295","T03-HG-GR38261M","T03-HG-GR38261M",""]
["15265","通用介入","13-1","13-2","造影导丝","亲水型","/","长度＞180CM","已维护","国械注准20233031018","亲水涂层导丝","亲水涂层导丝","镍钛合金","上海泰佑医疗器械有限公司","上海泰佑医疗器械有限公司","C02070600300000209700000302","T03-HG-PA18263M","T03-HG-PA18263M",""]
["15265","通用介入","13-1","13-2","造影导丝","亲水型","/","长度＞180CM","已维护","国械注准20233031018","亲水涂层导丝","亲水涂层导丝","镍钛合金","上海泰佑医疗器械有限公司","上海泰佑医疗器械有限公司","C02070600300000209700000312","T03-HG-GN25265M","T03-HG-GN25265M",""]
["15265","通用介入","13-1","13-2","造影导丝","亲水型","/","长度＞180CM","已维护","国械注准20233031018","亲水涂层导丝","亲水涂层导丝","镍钛合金","上海泰佑医疗器械有限公司","上海泰佑医疗器械有限公司","C02070600300000209700000396","T03-HG-GB38358M","T03-HG-GB38358M",""]
["15265","通用介入","13-1","13-2","造影导丝","亲水型","/","长度＞180CM","已维护","国械注准20233031018","亲水涂层导丝","亲水涂层导丝","镍钛合金","上海泰佑医疗器械有限公司","上海泰佑医疗器械有限公司","C02070600300000209700000339","T03-HG-GB35303M","T03-HG-GB35303M",""]
["15265","通用介入","13-1","13-2","造影导丝","亲水型","/","长度＞180CM","已维护","国械注准20233031018","亲水涂层导丝","亲水涂层导丝","镍钛合金","上海泰佑医疗器械有限公司","上海泰佑医疗器械有限公司","C02070600300000209700000351","T03-HG-GB18268M","T03-HG-GB18268M",""]
["15265","通用介入","13-1","13-2","造影导丝","亲水型","/","长度＞180CM","已维护","国械注准20233031018","亲水涂层导丝","亲水涂层导丝","镍钛合金","上海泰佑医疗器械有限公司","上海泰佑医疗器械有限公司","C02070600300000209700000375","T03-HG-GB25265M","T03-HG-GB25265M",""]
["15265","通用介入","13-1","13-2","造影导丝","亲水型","/","长度＞180CM","已维护","国械注准20233031018","亲水涂层导丝","亲水涂层导丝","镍钛合金","上海泰佑医疗器械有限公司","上海泰佑医疗器械有限公司","C02070600300000209700000392","T03-HG-PS38263M","T03-HG-PS38263M",""]
["15265","通用介入","13-1","13-2","造影导丝","亲水型","/","长度＞180CM","已维护","国械注准20233031018","亲水涂层导丝","亲水涂层导丝","镍钛合金","上海泰佑医疗器械有限公司","上海泰佑医疗器械有限公司","C02070600300000209700000395","T03-HG-GN25263M","T03-HG-GN25263M",""]
["15265","通用介入","13-1","13-2","造影导丝","亲水型","/","长度＞180CM","已维护","国械注准20233031018","亲水涂层导丝","亲水涂层导丝","镍钛合金","上海泰佑医疗器械有限公司","上海泰佑医疗器械有限公司","C02070600300000209700000413","T03-HG-GA38263M","T03-HG-GA38263M",""]
["15265","通用介入","13-1","13-2","造影导丝","亲水型","/","长度＞180CM","已维护","国械注准20233031018","亲水涂层导丝","亲水涂层导丝","镍钛合金","上海泰佑医疗器械有限公司","上海泰佑医疗器械有限公司","C02070600300000209700000416","T03-HG-GR32261M","T03-HG-GR32261M",""]
["15265","通用介入","13-1","13-2","造影导丝","亲水型","/","长度＞180CM","已维护","国械注准20233031018","亲水涂层导丝","亲水涂层导丝","镍钛合金","上海泰佑医疗器械有限公司","上海泰佑医疗器械有限公司","C02070600300000209700000420","T03-HG-GS32263M","T03-HG-GS32263M",""]
["15291","通用介入","21","21","Y接头","Y接头","/","/","已维护","冀械注准20232030438","旋转式Y接头组件","旋转式Y接头组件","PC","河北康誉医疗器械有限公司","河北康誉医疗器械有限公司","C02071805400000209690000003","K12-RY03","K12-RY03",""]
["15294","通用介入","19","19","三联三通","三联三通","/","/","已维护","国械注准20243140125","一次性使用连通板","一次性使用连通板","聚碳酸酯＋聚甲醛＋硅胶＋聚氯乙烯＋增塑剂","河北康誉医疗器械有限公司","河北康誉医疗器械有限公司","C02071605400000209690000004","K08-LTB3NB","K08-LTB3NB",""]
["15297","通用介入","9","9","造影导管","普通型","/","/","已维护","国械注准20233031685","造影导管","造影导管","PEBAX＋304不锈钢","河北康誉医疗器械有限公司","河北康誉医疗器械有限公司","C02070100400000209690000003","K03-501002100","K03-501002100",""]
["15297","通用介入","9","9","造影导管","普通型","/","/","已维护","国械注准20233031685","造影导管","造影导管","PEBAX＋304不锈钢","河北康誉医疗器械有限公司","河北康誉医疗器械有限公司","C02070100400000209690000010","K03-409800100","K03-409800100",""]
["15297","通用介入","9","9","造影导管","普通型","/","/","已维护","国械注准20233031685","造影导管","造影导管","PEBAX＋304不锈钢","河北康誉医疗器械有限公司","河北康誉医疗器械有限公司","C02070100400000209690000013","K03-402400125","K03-402400125",""]
["15297","通用介入","9","9","造影导管","普通型","/","/","已维护","国械注准20233031685","造影导管","造影导管","PEBAX＋304不锈钢","河北康誉医疗器械有限公司","河北康誉医疗器械有限公司","C02070100400000209690000017","K03-408900065","K03-408900065",""]
["15297","通用介入","9","9","造影导管","普通型","/","/","已维护","国械注准20233031685","造影导管","造影导管","PEBAX＋304不锈钢","河北康誉医疗器械有限公司","河北康誉医疗器械有限公司","C02070100400000209690000022","K03-401700065","K03-401700065",""]
["15297","通用介入","9","9","造影导管","普通型","/","/","已维护","国械注准20233031685","造影导管","造影导管","PEBAX＋304不锈钢","河北康誉医疗器械有限公司","河北康誉医疗器械有限公司","C02070100400000209690000028","K03-507402100","K03-507402100",""]
["15297","通用介入","9","9","造影导管","普通型","/","/","已维护","国械注准20233031685","造影导管","造影导管","PEBAX＋304不锈钢","河北康誉医疗器械有限公司","河北康誉医疗器械有限公司","C02070100400000209690000032","K03-406200080","K03-406200080",""]
["15297","通用介入","9","9","造影导管","普通型","/","/","已维护","国械注准20233031685","造影导管","造影导管","PEBAX＋304不锈钢","河北康誉医疗器械有限公司","河北康誉医疗器械有限公司","C02070100400000209690000038","K03-501500100","K03-501500100",""]
["15297","通用介入","9","9","造影导管","普通型","/","/","已维护","国械注准20233031685","造影导管","造影导管","PEBAX＋304不锈钢","河北康誉医疗器械有限公司","河北康誉医疗器械有限公司","C02070100400000209690000041","K03-604600100","K03-604600100",""]
["15297","通用介入","9","9","造影导管","普通型","/","/","已维护","国械注准20233031685","造影导管","造影导管","PEBAX＋304不锈钢","河北康誉医疗器械有限公司","河北康誉医疗器械有限公司","C02070100400000209690000047","K03-401400110","K03-401400110",""]
["15297","通用介入","9","9","造影导管","普通型","/","/","已维护","国械注准20233031685","造影导管","造影导管","PEBAX＋304不锈钢","河北康誉医疗器械有限公司","河北康誉医疗器械有限公司","C02070100400000209690000048","K03-606600110","K03-606600110",""]
["15297","通用介入","9","9","造影导管","普通型","/","/","已维护","国械注准20233031685","造影导管","造影导管","PEBAX＋304不锈钢","河北康誉医疗器械有限公司","河北康誉医疗器械有限公司","C02070100400000209690000052","K03-506610065","K03-506610065",""]
["15297","通用介入","9","9","造影导管","普通型","/","/","已维护","国械注准20233031685","造影导管","造影导管","PEBAX＋304不锈钢","河北康誉医疗器械有限公司","河北康誉医疗器械有限公司","C02070100400000209690000059","K03-509600100","K03-509600100",""]
["15297","通用介入","9","9","造影导管","普通型","/","/","已维护","国械注准20233031685","造影导管","造影导管","PEBAX＋304不锈钢","河北康誉医疗器械有限公司","河北康誉医疗器械有限公司","C02070100400000209690000062","K03-504400100","K03-504400100",""]
["15297","通用介入","9","9","造影导管","普通型","/","/","已维护","国械注准20233031685","造影导管","造影导管","PEBAX＋304不锈钢","河北康誉医疗器械有限公司","河北康誉医疗器械有限公司","C02070100400000209690000067","K03-404700080","K03-404700080",""]
["15297","通用介入","9","9","造影导管","普通型","/","/","已维护","国械注准20233031685","造影导管","造影导管","PEBAX＋304不锈钢","河北康誉医疗器械有限公司","河北康誉医疗器械有限公司","C02070100400000209690000072","K03-401900100","K03-401900100",""]
["15297","通用介入","9","9","造影导管","普通型","/","/","已维护","国械注准20233031685","造影导管","造影导管","PEBAX＋304不锈钢","河北康誉医疗器械有限公司","河北康誉医疗器械有限公司","C02070100400000209690000077","K03-501800065","K03-501800065",""]
["15297","通用介入","9","9","造影导管","普通型","/","/","已维护","国械注准20233031685","造影导管","造影导管","PEBAX＋304不锈钢","河北康誉医疗器械有限公司","河北康誉医疗器械有限公司","C02070100400000209690000083","K03-502400100","K03-502400100",""]
["15297","通用介入","9","9","造影导管","普通型","/","/","已维护","国械注准20233031685","造影导管","造影导管","PEBAX＋304不锈钢","河北康誉医疗器械有限公司","河北康誉医疗器械有限公司","C02070100400000209690000087","K03-409900100","K03-409900100",""]
["15297","通用介入","9","9","造影导管","普通型","/","/","已维护","国械注准20233031685","造影导管","造影导管","PEBAX＋304不锈钢","河北康誉医疗器械有限公司","河北康誉医疗器械有限公司","C02070100400000209690000090","K03-406900110","K03-406900110",""]
["15297","通用介入","9","9","造影导管","普通型","/","/","已维护","国械注准20233031685","造影导管","造影导管","PEBAX＋304不锈钢","河北康誉医疗器械有限公司","河北康誉医疗器械有限公司","C02070100400000209690000097","K03-508700080","K03-508700080",""]
["15297","通用介入","9","9","造影导管","普通型","/","/","已维护","国械注准20233031685","造影导管","造影导管","PEBAX＋304不锈钢","河北康誉医疗器械有限公司","河北康誉医疗器械有限公司","C02070100400000209690000102","K03-504300100","K03-504300100",""]
["15297","通用介入","9","9","造影导管","普通型","/","/","已维护","国械注准20233031685","造影导管","造影导管","PEBAX＋304不锈钢","河北康誉医疗器械有限公司","河北康誉医疗器械有限公司","C02070100400000209690000103","K03-509702100","K03-509702100",""]
["15297","通用介入","9","9","造影导管","普通型","/","/","已维护","国械注准20233031685","造影导管","造影导管","PEBAX＋304不锈钢","河北康誉医疗器械有限公司","河北康誉医疗器械有限公司","C02070100400000209690000107","K03-510200125","K03-510200125",""]
["15297","通用介入","9","9","造影导管","普通型","/","/","已维护","国械注准20233031685","造影导管","造影导管","PEBAX＋304不锈钢","河北康誉医疗器械有限公司","河北康誉医疗器械有限公司","C02070100400000209690000114","K03-409900065","K03-409900065",""]
["15297","通用介入","9","9","造影导管","普通型","/","/","已维护","国械注准20233031685","造影导管","造影导管","PEBAX＋304不锈钢","河北康誉医疗器械有限公司","河北康誉医疗器械有限公司","C02070100400000209690000116","K03-504600100","K03-504600100",""]
["15297","通用介入","9","9","造影导管","普通型","/","/","已维护","国械注准20233031685","造影导管","造影导管","PEBAX＋304不锈钢","河北康誉医疗器械有限公司","河北康誉医疗器械有限公司","C02070100400000209690000122","K03-506200065","K03-506200065",""]
["15297","通用介入","9","9","造影导管","普通型","/","/","已维护","国械注准20233031685","造影导管","造影导管","PEBAX＋304不锈钢","河北康誉医疗器械有限公司","河北康誉医疗器械有限公司","C02070100400000209690000127","K03-506605065","K03-506605065",""]
["15297","通用介入","9","9","造影导管","普通型","/","/","已维护","国械注准20233031685","造影导管","造影导管","PEBAX＋304不锈钢","河北康誉医疗器械有限公司","河北康誉医疗器械有限公司","C02070100400000209690000132","K03-605400100","K03-605400100",""]
["15297","通用介入","9","9","造影导管","普通型","/","/","已维护","国械注准20233031685","造影导管","造影导管","PEBAX＋304不锈钢","河北康誉医疗器械有限公司","河北康誉医疗器械有限公司","C02070100400000209690000138","K03-609800100","K03-609800100",""]
["15297","通用介入","9","9","造影导管","普通型","/","/","已维护","国械注准20233031685","造影导管","造影导管","PEBAX＋304不锈钢","河北康誉医疗器械有限公司","河北康誉医疗器械有限公司","C02070100400000209690000141","K03-506604125","K03-506604125",""]
["15297","通用介入","9","9","造影导管","普通型","/","/","已维护","国械注准20233031685","造影导管","造影导管","PEBAX＋304不锈钢","河北康誉医疗器械有限公司","河北康誉医疗器械有限公司","C02070100400000209690000145","K03-509200100","K03-509200100",""]
["15297","通用介入","9","9","造影导管","普通型","/","/","已维护","国械注准20233031685","造影导管","造影导管","PEBAX＋304不锈钢","河北康誉医疗器械有限公司","河北康誉医疗器械有限公司","C02070100400000209690000151","K03-501200065","K03-501200065",""]
["15297","通用介入","9","9","造影导管","普通型","/","/","已维护","国械注准20233031685","造影导管","造影导管","PEBAX＋304不锈钢","河北康誉医疗器械有限公司","河北康誉医疗器械有限公司","C02070100400000209690000156","K03-502700100","K03-502700100",""]
["15297","通用介入","9","9","造影导管","普通型","/","/","已维护","国械注准20233031685","造影导管","造影导管","PEBAX＋304不锈钢","河北康誉医疗器械有限公司","河北康誉医疗器械有限公司","C02070100400000209690000158","K03-403800080","K03-403800080",""]
["15297","通用介入","9","9","造影导管","普通型","/","/","已维护","国械注准20233031685","造影导管","造影导管","PEBAX＋304不锈钢","河北康誉医疗器械有限公司","河北康誉医疗器械有限公司","C02070100400000209690000166","K03-600400125","K03-600400125",""]
["15297","通用介入","9","9","造影导管","普通型","/","/","已维护","国械注准20233031685","造影导管","造影导管","PEBAX＋304不锈钢","河北康誉医疗器械有限公司","河北康誉医疗器械有限公司","C02070100400000209690000169","K03-606608110","K03-606608110",""]
["15297","通用介入","9","9","造影导管","普通型","/","/","已维护","国械注准20233031685","造影导管","造影导管","PEBAX＋304不锈钢","河北康誉医疗器械有限公司","河北康誉医疗器械有限公司","C02070100400000209690000171","K03-510005110","K03-510005110",""]
["15297","通用介入","9","9","造影导管","普通型","/","/","已维护","国械注准20233031685","造影导管","造影导管","PEBAX＋304不锈钢","河北康誉医疗器械有限公司","河北康誉医疗器械有限公司","C02070100400000209690000176","K03-400200100","K03-400200100",""]
["15297","通用介入","9","9","造影导管","普通型","/","/","已维护","国械注准20233031685","造影导管","造影导管","PEBAX＋304不锈钢","河北康誉医疗器械有限公司","河北康誉医疗器械有限公司","C02070100400000209690000181","K03-506302125","K03-506302125",""]
["15297","通用介入","9","9","造影导管","普通型","/","/","已维护","国械注准20233031685","造影导管","造影导管","PEBAX＋304不锈钢","河北康誉医疗器械有限公司","河北康誉医疗器械有限公司","C02070100400000209690000186","K03-410200100","K03-410200100",""]
["15297","通用介入","9","9","造影导管","普通型","/","/","已维护","国械注准20233031685","造影导管","造影导管","PEBAX＋304不锈钢","河北康誉医疗器械有限公司","河北康誉医疗器械有限公司","C02070100400000209690000193","K03-405103100","K03-405103100",""]
["15297","通用介入","9","9","造影导管","普通型","/","/","已维护","国械注准20233031685","造影导管","造影导管","PEBAX＋304不锈钢","河北康誉医疗器械有限公司","河北康誉医疗器械有限公司","C02070100400000209690000196","K03-405700100","K03-405700100",""]
["15297","通用介入","9","9","造影导管","普通型","/","/","已维护","国械注准20233031685","造影导管","造影导管","PEBAX＋304不锈钢","河北康誉医疗器械有限公司","河北康誉医疗器械有限公司","C02070100400000209690000200","K03-403500100","K03-403500100",""]
["15297","通用介入","9","9","造影导管","普通型","/","/","已维护","国械注准20233031685","造影导管","造影导管","PEBAX＋304不锈钢","河北康誉医疗器械有限公司","河北康誉医疗器械有限公司","C02070100400000209690000206","K03-502900080","K03-502900080",""]
["15297","通用介入","9","9","造影导管","普通型","/","/","已维护","国械注准20233031685","造影导管","造影导管","PEBAX＋304不锈钢","河北康誉医疗器械有限公司","河北康誉医疗器械有限公司","C02070100400000209690000211","K03-607602100","K03-607602100",""]
["15297","通用介入","9","9","造影导管","普通型","/","/","已维护","国械注准20233031685","造影导管","造影导管","PEBAX＋304不锈钢","河北康誉医疗器械有限公司","河北康誉医疗器械有限公司","C02070100400000209690000215","K03-406200065","K03-406200065",""]
["15297","通用介入","9","9","造影导管","普通型","/","/","已维护","国械注准20233031685","造影导管","造影导管","PEBAX＋304不锈钢","河北康誉医疗器械有限公司","河北康誉医疗器械有限公司","C02070100400000209690000221","K03-507106110","K03-507106110",""]
["15297","通用介入","9","9","造影导管","普通型","/","/","已维护","国械注准20233031685","造影导管","造影导管","PEBAX＋304不锈钢","河北康誉医疗器械有限公司","河北康誉医疗器械有限公司","C02070100400000209690000224","K03-400400125","K03-400400125",""]
["15297","通用介入","9","9","造影导管","普通型","/","/","已维护","国械注准20233031685","造影导管","造影导管","PEBAX＋304不锈钢","河北康誉医疗器械有限公司","河北康誉医疗器械有限公司","C02070100400000209690000226","K03-401700100","K03-401700100",""]
["15297","通用介入","9","9","造影导管","普通型","/","/","已维护","国械注准20233031685","造影导管","造影导管","PEBAX＋304不锈钢","河北康誉医疗器械有限公司","河北康誉医疗器械有限公司","C02070100400000209690000231","K03-408300100","K03-408300100",""]
["15297","通用介入","9","9","造影导管","普通型","/","/","已维护","国械注准20233031685","造影导管","造影导管","PEBAX＋304不锈钢","河北康誉医疗器械有限公司","河北康誉医疗器械有限公司","C02070100400000209690000235","K03-510005065","K03-510005065",""]
["15297","通用介入","9","9","造影导管","普通型","/","/","已维护","国械注准20233031685","造影导管","造影导管","PEBAX＋304不锈钢","河北康誉医疗器械有限公司","河北康誉医疗器械有限公司","C02070100400000209690000242","K03-605200125","K03-605200125",""]
["15297","通用介入","9","9","造影导管","普通型","/","/","已维护","国械注准20233031685","造影导管","造影导管","PEBAX＋304不锈钢","河北康誉医疗器械有限公司","河北康誉医疗器械有限公司","C02070100400000209690000245","K03-600800100","K03-600800100",""]
["15297","通用介入","9","9","造影导管","普通型","/","/","已维护","国械注准20233031685","造影导管","造影导管","PEBAX＋304不锈钢","河北康誉医疗器械有限公司","河北康誉医疗器械有限公司","C02070100400000209690000251","K03-507300100","K03-507300100",""]
["15297","通用介入","9","9","造影导管","普通型","/","/","已维护","国械注准20233031685","造影导管","造影导管","PEBAX＋304不锈钢","河北康誉医疗器械有限公司","河北康誉医疗器械有限公司","C02070100400000209690000255","K03-408400080","K03-408400080",""]
["15297","通用介入","9","9","造影导管","普通型","/","/","已维护","国械注准20233031685","造影导管","造影导管","PEBAX＋304不锈钢","河北康誉医疗器械有限公司","河北康誉医疗器械有限公司","C02070100400000209690000260","K03-502900100","K03-502900100",""]
["15297","通用介入","9","9","造影导管","普通型","/","/","已维护","国械注准20233031685","造影导管","造影导管","PEBAX＋304不锈钢","河北康誉医疗器械有限公司","河北康誉医疗器械有限公司","C02070100400000209690000266","K03-507400110","K03-507400110",""]
["15297","通用介入","9","9","造影导管","普通型","/","/","已维护","国械注准20233031685","造影导管","造影导管","PEBAX＋304不锈钢","河北康誉医疗器械有限公司","河北康誉医疗器械有限公司","C02070100400000209690000270","K03-609200100","K03-609200100",""]
["15297","通用介入","9","9","造影导管","普通型","/","/","已维护","国械注准20233031685","造影导管","造影导管","PEBAX＋304不锈钢","河北康誉医疗器械有限公司","河北康誉医疗器械有限公司","C02070100400000209690000275","K03-505200100","K03-505200100",""]
["15297","通用介入","9","9","造影导管","普通型","/","/","已维护","国械注准20233031685","造影导管","造影导管","PEBAX＋304不锈钢","河北康誉医疗器械有限公司","河北康誉医疗器械有限公司","C02070100400000209690000279","K03-604500100","K03-604500100",""]
["15297","通用介入","9","9","造影导管","普通型","/","/","已维护","国械注准20233031685","造影导管","造影导管","PEBAX＋304不锈钢","河北康誉医疗器械有限公司","河北康誉医疗器械有限公司","C02070100400000209690000285","K03-507600110","K03-507600110",""]
["15297","通用介入","9","9","造影导管","普通型","/","/","已维护","国械注准20233031685","造影导管","造影导管","PEBAX＋304不锈钢","河北康誉医疗器械有限公司","河北康誉医疗器械有限公司","C02070100400000209690000286","K03-410005090","K03-410005090",""]
["15297","通用介入","9","9","造影导管","普通型","/","/","已维护","国械注准20233031685","造影导管","造影导管","PEBAX＋304不锈钢","河北康誉医疗器械有限公司","河北康誉医疗器械有限公司","C02070100400000209690000290","K03-510300100","K03-510300100",""]
["15297","通用介入","9","9","造影导管","普通型","/","/","已维护","国械注准20233031685","造影导管","造影导管","PEBAX＋304不锈钢","河北康誉医疗器械有限公司","河北康誉医疗器械有限公司","C02070100400000209690000297","K03-600412125","K03-600412125",""]
["15297","通用介入","9","9","造影导管","普通型","/","/","已维护","国械注准20233031685","造影导管","造影导管","PEBAX＋304不锈钢","河北康誉医疗器械有限公司","河北康誉医疗器械有限公司","C02070100400000209690000300","K03-606606110","K03-606606110",""]
["15297","通用介入","9","9","造影导管","普通型","/","/","已维护","国械注准20233031685","造影导管","造影导管","PEBAX＋304不锈钢","河北康誉医疗器械有限公司","河北康誉医疗器械有限公司","C02070100400000209690000305","K03-509300100","K03-509300100",""]
["15297","通用介入","9","9","造影导管","普通型","/","/","已维护","国械注准20233031685","造影导管","造影导管","PEBAX＋304不锈钢","河北康誉医疗器械有限公司","河北康誉医疗器械有限公司","C02070100400000209690000310","K03-505800100","K03-505800100",""]
["15297","通用介入","9","9","造影导管","普通型","/","/","已维护","国械注准20233031685","造影导管","造影导管","PEBAX＋304不锈钢","河北康誉医疗器械有限公司","河北康誉医疗器械有限公司","C02070100400000209690000315","K03-409402080","K03-409402080",""]
["15297","通用介入","9","9","造影导管","普通型","/","/","已维护","国械注准20233031685","造影导管","造影导管","PEBAX＋304不锈钢","河北康誉医疗器械有限公司","河北康誉医疗器械有限公司","C02070100400000209690000321","K03-401702065","K03-401702065",""]
["15297","通用介入","9","9","造影导管","普通型","/","/","已维护","国械注准20233031685","造影导管","造影导管","PEBAX＋304不锈钢","河北康誉医疗器械有限公司","河北康誉医疗器械有限公司","C02070100400000209690000325","K03-607402100","K03-607402100",""]
["15297","通用介入","9","9","造影导管","普通型","/","/","已维护","国械注准20233031685","造影导管","造影导管","PEBAX＋304不锈钢","河北康誉医疗器械有限公司","河北康誉医疗器械有限公司","C02070100400000209690000328","K03-505900100","K03-505900100",""]
["15297","通用介入","9","9","造影导管","普通型","/","/","已维护","国械注准20233031685","造影导管","造影导管","PEBAX＋304不锈钢","河北康誉医疗器械有限公司","河北康誉医疗器械有限公司","C02070100400000209690000334","K03-402000100","K03-402000100",""]
["15297","通用介入","9","9","造影导管","普通型","/","/","已维护","国械注准20233031685","造影导管","造影导管","PEBAX＋304不锈钢","河北康誉医疗器械有限公司","河北康誉医疗器械有限公司","C02070100400000209690000340","K03-507800100","K03-507800100",""]
["15297","通用介入","9","9","造影导管","普通型","/","/","已维护","国械注准20233031685","造影导管","造影导管","PEBAX＋304不锈钢","河北康誉医疗器械有限公司","河北康誉医疗器械有限公司","C02070100400000209690000341","K03-502400125","K03-502400125",""]
["15297","通用介入","9","9","造影导管","普通型","/","/","已维护","国械注准20233031685","造影导管","造影导管","PEBAX＋304不锈钢","河北康誉医疗器械有限公司","河北康誉医疗器械有限公司","C02070100400000209690000345","K03-501802065","K03-501802065",""]
["15297","通用介入","9","9","造影导管","普通型","/","/","已维护","国械注准20233031685","造影导管","造影导管","PEBAX＋304不锈钢","河北康誉医疗器械有限公司","河北康誉医疗器械有限公司","C02070100400000209690000352","K03-409200100","K03-409200100",""]
["15297","通用介入","9","9","造影导管","普通型","/","/","已维护","国械注准20233031685","造影导管","造影导管","PEBAX＋304不锈钢","河北康誉医疗器械有限公司","河北康誉医疗器械有限公司","C02070100400000209690000354","K03-406606110","K03-406606110",""]
["15297","通用介入","9","9","造影导管","普通型","/","/","已维护","国械注准20233031685","造影导管","造影导管","PEBAX＋304不锈钢","河北康誉医疗器械有限公司","河北康誉医疗器械有限公司","C02070100400000209690000359","K03-510200065","K03-510200065",""]
["15297","通用介入","9","9","造影导管","普通型","/","/","已维护","国械注准20233031685","造影导管","造影导管","PEBAX＋304不锈钢","河北康誉医疗器械有限公司","河北康誉医疗器械有限公司","C02070100400000209690000364","K03-401700080","K03-401700080",""]
["15297","通用介入","9","9","造影导管","普通型","/","/","已维护","国械注准20233031685","造影导管","造影导管","PEBAX＋304不锈钢","河北康誉医疗器械有限公司","河北康誉医疗器械有限公司","C02070100400000209690000369","K03-600512125","K03-600512125",""]
["15297","通用介入","9","9","造影导管","普通型","/","/","已维护","国械注准20233031685","造影导管","造影导管","PEBAX＋304不锈钢","河北康誉医疗器械有限公司","河北康誉医疗器械有限公司","C02070100400000209690000376","K03-401800065","K03-401800065",""]
["15297","通用介入","9","9","造影导管","普通型","/","/","已维护","国械注准20233031685","造影导管","造影导管","PEBAX＋304不锈钢","河北康誉医疗器械有限公司","河北康誉医疗器械有限公司","C02070100400000209690000379","K03-602900100","K03-602900100",""]
["15297","通用介入","9","9","造影导管","普通型","/","/","已维护","国械注准20233031685","造影导管","造影导管","PEBAX＋304不锈钢","河北康誉医疗器械有限公司","河北康誉医疗器械有限公司","C02070100400000209690000383","K03-405300100","K03-405300100",""]
["15297","通用介入","9","9","造影导管","普通型","/","/","已维护","国械注准20233031685","造影导管","造影导管","PEBAX＋304不锈钢","河北康誉医疗器械有限公司","河北康誉医疗器械有限公司","C02070100400000209690000389","K03-502002125","K03-502002125",""]
["15297","通用介入","9","9","造影导管","普通型","/","/","已维护","国械注准20233031685","造影导管","造影导管","PEBAX＋304不锈钢","河北康誉医疗器械有限公司","河北康誉医疗器械有限公司","C02070100400000209690000394","K03-401602100","K03-401602100",""]
["15297","通用介入","9","9","造影导管","普通型","/","/","已维护","国械注准20233031685","造影导管","造影导管","PEBAX＋304不锈钢","河北康誉医疗器械有限公司","河北康誉医疗器械有限公司","C02070100400000209690000396","K03-407900125","K03-407900125",""]
["15300","通用介入","20","20","环形注射器","环形注射器","/","/","已维护","国械注准20243030470","一次性使用环柄注射器","一次性使用环柄注射器","PC、PE、ABS、硅胶","河北康誉医疗器械有限公司","河北康誉医疗器械有限公司","C02071705400000209690000003","K07-TZQ10","K07-TZQ10",""]
["15303","通用介入","17","17","血管止血装置","非侵入式","/","/","已维护","冀械注准20232140431","一次性使用桡动脉压迫止血器","一次性使用桡动脉压迫止血器","PC","河北康誉医疗器械有限公司","河北康誉医疗器械有限公司","C02071207300003209690000003","K10-ZXQXY260","K10-ZXQXY260",""]
["15306","通用介入","22-1","22-1","压力延长管","压力延长管","/","300psi≤耐压值≤500psi","已维护","冀械注准20232030440","一次性使用延长管","一次性使用延长管","PC＋PVC","河北康誉医疗器械有限公司","河北康誉医疗器械有限公司","C02072005400000209690000002","K09-YCG30","K09-YCG30",""]
["15308","通用介入","11","11","造影导管","标测导管","/","/","已维护","国械注准20253030909","标测造影导管","标测造影导管","pebax、AU、PTFE","河北康誉医疗器械有限公司","河北康誉医疗器械有限公司","C02070100400006209690000001","K20-50110100","K20-50110100",""]
["15314","通用介入","21","21","Y接头","Y接头","/","/","已维护","粤械注准20232030417","Y形连接器","Y形连接器","PC,ABS,PP等医用级材料","深圳安特医疗股份有限公司","深圳安特医疗股份有限公司","C02071805400000049830000064","YC-120D","YC-120D","\"长度范围（不带管路），材质：PC、ABS、硅胶、PP、PVC、PE，耐压值（200psi），作用方式（旋钮式）\n\"\n"]
["15317","通用介入","12-1","12-1","造影导丝","普通型","/","长度≤180CM","已维护","国械注准20233031487","造影导丝","造影导丝","SUS304不锈钢","河北康誉医疗器械有限公司","河北康誉医疗器械有限公司","C02070600300000209690000008","K06-DG-GR-A3815073","K06-DG-GR-A3815073",""]
["15321","通用介入","12-1","12-2","造影导丝","普通型","/","长度＞180CM","已维护","国械注准20233031487","造影导丝","造影导丝","SUS304不锈钢","河北康誉医疗器械有限公司","河北康誉医疗器械有限公司","C02022200300002209690000001","K06-DG-GR-B3826073","K06-DG-GR-B3826073",""]
["15323","通用介入","12-1","12-2","造影导丝","普通型","/","长度＞180CM","已维护","国械注准20233031487","造影导丝","造影导丝","SUS304不锈钢","河北康誉医疗器械有限公司","河北康誉医疗器械有限公司","C02070600300000209690000003","K06-DG-GR-B3226073","K06-DG-GR-B3226073",""]
["15331","通用介入","14","14","血管鞘","普通型","/","/","已维护","冀械注准20232030458","导管鞘组","导管鞘组","PE＋PC＋PA＋硅橡胶＋SUS304＋PP","河北康誉医疗器械有限公司","河北康誉医疗器械有限公司","C02071001500000209690000030","K01-V20811N","K01-V20811N",""]
["15331","通用介入","14","14","血管鞘","普通型","/","/","已维护","冀械注准20232030458","导管鞘组","导管鞘组","PE＋PC＋PA＋硅橡胶＋SUS304＋PP","河北康誉医疗器械有限公司","河北康誉医疗器械有限公司","C02071001500000209690000036","K01-T10723Y","K01-T10723Y",""]
["15331","通用介入","14","14","血管鞘","普通型","/","/","已维护","冀械注准20232030458","导管鞘组","导管鞘组","PE＋PC＋PA＋硅橡胶＋SUS304＋PP","河北康誉医疗器械有限公司","河北康誉医疗器械有限公司","C02071001500000209690000041","K01-T10723W","K01-T10723W",""]
["15331","通用介入","14","14","血管鞘","普通型","/","/","已维护","冀械注准20232030458","导管鞘组","导管鞘组","PE＋PC＋PA＋硅橡胶＋SUS304＋PP","河北康誉医疗器械有限公司","河北康誉医疗器械有限公司","C02071001500000209690000045","K01-X16511N","K01-X16511N",""]
["15331","通用介入","14","14","血管鞘","普通型","/","/","已维护","冀械注准20232030458","导管鞘组","导管鞘组","PE＋PC＋PA＋硅橡胶＋SUS304＋PP","河北康誉医疗器械有限公司","河北康誉医疗器械有限公司","C02071001500000209690000051","K01-X20811N","K01-X20811N",""]
["15331","通用介入","14","14","血管鞘","普通型","/","/","已维护","冀械注准20232030458","导管鞘组","导管鞘组","PE＋PC＋PA＋硅橡胶＋SUS304＋PP","河北康誉医疗器械有限公司","河北康誉医疗器械有限公司","C02071001500000209690000054","K01-X21011M","K01-X21011M",""]
["15331","通用介入","14","14","血管鞘","普通型","/","/","已维护","冀械注准20232030458","导管鞘组","导管鞘组","PE＋PC＋PA＋硅橡胶＋SUS304＋PP","河北康誉医疗器械有限公司","河北康誉医疗器械有限公司","C02071001500000209690000060","K01-Z10711L","K01-Z10711L",""]
["15331","通用介入","14","14","血管鞘","普通型","/","/","已维护","冀械注准20232030458","导管鞘组","导管鞘组","PE＋PC＋PA＋硅橡胶＋SUS304＋PP","河北康誉医疗器械有限公司","河北康誉医疗器械有限公司","C02071001500000209690000061","K01-X25511N","K01-X25511N",""]
["15331","通用介入","14","14","血管鞘","普通型","/","/","已维护","冀械注准20232030458","导管鞘组","导管鞘组","PE＋PC＋PA＋硅橡胶＋SUS304＋PP","河北康誉医疗器械有限公司","河北康誉医疗器械有限公司","C02071001500000209690000065","K01-X18511M","K01-X18511M",""]
["15331","通用介入","14","14","血管鞘","普通型","/","/","已维护","冀械注准20232030458","导管鞘组","导管鞘组","PE＋PC＋PA＋硅橡胶＋SUS304＋PP","河北康誉医疗器械有限公司","河北康誉医疗器械有限公司","C02071001500000209690000072","K01-T20823W","K01-T20823W",""]
["15331","通用介入","14","14","血管鞘","普通型","/","/","已维护","冀械注准20232030458","导管鞘组","导管鞘组","PE＋PC＋PA＋硅橡胶＋SUS304＋PP","河北康誉医疗器械有限公司","河北康誉医疗器械有限公司","C02071001500000209690000075","K01-P20555N","K01-P20555N",""]
["15331","通用介入","14","14","血管鞘","普通型","/","/","已维护","冀械注准20232030458","导管鞘组","导管鞘组","PE＋PC＋PA＋硅橡胶＋SUS304＋PP","河北康誉医疗器械有限公司","河北康誉医疗器械有限公司","C02071001500000209690000080","K01-S10475L","K01-S10475L",""]
["15331","通用介入","14","14","血管鞘","普通型","/","/","已维护","冀械注准20232030458","导管鞘组","导管鞘组","PE＋PC＋PA＋硅橡胶＋SUS304＋PP","河北康誉医疗器械有限公司","河北康誉医疗器械有限公司","C02071001500000209690000085","K01-X11111N","K01-X11111N",""]
["15331","通用介入","14","14","血管鞘","普通型","/","/","已维护","冀械注准20232030458","导管鞘组","导管鞘组","PE＋PC＋PA＋硅橡胶＋SUS304＋PP","河北康誉医疗器械有限公司","河北康誉医疗器械有限公司","C02071001500000209690000090","K01-Z10611L","K01-Z10611L",""]
["15331","通用介入","14","14","血管鞘","普通型","/","/","已维护","冀械注准20232030458","导管鞘组","导管鞘组","PE＋PC＋PA＋硅橡胶＋SUS304＋PP","河北康誉医疗器械有限公司","河北康誉医疗器械有限公司","C02071001500000209690000096","K01-V10611N","K01-V10611N",""]
["15331","通用介入","14","14","血管鞘","普通型","/","/","已维护","冀械注准20232030458","导管鞘组","导管鞘组","PE＋PC＋PA＋硅橡胶＋SUS304＋PP","河北康誉医疗器械有限公司","河北康誉医疗器械有限公司","C02071001500000209690000100","K01-S10575L","K01-S10575L",""]
["15331","通用介入","14","14","血管鞘","普通型","/","/","已维护","冀械注准20232030458","导管鞘组","导管鞘组","PE＋PC＋PA＋硅橡胶＋SUS304＋PP","河北康誉医疗器械有限公司","河北康誉医疗器械有限公司","C02071001500000209690000103","K01-T20523W","K01-T20523W",""]
["15331","通用介入","14","14","血管鞘","普通型","/","/","已维护","冀械注准20232030458","导管鞘组","导管鞘组","PE＋PC＋PA＋硅橡胶＋SUS304＋PP","河北康誉医疗器械有限公司","河北康誉医疗器械有限公司","C02071001500000209690000110","K01-Z20723Q","K01-Z20723Q",""]
["15331","通用介入","14","14","血管鞘","普通型","/","/","已维护","冀械注准20232030458","导管鞘组","导管鞘组","PE＋PC＋PA＋硅橡胶＋SUS304＋PP","河北康誉医疗器械有限公司","河北康誉医疗器械有限公司","C02071001500000209690000115","K01-X10611N","K01-X10611N",""]
["15331","通用介入","14","14","血管鞘","普通型","/","/","已维护","冀械注准20232030458","导管鞘组","导管鞘组","PE＋PC＋PA＋硅橡胶＋SUS304＋PP","河北康誉医疗器械有限公司","河北康誉医疗器械有限公司","C02071001500000209690000116","K01-V10711N","K01-V10711N",""]
["15331","通用介入","14","14","血管鞘","普通型","/","/","已维护","冀械注准20232030458","导管鞘组","导管鞘组","PE＋PC＋PA＋硅橡胶＋SUS304＋PP","河北康誉医疗器械有限公司","河北康誉医疗器械有限公司","C02071001500000209690000120","K01-T17523W","K01-T17523W",""]
["15331","通用介入","14","14","血管鞘","普通型","/","/","已维护","冀械注准20232030458","导管鞘组","导管鞘组","PE＋PC＋PA＋硅橡胶＋SUS304＋PP","河北康誉医疗器械有限公司","河北康誉医疗器械有限公司","C02071001500000209690000127","K01-S20675L","K01-S20675L",""]
["15331","通用介入","14","14","血管鞘","普通型","/","/","已维护","冀械注准20232030458","导管鞘组","导管鞘组","PE＋PC＋PA＋硅橡胶＋SUS304＋PP","河北康誉医疗器械有限公司","河北康誉医疗器械有限公司","C02071001500000209690000130","K01-T17523Y","K01-T17523Y",""]
["15331","通用介入","14","14","血管鞘","普通型","/","/","已维护","冀械注准20232030458","导管鞘组","导管鞘组","PE＋PC＋PA＋硅橡胶＋SUS304＋PP","河北康誉医疗器械有限公司","河北康誉医疗器械有限公司","C02071001500000209690000135","K01-T10923W","K01-T10923W",""]
["15331","通用介入","14","14","血管鞘","普通型","/","/","已维护","冀械注准20232030458","导管鞘组","导管鞘组","PE＋PC＋PA＋硅橡胶＋SUS304＋PP","河北康誉医疗器械有限公司","河北康誉医疗器械有限公司","C02071001500000209690000140","K01-T10423W","K01-T10423W",""]
["15331","通用介入","14","14","血管鞘","普通型","/","/","已维护","冀械注准20232030458","导管鞘组","导管鞘组","PE＋PC＋PA＋硅橡胶＋SUS304＋PP","河北康誉医疗器械有限公司","河北康誉医疗器械有限公司","C02071001500000209690000145","K01-X10411N","K01-X10411N",""]
["15331","通用介入","14","14","血管鞘","普通型","/","/","已维护","冀械注准20232030458","导管鞘组","导管鞘组","PE＋PC＋PA＋硅橡胶＋SUS304＋PP","河北康誉医疗器械有限公司","河北康誉医疗器械有限公司","C02071001500000209690000151","K01-S10675L","K01-S10675L",""]
["15331","通用介入","14","14","血管鞘","普通型","/","/","已维护","冀械注准20232030458","导管鞘组","导管鞘组","PE＋PC＋PA＋硅橡胶＋SUS304＋PP","河北康誉医疗器械有限公司","河北康誉医疗器械有限公司","C02071001500000209690000154","K01-X20411M","K01-X20411M",""]
["15331","通用介入","14","14","血管鞘","普通型","/","/","已维护","冀械注准20232030458","导管鞘组","导管鞘组","PE＋PC＋PA＋硅橡胶＋SUS304＋PP","河北康誉医疗器械有限公司","河北康誉医疗器械有限公司","C02071001500000209690000158","K01-T15523N","K01-T15523N",""]
["15331","通用介入","14","14","血管鞘","普通型","/","/","已维护","冀械注准20232030458","导管鞘组","导管鞘组","PE＋PC＋PA＋硅橡胶＋SUS304＋PP","河北康誉医疗器械有限公司","河北康誉医疗器械有限公司","C02071001500000209690000800","K01-Z10411A","K01-Z10411A",""]
["15331","通用介入","14","14","血管鞘","普通型","/","/","已维护","冀械注准20232030458","导管鞘组","导管鞘组","PE＋PC＋PA＋硅橡胶＋SUS304＋PP","河北康誉医疗器械有限公司","河北康誉医疗器械有限公司","C02071001500000209690000004","K01-P10755N","K01-P10755N",""]
["15331","通用介入","14","14","血管鞘","普通型","/","/","已维护","冀械注准20232030458","导管鞘组","导管鞘组","PE＋PC＋PA＋硅橡胶＋SUS304＋PP","河北康誉医疗器械有限公司","河北康誉医疗器械有限公司","C02071001500000209690000005","K01-T16523N","K01-T16523N",""]
["15331","通用介入","14","14","血管鞘","普通型","/","/","已维护","冀械注准20232030458","导管鞘组","导管鞘组","PE＋PC＋PA＋硅橡胶＋SUS304＋PP","河北康誉医疗器械有限公司","河北康誉医疗器械有限公司","C02071001500000209690000013","K01-Z20411L","K01-Z20411L",""]
["15331","通用介入","14","14","血管鞘","普通型","/","/","已维护","冀械注准20232030458","导管鞘组","导管鞘组","PE＋PC＋PA＋硅橡胶＋SUS304＋PP","河北康誉医疗器械有限公司","河北康誉医疗器械有限公司","C02071001500000209690000016","K01-T10923N","K01-T10923N",""]
["15331","通用介入","14","14","血管鞘","普通型","/","/","已维护","冀械注准20232030458","导管鞘组","导管鞘组","PE＋PC＋PA＋硅橡胶＋SUS304＋PP","河北康誉医疗器械有限公司","河北康誉医疗器械有限公司","C02071001500000209690000018","K01-P10655M","K01-P10655M",""]
["15331","通用介入","14","14","血管鞘","普通型","/","/","已维护","冀械注准20232030458","导管鞘组","导管鞘组","PE＋PC＋PA＋硅橡胶＋SUS304＋PP","河北康誉医疗器械有限公司","河北康誉医疗器械有限公司","C02071001500000209690000023","K01-T27523Y","K01-T27523Y",""]
["15331","通用介入","14","14","血管鞘","普通型","/","/","已维护","冀械注准20232030458","导管鞘组","导管鞘组","PE＋PC＋PA＋硅橡胶＋SUS304＋PP","河北康誉医疗器械有限公司","河北康誉医疗器械有限公司","C02071001500000209690000028","K01-T10423N","K01-T10423N",""]
["15332","通用介入","10","10","造影导管","亲水型","/","/","已维护","国械注准20243032287","亲水涂层造影导管","亲水涂层造影导管","","成都德信安创新医疗技术有限公司","成都德信安创新医疗技术有限公司","C02070100400000117750000004","H16-MPA-05100-00","H16-MPA-05100-00",""]
["15332","通用介入","10","10","造影导管","亲水型","/","/","已维护","国械注准20243032287","亲水涂层造影导管","亲水涂层造影导管","","成都德信安创新医疗技术有限公司","成都德信安创新医疗技术有限公司","C02070100400000117750000011","H16-PIG-05110-08","H16-PIG-05110-08",""]
["15332","通用介入","10","10","造影导管","亲水型","/","/","已维护","国械注准20243032287","亲水涂层造影导管","亲水涂层造影导管","","成都德信安创新医疗技术有限公司","成都德信安创新医疗技术有限公司","C02070100400000117750000014","H16-JR50-06100-00","H16-JR50-06100-00",""]
["15332","通用介入","10","10","造影导管","亲水型","/","/","已维护","国械注准20243032287","亲水涂层造影导管","亲水涂层造影导管","","成都德信安创新医疗技术有限公司","成都德信安创新医疗技术有限公司","C02070100400000117750000018","H16-JR35-05100-01","H16-JR35-05100-01",""]
["15332","通用介入","10","10","造影导管","亲水型","/","/","已维护","国械注准20243032287","亲水涂层造影导管","亲水涂层造影导管","","成都德信安创新医疗技术有限公司","成都德信安创新医疗技术有限公司","C02070100400000117750000024","H16-JR40-06100-00","H16-JR40-06100-00",""]
["15332","通用介入","10","10","造影导管","亲水型","/","/","已维护","国械注准20243032287","亲水涂层造影导管","亲水涂层造影导管","","成都德信安创新医疗技术有限公司","成都德信安创新医疗技术有限公司","C02070100400000117750000029","H16-JL40-05130-00","H16-JL40-05130-00",""]
["15332","通用介入","10","10","造影导管","亲水型","/","/","已维护","国械注准20243032287","亲水涂层造影导管","亲水涂层造影导管","","成都德信安创新医疗技术有限公司","成都德信安创新医疗技术有限公司","C02070100400000117750000034","H16-RH-0580-00","H16-RH-0580-00",""]
["15332","通用介入","10","10","造影导管","亲水型","/","/","已维护","国械注准20243032287","亲水涂层造影导管","亲水涂层造影导管","","成都德信安创新医疗技术有限公司","成都德信安创新医疗技术有限公司","C02070100400000117750000039","H16-PIG155-04110-06","H16-PIG155-04110-06",""]
["15332","通用介入","10","10","造影导管","亲水型","/","/","已维护","国械注准20243032287","亲水涂层造影导管","亲水涂层造影导管","","成都德信安创新医疗技术有限公司","成都德信安创新医疗技术有限公司","C02070100400000117750000042","H16-JL45-04100-00","H16-JL45-04100-00",""]
["15332","通用介入","10","10","造影导管","亲水型","/","/","已维护","国械注准20243032287","亲水涂层造影导管","亲水涂层造影导管","","成都德信安创新医疗技术有限公司","成都德信安创新医疗技术有限公司","C02070100400000117750000044","H16-JR35-04100-00","H16-JR35-04100-00",""]
["15332","通用介入","10","10","造影导管","亲水型","/","/","已维护","国械注准20243032287","亲水涂层造影导管","亲水涂层造影导管","","成都德信安创新医疗技术有限公司","成都德信安创新医疗技术有限公司","C02070100400000117750000049","H16-JR35-04100-01","H16-JR35-04100-01",""]
["15332","通用介入","10","10","造影导管","亲水型","/","/","已维护","国械注准20243032287","亲水涂层造影导管","亲水涂层造影导管","","成都德信安创新医疗技术有限公司","成都德信安创新医疗技术有限公司","C02070100400000117750000054","H16-PIG145-06130-06","H16-PIG145-06130-06",""]
["15332","通用介入","10","10","造影导管","亲水型","/","/","已维护","国械注准20243032287","亲水涂层造影导管","亲水涂层造影导管","","成都德信安创新医疗技术有限公司","成都德信安创新医疗技术有限公司","C02070100400000117750000060","H16-MPA2-06100-02","H16-MPA2-06100-02",""]
["15332","通用介入","10","10","造影导管","亲水型","/","/","已维护","国械注准20243032287","亲水涂层造影导管","亲水涂层造影导管","","成都德信安创新医疗技术有限公司","成都德信安创新医疗技术有限公司","C02070100400000117750000063","H16-HEADHUNTER5-0680-00","H16-HEADHUNTER5-0680-00",""]
["15332","通用介入","10","10","造影导管","亲水型","/","/","已维护","国械注准20243032287","亲水涂层造影导管","亲水涂层造影导管","","成都德信安创新医疗技术有限公司","成都德信安创新医疗技术有限公司","C02070100400000117750000069","H16-PIG155-05110-06","H16-PIG155-05110-06",""]
["15332","通用介入","10","10","造影导管","亲水型","/","/","已维护","国械注准20243032287","亲水涂层造影导管","亲水涂层造影导管","","成都德信安创新医疗技术有限公司","成都德信安创新医疗技术有限公司","C02070100400000117750000073","H16-JR35-05100-00","H16-JR35-05100-00",""]
["15332","通用介入","10","10","造影导管","亲水型","/","/","已维护","国械注准20243032287","亲水涂层造影导管","亲水涂层造影导管","","成都德信安创新医疗技术有限公司","成都德信安创新医疗技术有限公司","C02070100400000117750000078","H16-SIM2-0680-00","H16-SIM2-0680-00",""]
["15332","通用介入","10","10","造影导管","亲水型","/","/","已维护","国械注准20243032287","亲水涂层造影导管","亲水涂层造影导管","","成都德信安创新医疗技术有限公司","成都德信安创新医疗技术有限公司","C02070100400000117750000084","H16-COBRA2-0480-00","H16-COBRA2-0480-00",""]
["15332","通用介入","10","10","造影导管","亲水型","/","/","已维护","国械注准20243032287","亲水涂层造影导管","亲水涂层造影导管","","成都德信安创新医疗技术有限公司","成都德信安创新医疗技术有限公司","C02070100400000117750000088","H16-PIG-04110-08","H16-PIG-04110-08",""]
["15332","通用介入","10","10","造影导管","亲水型","/","/","已维护","国械注准20243032287","亲水涂层造影导管","亲水涂层造影导管","","成都德信安创新医疗技术有限公司","成都德信安创新医疗技术有限公司","C02070100400000117750000094","H16-ARMOD-04100-00","H16-ARMOD-04100-00",""]
["15332","通用介入","10","10","造影导管","亲水型","/","/","已维护","国械注准20243032287","亲水涂层造影导管","亲水涂层造影导管","","成都德信安创新医疗技术有限公司","成都德信安创新医疗技术有限公司","C02070100400000117750000097","H16-SIM1-0580-00","H16-SIM1-0580-00",""]
["15332","通用介入","10","10","造影导管","亲水型","/","/","已维护","国械注准20243032287","亲水涂层造影导管","亲水涂层造影导管","","成都德信安创新医疗技术有限公司","成都德信安创新医疗技术有限公司","C02070100400000117750000103","H16-JR40-05100-00","H16-JR40-05100-00",""]
["15332","通用介入","10","10","造影导管","亲水型","/","/","已维护","国械注准20243032287","亲水涂层造影导管","亲水涂层造影导管","","成都德信安创新医疗技术有限公司","成都德信安创新医疗技术有限公司","C02070100400000117750000104","H16-JL50-04100-00","H16-JL50-04100-00",""]
["15332","通用介入","10","10","造影导管","亲水型","/","/","已维护","国械注准20243032287","亲水涂层造影导管","亲水涂层造影导管","","成都德信安创新医疗技术有限公司","成都德信安创新医疗技术有限公司","C02070100400000117750000108","H16-PIG-05110-06","H16-PIG-05110-06",""]
["15332","通用介入","10","10","造影导管","亲水型","/","/","已维护","国械注准20243032287","亲水涂层造影导管","亲水涂层造影导管","","成都德信安创新医疗技术有限公司","成都德信安创新医疗技术有限公司","C02070100400000117750000115","H16-MPA2-04100-02","H16-MPA2-04100-02",""]
["15332","通用介入","10","10","造影导管","亲水型","/","/","已维护","国械注准20243032287","亲水涂层造影导管","亲水涂层造影导管","","成都德信安创新医疗技术有限公司","成都德信安创新医疗技术有限公司","C02070100400000117750000118","H16-PIG155-06110-06","H16-PIG155-06110-06",""]
["15339","通用介入","14","14","血管鞘","普通型","/","/","已维护","冀械注准20242030305","导管鞘组","导管鞘组","不锈钢、镍钛合金","河北康誉医疗器械有限公司","河北康誉医疗器械有限公司","C02071001500000209690000484","K02-C0816KN","K02-C0816KN",""]
["15339","通用介入","14","14","血管鞘","普通型","/","/","已维护","冀械注准20242030305","导管鞘组","导管鞘组","不锈钢、镍钛合金","河北康誉医疗器械有限公司","河北康誉医疗器械有限公司","C02071001500000209690000489","K02-B0616HL","K02-B0616HL",""]
["15339","通用介入","14","14","血管鞘","普通型","/","/","已维护","冀械注准20242030305","导管鞘组","导管鞘组","不锈钢、镍钛合金","河北康誉医疗器械有限公司","河北康誉医疗器械有限公司","C02071001500000209690000494","K02-B0816HL","K02-B0816HL",""]
["15339","通用介入","14","14","血管鞘","普通型","/","/","已维护","冀械注准20242030305","导管鞘组","导管鞘组","不锈钢、镍钛合金","河北康誉医疗器械有限公司","河北康誉医疗器械有限公司","C02071001500000209690000500","K02-B0525KL","K02-B0525KL",""]
["15339","通用介入","14","14","血管鞘","普通型","/","/","已维护","冀械注准20242030305","导管鞘组","导管鞘组","不锈钢、镍钛合金","河北康誉医疗器械有限公司","河北康誉医疗器械有限公司","C02071001500000209690000504","K02-A1110KLZ","K02-A1110KLZ",""]
["15339","通用介入","14","14","血管鞘","普通型","/","/","已维护","冀械注准20242030305","导管鞘组","导管鞘组","不锈钢、镍钛合金","河北康誉医疗器械有限公司","河北康誉医疗器械有限公司","C02071001500000209690000507","K02-C0610KN","K02-C0610KN",""]
["15339","通用介入","14","14","血管鞘","普通型","/","/","已维护","冀械注准20242030305","导管鞘组","导管鞘组","不锈钢、镍钛合金","河北康誉医疗器械有限公司","河北康誉医疗器械有限公司","C02071001500000209690000514","K02-A0510KPZ","K02-A0510KPZ",""]
["15339","通用介入","14","14","血管鞘","普通型","/","/","已维护","冀械注准20242030305","导管鞘组","导管鞘组","不锈钢、镍钛合金","河北康誉医疗器械有限公司","河北康誉医疗器械有限公司","C02071001500000209690000519","K02-B5510KP","K02-B5510KP",""]
["15339","通用介入","14","14","血管鞘","普通型","/","/","已维护","冀械注准20242030305","导管鞘组","导管鞘组","不锈钢、镍钛合金","河北康誉医疗器械有限公司","河北康誉医疗器械有限公司","C02071001500000209690000520","K02-B0510KP","K02-B0510KP",""]
["15339","通用介入","14","14","血管鞘","普通型","/","/","已维护","冀械注准20242030305","导管鞘组","导管鞘组","不锈钢、镍钛合金","河北康誉医疗器械有限公司","河北康誉医疗器械有限公司","C02071001500000209690000524","K02-A0405GPZ","K02-A0405GPZ",""]
["15339","通用介入","14","14","血管鞘","普通型","/","/","已维护","冀械注准20242030305","导管鞘组","导管鞘组","不锈钢、镍钛合金","河北康誉医疗器械有限公司","河北康誉医疗器械有限公司","C02071001500000209690000531","K02-A0425GLZ","K02-A0425GLZ",""]
["15339","通用介入","14","14","血管鞘","普通型","/","/","已维护","冀械注准20242030305","导管鞘组","导管鞘组","不锈钢、镍钛合金","河北康誉医疗器械有限公司","河北康誉医疗器械有限公司","C02071001500000209690000533","K02-C0510GN","K02-C0510GN",""]
["15339","通用介入","14","14","血管鞘","普通型","/","/","已维护","冀械注准20242030305","导管鞘组","导管鞘组","不锈钢、镍钛合金","河北康誉医疗器械有限公司","河北康誉医疗器械有限公司","C02071001500000209690000538","K02-A0707GLZ","K02-A0707GLZ",""]
["15339","通用介入","14","14","血管鞘","普通型","/","/","已维护","冀械注准20242030305","导管鞘组","导管鞘组","不锈钢、镍钛合金","河北康誉医疗器械有限公司","河北康誉医疗器械有限公司","C02071001500000209690000543","K02-C0425GN","K02-C0425GN",""]
["15339","通用介入","14","14","血管鞘","普通型","/","/","已维护","冀械注准20242030305","导管鞘组","导管鞘组","不锈钢、镍钛合金","河北康誉医疗器械有限公司","河北康誉医疗器械有限公司","C02071001500000209690000549","K02-A0710KPZ","K02-A0710KPZ",""]
["15339","通用介入","14","14","血管鞘","普通型","/","/","已维护","冀械注准20242030305","导管鞘组","导管鞘组","不锈钢、镍钛合金","河北康誉医疗器械有限公司","河北康誉医疗器械有限公司","C02071001500000209690000555","K02-C0516GN","K02-C0516GN",""]
["15339","通用介入","14","14","血管鞘","普通型","/","/","已维护","冀械注准20242030305","导管鞘组","导管鞘组","不锈钢、镍钛合金","河北康誉医疗器械有限公司","河北康誉医疗器械有限公司","C02071001500000209690000558","K02-A0725KLZ","K02-A0725KLZ",""]
["15339","通用介入","14","14","血管鞘","普通型","/","/","已维护","冀械注准20242030305","导管鞘组","导管鞘组","不锈钢、镍钛合金","河北康誉医疗器械有限公司","河北康誉医疗器械有限公司","C02071001500000209690000562","K02-C5510KN","K02-C5510KN",""]
["15339","通用介入","14","14","血管鞘","普通型","/","/","已维护","冀械注准20242030305","导管鞘组","导管鞘组","不锈钢、镍钛合金","河北康誉医疗器械有限公司","河北康誉医疗器械有限公司","C02071001500000209690000568","K02-A1110HLZ","K02-A1110HLZ",""]
["15339","通用介入","14","14","血管鞘","普通型","/","/","已维护","冀械注准20242030305","导管鞘组","导管鞘组","不锈钢、镍钛合金","河北康誉医疗器械有限公司","河北康誉医疗器械有限公司","C02071001500000209690000573","K02-C0705KN","K02-C0705KN",""]
["15339","通用介入","14","14","血管鞘","普通型","/","/","已维护","冀械注准20242030305","导管鞘组","导管鞘组","不锈钢、镍钛合金","河北康誉医疗器械有限公司","河北康誉医疗器械有限公司","C02071001500000209690000578","K02-B0810KL","K02-B0810KL",""]
["15339","通用介入","14","14","血管鞘","普通型","/","/","已维护","冀械注准20242030305","导管鞘组","导管鞘组","不锈钢、镍钛合金","河北康誉医疗器械有限公司","河北康誉医疗器械有限公司","C02071001500000209690000583","K02-A0707KLZ","K02-A0707KLZ",""]
["15339","通用介入","14","14","血管鞘","普通型","/","/","已维护","冀械注准20242030305","导管鞘组","导管鞘组","不锈钢、镍钛合金","河北康誉医疗器械有限公司","河北康誉医疗器械有限公司","C02071001500000209690000586","K02-C0910KN","K02-C0910KN",""]
["15339","通用介入","14","14","血管鞘","普通型","/","/","已维护","冀械注准20242030305","导管鞘组","导管鞘组","不锈钢、镍钛合金","河北康誉医疗器械有限公司","河北康誉医疗器械有限公司","C02071001500000209690000588","K02-C0610HN","K02-C0610HN",""]
["15339","通用介入","14","14","血管鞘","普通型","/","/","已维护","冀械注准20242030305","导管鞘组","导管鞘组","不锈钢、镍钛合金","河北康誉医疗器械有限公司","河北康誉医疗器械有限公司","C02071001500000209690000593","K02-A0705GLZ","K02-A0705GLZ",""]
["15339","通用介入","14","14","血管鞘","普通型","/","/","已维护","冀械注准20242030305","导管鞘组","导管鞘组","不锈钢、镍钛合金","河北康誉医疗器械有限公司","河北康誉医疗器械有限公司","C02071001500000209690000598","K02-C5516KN","K02-C5516KN",""]
["15339","通用介入","14","14","血管鞘","普通型","/","/","已维护","冀械注准20242030305","导管鞘组","导管鞘组","不锈钢、镍钛合金","河北康誉医疗器械有限公司","河北康誉医疗器械有限公司","C02071001500000209690000603","K02-A0710KLZ","K02-A0710KLZ",""]
["15339","通用介入","14","14","血管鞘","普通型","/","/","已维护","冀械注准20242030305","导管鞘组","导管鞘组","不锈钢、镍钛合金","河北康誉医疗器械有限公司","河北康誉医疗器械有限公司","C02071001500000209690000610","K02-A0925HLZ","K02-A0925HLZ",""]
["15339","通用介入","14","14","血管鞘","普通型","/","/","已维护","冀械注准20242030305","导管鞘组","导管鞘组","不锈钢、镍钛合金","河北康誉医疗器械有限公司","河北康誉医疗器械有限公司","C02071001500000209690000613","K02-B5516KP","K02-B5516KP",""]
["15339","通用介入","14","14","血管鞘","普通型","/","/","已维护","冀械注准20242030305","导管鞘组","导管鞘组","不锈钢、镍钛合金","河北康誉医疗器械有限公司","河北康誉医疗器械有限公司","C02071001500000209690000617","K02-A0816KPZ","K02-A0816KPZ",""]
["15339","通用介入","14","14","血管鞘","普通型","/","/","已维护","冀械注准20242030305","导管鞘组","导管鞘组","不锈钢、镍钛合金","河北康誉医疗器械有限公司","河北康誉医疗器械有限公司","C02071001500000209690000623","K02-B0625GL","K02-B0625GL",""]
["15339","通用介入","14","14","血管鞘","普通型","/","/","已维护","冀械注准20242030305","导管鞘组","导管鞘组","不锈钢、镍钛合金","河北康誉医疗器械有限公司","河北康誉医疗器械有限公司","C02071001500000209690000628","K02-B0705KP","K02-B0705KP",""]
["15339","通用介入","14","14","血管鞘","普通型","/","/","已维护","冀械注准20242030305","导管鞘组","导管鞘组","不锈钢、镍钛合金","河北康誉医疗器械有限公司","河北康誉医疗器械有限公司","C02071001500000209690000632","K02-B0510HL","K02-B0510HL",""]
["15339","通用介入","14","14","血管鞘","普通型","/","/","已维护","冀械注准20242030305","导管鞘组","导管鞘组","不锈钢、镍钛合金","河北康誉医疗器械有限公司","河北康誉医疗器械有限公司","C02071001500000209690000638","K02-B0925HP","K02-B0925HP",""]
["15339","通用介入","14","14","血管鞘","普通型","/","/","已维护","冀械注准20242030305","导管鞘组","导管鞘组","不锈钢、镍钛合金","河北康誉医疗器械有限公司","河北康誉医疗器械有限公司","C02071001500000209690000641","K02-A0416KPZ","K02-A0416KPZ",""]
["15339","通用介入","14","14","血管鞘","普通型","/","/","已维护","冀械注准20242030305","导管鞘组","导管鞘组","不锈钢、镍钛合金","河北康誉医疗器械有限公司","河北康誉医疗器械有限公司","C02071001500000209690000643","K02-A1025KPZ","K02-A1025KPZ",""]
["15339","通用介入","14","14","血管鞘","普通型","/","/","已维护","冀械注准20242030305","导管鞘组","导管鞘组","不锈钢、镍钛合金","河北康誉医疗器械有限公司","河北康誉医疗器械有限公司","C02071001500000209690000648","K02-A0407GLZ","K02-A0407GLZ",""]
["15339","通用介入","14","14","血管鞘","普通型","/","/","已维护","冀械注准20242030305","导管鞘组","导管鞘组","不锈钢、镍钛合金","河北康誉医疗器械有限公司","河北康誉医疗器械有限公司","C02071001500000209690000652","K02-B0816KP","K02-B0816KP",""]
["15339","通用介入","14","14","血管鞘","普通型","/","/","已维护","冀械注准20242030305","导管鞘组","导管鞘组","不锈钢、镍钛合金","河北康誉医疗器械有限公司","河北康誉医疗器械有限公司","C02071001500000209690000659","K02-B0605KL","K02-B0605KL",""]
["15339","通用介入","14","14","血管鞘","普通型","/","/","已维护","冀械注准20242030305","导管鞘组","导管鞘组","不锈钢、镍钛合金","河北康誉医疗器械有限公司","河北康誉医疗器械有限公司","C02071001500000209690000662","K02-A5516KLZ","K02-A5516KLZ",""]
["15339","通用介入","14","14","血管鞘","普通型","/","/","已维护","冀械注准20242030305","导管鞘组","导管鞘组","不锈钢、镍钛合金","河北康誉医疗器械有限公司","河北康誉医疗器械有限公司","C02071001500000209690000668","K02-A0610GLZ","K02-A0610GLZ",""]
["15339","通用介入","14","14","血管鞘","普通型","/","/","已维护","冀械注准20242030305","导管鞘组","导管鞘组","不锈钢、镍钛合金","河北康誉医疗器械有限公司","河北康誉医疗器械有限公司","C02071001500000209690000672","K02-B0610HL","K02-B0610HL",""]
["15339","通用介入","14","14","血管鞘","普通型","/","/","已维护","冀械注准20242030305","导管鞘组","导管鞘组","不锈钢、镍钛合金","河北康誉医疗器械有限公司","河北康誉医疗器械有限公司","C02071001500000209690000677","K02-B0610GP","K02-B0610GP",""]
["15339","通用介入","14","14","血管鞘","普通型","/","/","已维护","冀械注准20242030305","导管鞘组","导管鞘组","不锈钢、镍钛合金","河北康誉医疗器械有限公司","河北康誉医疗器械有限公司","C02071001500000209690000683","K02-B0825HL","K02-B0825HL",""]
["15339","通用介入","14","14","血管鞘","普通型","/","/","已维护","冀械注准20242030305","导管鞘组","导管鞘组","不锈钢、镍钛合金","河北康誉医疗器械有限公司","河北康誉医疗器械有限公司","C02071001500000209690000687","K02-B0510GL","K02-B0510GL",""]
["15339","通用介入","14","14","血管鞘","普通型","/","/","已维护","冀械注准20242030305","导管鞘组","导管鞘组","不锈钢、镍钛合金","河北康誉医疗器械有限公司","河北康誉医疗器械有限公司","C02071001500000209690000690","K02-B5505GL","K02-B5505GL",""]
["15339","通用介入","14","14","血管鞘","普通型","/","/","已维护","冀械注准20242030305","导管鞘组","导管鞘组","不锈钢、镍钛合金","河北康誉医疗器械有限公司","河北康誉医疗器械有限公司","C02071001500000209690000697","K02-C1110HN","K02-C1110HN",""]
["15339","通用介入","14","14","血管鞘","普通型","/","/","已维护","冀械注准20242030305","导管鞘组","导管鞘组","不锈钢、镍钛合金","河北康誉医疗器械有限公司","河北康誉医疗器械有限公司","C02071001500000209690000702","K02-B0625HP","K02-B0625HP",""]
["15339","通用介入","14","14","血管鞘","普通型","/","/","已维护","冀械注准20242030305","导管鞘组","导管鞘组","不锈钢、镍钛合金","河北康誉医疗器械有限公司","河北康誉医疗器械有限公司","C02071001500000209690000703","K02-A1010KPZ","K02-A1010KPZ",""]
["15339","通用介入","14","14","血管鞘","普通型","/","/","已维护","冀械注准20242030305","导管鞘组","导管鞘组","不锈钢、镍钛合金","河北康誉医疗器械有限公司","河北康誉医疗器械有限公司","C02071001500000209690000707","K02-C0505GN","K02-C0505GN",""]
["15339","通用介入","14","14","血管鞘","普通型","/","/","已维护","冀械注准20242030305","导管鞘组","导管鞘组","不锈钢、镍钛合金","河北康誉医疗器械有限公司","河北康誉医疗器械有限公司","C02071001500000209690000714","K02-A0816HPZ","K02-A0816HPZ",""]
["15339","通用介入","14","14","血管鞘","普通型","/","/","已维护","冀械注准20242030305","导管鞘组","导管鞘组","不锈钢、镍钛合金","河北康誉医疗器械有限公司","河北康誉医疗器械有限公司","C02071001500000209690000717","K02-B0725HL","K02-B0725HL",""]
["15339","通用介入","14","14","血管鞘","普通型","/","/","已维护","冀械注准20242030305","导管鞘组","导管鞘组","不锈钢、镍钛合金","河北康誉医疗器械有限公司","河北康誉医疗器械有限公司","C02071001500000209690000722","K02-B1010HP","K02-B1010HP",""]
["15339","通用介入","14","14","血管鞘","普通型","/","/","已维护","冀械注准20242030305","导管鞘组","导管鞘组","不锈钢、镍钛合金","河北康誉医疗器械有限公司","河北康誉医疗器械有限公司","C02071001500000209690000727","K02-A0410GPZ","K02-A0410GPZ",""]
["15339","通用介入","14","14","血管鞘","普通型","/","/","已维护","冀械注准20242030305","导管鞘组","导管鞘组","不锈钢、镍钛合金","河北康誉医疗器械有限公司","河北康誉医疗器械有限公司","C02071001500000209690000732","K02-B1125HP","K02-B1125HP",""]
["15339","通用介入","14","14","血管鞘","普通型","/","/","已维护","冀械注准20242030305","导管鞘组","导管鞘组","不锈钢、镍钛合金","河北康誉医疗器械有限公司","河北康誉医疗器械有限公司","C02071001500000209690000738","K02-A0705GPZ","K02-A0705GPZ",""]
["15339","通用介入","14","14","血管鞘","普通型","/","/","已维护","冀械注准20242030305","导管鞘组","导管鞘组","不锈钢、镍钛合金","河北康誉医疗器械有限公司","河北康誉医疗器械有限公司","C02071001500000209690000742","K02-A0625HPZ","K02-A0625HPZ",""]
["15339","通用介入","14","14","血管鞘","普通型","/","/","已维护","冀械注准20242030305","导管鞘组","导管鞘组","不锈钢、镍钛合金","河北康誉医疗器械有限公司","河北康誉医疗器械有限公司","C02071001500000209690000745","K02-B5510GP","K02-B5510GP",""]
["15339","通用介入","14","14","血管鞘","普通型","/","/","已维护","冀械注准20242030305","导管鞘组","导管鞘组","不锈钢、镍钛合金","河北康誉医疗器械有限公司","河北康誉医疗器械有限公司","C02071001500000209690000751","K02-C0925KN","K02-C0925KN",""]
["15339","通用介入","14","14","血管鞘","普通型","/","/","已维护","冀械注准20242030305","导管鞘组","导管鞘组","不锈钢、镍钛合金","河北康誉医疗器械有限公司","河北康誉医疗器械有限公司","C02071001500000209690000757","K02-A1025HPZ","K02-A1025HPZ",""]
["15339","通用介入","14","14","血管鞘","普通型","/","/","已维护","冀械注准20242030305","导管鞘组","导管鞘组","不锈钢、镍钛合金","河北康誉医疗器械有限公司","河北康誉医疗器械有限公司","C02071001500000209690000758","K02-B0925KL","K02-B0925KL",""]
["15339","通用介入","14","14","血管鞘","普通型","/","/","已维护","冀械注准20242030305","导管鞘组","导管鞘组","不锈钢、镍钛合金","河北康誉医疗器械有限公司","河北康誉医疗器械有限公司","C02071001500000209690000762","K02-A5510GPZ","K02-A5510GPZ",""]
["15339","通用介入","14","14","血管鞘","普通型","/","/","已维护","冀械注准20242030305","导管鞘组","导管鞘组","不锈钢、镍钛合金","河北康誉医疗器械有限公司","河北康誉医疗器械有限公司","C02071001500000209690000769","K02-B0410GL","K02-B0410GL",""]
["15339","通用介入","14","14","血管鞘","普通型","/","/","已维护","冀械注准20242030305","导管鞘组","导管鞘组","不锈钢、镍钛合金","河北康誉医疗器械有限公司","河北康誉医疗器械有限公司","C02071001500000209690000771","K02-B1125KP","K02-B1125KP",""]
["15339","通用介入","14","14","血管鞘","普通型","/","/","已维护","冀械注准20242030305","导管鞘组","导管鞘组","不锈钢、镍钛合金","河北康誉医疗器械有限公司","河北康誉医疗器械有限公司","C02071001500000209690000776","K02-C0705GN","K02-C0705GN",""]
["15339","通用介入","14","14","血管鞘","普通型","/","/","已维护","冀械注准20242030305","导管鞘组","导管鞘组","不锈钢、镍钛合金","河北康誉医疗器械有限公司","河北康誉医疗器械有限公司","C02071001500000209690000781","K02-B5505GP","K02-B5505GP",""]
["15339","通用介入","14","14","血管鞘","普通型","/","/","已维护","冀械注准20242030305","导管鞘组","导管鞘组","不锈钢、镍钛合金","河北康誉医疗器械有限公司","河北康誉医疗器械有限公司","C02071001500000209690000786","K02-B0625HL","K02-B0625HL",""]
["15339","通用介入","14","14","血管鞘","普通型","/","/","已维护","冀械注准20242030305","导管鞘组","导管鞘组","不锈钢、镍钛合金","河北康誉医疗器械有限公司","河北康誉医疗器械有限公司","C02071001500000209690000793","K02-B0610KP","K02-B0610KP",""]
["15339","通用介入","14","14","血管鞘","普通型","/","/","已维护","冀械注准20242030305","导管鞘组","导管鞘组","不锈钢、镍钛合金","河北康誉医疗器械有限公司","河北康誉医疗器械有限公司","C02071001500000209690000796","K02-A5505GPZ","K02-A5505GPZ",""]
["15342","通用介入","22-1","22-1","压力延长管","压力延长管","/","300psi≤耐压值≤500psi","已维护","国械注准20163062183","一次性使用压力连接管","一次性使用压力连接管","PVC，ABS等医用级材料","深圳安特医疗股份有限公司","深圳安特医疗股份有限公司","C02072005400000049830002498","Medrad 310专用","30cm，耐压300psi,通用压力输注用，直管，公/公接头","\"长度范围（30cm），材质：PVC、PC、ABS，耐压值（300psi）\n\"\n"]
["15342","通用介入","22-1","22-1","压力延长管","压力延长管","/","300psi≤耐压值≤500psi","已维护","国械注准20163062183","一次性使用压力连接管","一次性使用压力连接管","PVC，ABS等医用级材料","深圳安特医疗股份有限公司","深圳安特医疗股份有限公司","C02072005400000049830000244","ANT专用","150cm，耐压300psi,通用压力输注用，螺旋管，公/公接头","\"长度范围（150cm），材质：PVC、PC、ABS，耐压值（300psi）\n\"\n"]
["15362","通用介入","1-1","1-1","中心静脉导管类","中心静脉导管（cvc）","普通型","单腔型","已维护","国械注准20163030668","一次性使用无菌中心静脉导管套件","一次性使用无菌中心静脉导管包","PU 聚氨酯","江苏亚华生物科技工程有限公司","江苏亚华生物科技工程有限公司","C02070300401003000390000039","16G (1.8mm)*20CM","JD-O-Z 单腔直管",""]
["15375","通用介入","22-1","22-1","压力延长管","压力延长管","/","300psi≤耐压值≤500psi","已维护","津械注准20232030049","一次性使用压力延长管","一次性使用压力延长管","","双九医疗科技（天津）有限公司","双九医疗科技（天津）有限公司","C02072005400000198700000001","旋转式，L=200mm","SJ-C-R-020",""]
["15375","通用介入","22-1","22-1","压力延长管","压力延长管","/","300psi≤耐压值≤500psi","已维护","津械注准20232030049","一次性使用压力延长管","一次性使用压力延长管","","双九医疗科技（天津）有限公司","双九医疗科技（天津）有限公司","C02072005400000198700000006","固定式，L=450mm","SJ-C-F-045",""]
["15375","通用介入","22-1","22-1","压力延长管","压力延长管","/","300psi≤耐压值≤500psi","已维护","津械注准20232030049","一次性使用压力延长管","一次性使用压力延长管","","双九医疗科技（天津）有限公司","双九医疗科技（天津）有限公司","C02072005400000198700000009","旋转式，L=750mm","SJ-C-R-075",""]
["15375","通用介入","22-1","22-1","压力延长管","压力延长管","/","300psi≤耐压值≤500psi","已维护","津械注准20232030049","一次性使用压力延长管","一次性使用压力延长管","","双九医疗科技（天津）有限公司","双九医疗科技（天津）有限公司","C02072005400000198700000011","旋转式，L=780mm","SJ-C-R-078",""]
["15375","通用介入","22-1","22-1","压力延长管","压力延长管","/","300psi≤耐压值≤500psi","已维护","津械注准20232030049","一次性使用压力延长管","一次性使用压力延长管","","双九医疗科技（天津）有限公司","双九医疗科技（天津）有限公司","C02072005400000198700000016","旋转式，L=1050mm","SJ-C-R-105",""]
["15383","通用介入","21","21","Y接头","Y接头","/","/","已维护","粤械注准20242031764","一次性使用Y形连接器","一次性使用Y形连接器","PC","深圳市天可医疗科技有限公司","深圳市天可医疗科技有限公司","C02071805400000060710000001","HV","HV",""]
["15389","通用介入","1-1","1-1","中心静脉导管类","中心静脉导管（cvc）","普通型","单腔型","已维护","国械注准20153030477","一次性使用中心静脉导管包","一次性使用中心静脉导管包","聚氨酯","北京天地和协科技有限公司","北京天地和协科技有限公司","C02070300401003084380000661","（该规格的产品名称为：一次性使用中心静脉导管包；注册证号：国械注准20153030477）MMCVCBJ1-20-13","MMCVCBJ1-20-13",""]
["15389","通用介入","1-1","1-1","中心静脉导管类","中心静脉导管（cvc）","普通型","单腔型","已维护","国械注准20153030477","一次性使用中心静脉导管包","一次性使用中心静脉导管包","聚氨酯","北京天地和协科技有限公司","北京天地和协科技有限公司","C02070300401003084380000707","（该规格的产品名称为：一次性使用中心静脉导管包；注册证号：国械注准20153030477）MMCVCBJ1-18-20","MMCVCBJ1-18-20",""]
["15389","通用介入","1-1","1-1","中心静脉导管类","中心静脉导管（cvc）","普通型","单腔型","已维护","国械注准20153030477","一次性使用中心静脉导管包","一次性使用中心静脉导管包","聚氨酯","北京天地和协科技有限公司","北京天地和协科技有限公司","C02070300401003084380000645","（该规格的产品名称为：一次性使用中心静脉导管包；注册证号：国械注准20153030477）MMCVCBJY1-14-20","MMCVCBJY1-14-20",""]
["15397","通用介入","13-1","13-1","造影导丝","亲水型","/","长度≤180CM","未维护","粤械注准20242030912","亲水涂层导丝","亲水涂层导丝","内芯由镍钛合金制成，外层由含有钨的聚氨酯制成","广东博迈医疗科技股份有限公司","广东博迈医疗科技股份有限公司","","0.035 \"x180cm","HNS-035-180",""]
["15406","通用介入","13-1","13-1","造影导丝","亲水型","/","长度≤180CM","未维护","粤械注准20242030912","亲水涂层导丝","亲水涂层导丝","内芯由镍钛合金制成，外层由含有钨的聚氨酯制成","广东博迈医疗科技股份有限公司","广东博迈医疗科技股份有限公司","","0.025 \"x150cm","HXS-025-150",""]
["15409","通用介入","14","14","血管鞘","普通型","/","/","已维护","国械注准20243030114","一次性使用无菌导管鞘组","一次性使用无菌导管鞘组","","厦门鑫康顺医疗科技有限公司","厦门鑫康顺医疗科技有限公司","C02062600400000025750000009","DQ-C01-D04-L90","DQ-C01-D04-L90","外径范围4(F)，长度范围9（cm)\n"]
["15420","通用介入","3-1","3-1","中心静脉导管类","经外周中心静脉导管（PICC）","普通型","长度≥50cm-单腔（包含1.9F）","已维护","国械注准20163031537","一次性无菌经外周中心静脉导管","一次性无菌经外周中心静脉导管","聚氨酯","郑州迪奥医学技术有限公司","郑州迪奥医学技术有限公司","C02070300401007044790000125","12-1171","单腔","管径：1.9Fr ；长度：55cm ；材质：聚氨酯"]
["15428","通用介入","4-1","4-1","中心静脉导管类","经外周中心静脉导管（PICC）","耐高压型","长度≥50cm-单腔","已维护","国械注准20253030637","一次性无菌耐高压经外周中心静脉导管","一次性无菌耐高压经外周中心静脉导管","聚氨酯","郑州迪奥医学技术有限公司","郑州迪奥医学技术有限公司","C02070300401007044790000112","16-2373","16-2373","管径：4Fr ；长度：55cm ；材质：聚氨酯"]
["15431","通用介入","4-1","4-2","中心静脉导管类","经外周中心静脉导管（PICC）","耐高压型","长度≥50cm-多腔型","已维护","国械注准20253030637","一次性无菌耐高压经外周中心静脉导管","一次性无菌耐高压经外周中心静脉导管","聚氨酯","郑州迪奥医学技术有限公司","郑州迪奥医学技术有限公司","C02070300401006044790000095","16-3473","16-3473","管径：5Fr ；长度：55cm ；材质：聚氨酯"]
["15478","通用介入","13-1","13-1","造影导丝","亲水型","/","长度≤180CM","未维护","粤械注准20242030912","亲水涂层导丝","亲水涂层导丝","内芯由镍钛合金制成，外层由含有钨的聚氨酯制成","广东博迈医疗科技股份有限公司","广东博迈医疗科技股份有限公司","","0.032 \"x120cm\n","HXS-032-120\n",""]
["15479","通用介入","13-1","13-1","造影导丝","亲水型","/","长度≤180CM","未维护","粤械注准20242030912","亲水涂层导丝","亲水涂层导丝","内芯由镍钛合金制成，外层由含有钨的聚氨酯制成","广东博迈医疗科技股份有限公司","广东博迈医疗科技股份有限公司","","0.035 \"x120cm\n","HXA-035-120\n",""]
["15483","通用介入","13-1","13-1","造影导丝","亲水型","/","长度≤180CM","未维护","粤械注准20242030912","亲水涂层导丝","亲水涂层导丝","内芯由镍钛合金制成，外层由含有钨的聚氨酯制成","广东博迈医疗科技股份有限公司","广东博迈医疗科技股份有限公司","","0.038 \"x120cm\n","HNS-038-120\n",""]
["15490","通用介入","13-1","13-1","造影导丝","亲水型","/","长度≤180CM","未维护","粤械注准20242030912","亲水涂层导丝","亲水涂层导丝","内芯由镍钛合金制成，外层由含有钨的聚氨酯制成","广东博迈医疗科技股份有限公司","广东博迈医疗科技股份有限公司","","0.021 \"x120cm\n","HNA-021-120\n",""]
["15493","通用介入","13-1","13-1","造影导丝","亲水型","/","长度≤180CM","未维护","粤械注准20242030912","亲水涂层导丝","亲水涂层导丝","内芯由镍钛合金制成，外层由含有钨的聚氨酯制成","广东博迈医疗科技股份有限公司","广东博迈医疗科技股份有限公司","","0.025 \"x150cm\n","HXA-025-150\n",""]
["15498","通用介入","13-1","13-1","造影导丝","亲水型","/","长度≤180CM","未维护","粤械注准20242030912","亲水涂层导丝","亲水涂层导丝","内芯由镍钛合金制成，外层由含有钨的聚氨酯制成","广东博迈医疗科技股份有限公司","广东博迈医疗科技股份有限公司","","0.038 \"x80cm\n","HNS-038-80\n",""]
["15503","通用介入","13-1","13-1","造影导丝","亲水型","/","长度≤180CM","未维护","粤械注准20242030912","亲水涂层导丝","亲水涂层导丝","内芯由镍钛合金制成，外层由含有钨的聚氨酯制成","广东博迈医疗科技股份有限公司","广东博迈医疗科技股份有限公司","","0.018 \"x150cm\n","HNA-018-150\n",""]
["15508","通用介入","13-1","13-1","造影导丝","亲水型","/","长度≤180CM","未维护","粤械注准20242030912","亲水涂层导丝","亲水涂层导丝","内芯由镍钛合金制成，外层由含有钨的聚氨酯制成","广东博迈医疗科技股份有限公司","广东博迈医疗科技股份有限公司","","0.025 \"x80cm\n","HXS-025-80\n",""]
["15514","通用介入","13-1","13-1","造影导丝","亲水型","/","长度≤180CM","未维护","粤械注准20242030912","亲水涂层导丝","亲水涂层导丝","内芯由镍钛合金制成，外层由含有钨的聚氨酯制成","广东博迈医疗科技股份有限公司","广东博迈医疗科技股份有限公司","","0.032 \"x180cm\n","HNS-032-180\n",""]
["15518","通用介入","13-1","13-1","造影导丝","亲水型","/","长度≤180CM","未维护","粤械注准20242030912","亲水涂层导丝","亲水涂层导丝","内芯由镍钛合金制成，外层由含有钨的聚氨酯制成","广东博迈医疗科技股份有限公司","广东博迈医疗科技股份有限公司","","0.018 \"x80cm\n","HNS-018-80\n",""]
["15521","通用介入","13-1","13-1","造影导丝","亲水型","/","长度≤180CM","未维护","粤械注准20242030912","亲水涂层导丝","亲水涂层导丝","内芯由镍钛合金制成，外层由含有钨的聚氨酯制成","广东博迈医疗科技股份有限公司","广东博迈医疗科技股份有限公司","","0.032 \"x150cm\n","HXS-032-150\n",""]
["15528","通用介入","13-1","13-1","造影导丝","亲水型","/","长度≤180CM","未维护","粤械注准20242030912","亲水涂层导丝","亲水涂层导丝","内芯由镍钛合金制成，外层由含有钨的聚氨酯制成","广东博迈医疗科技股份有限公司","广东博迈医疗科技股份有限公司","","0.032 \"x180cm\n","HXA-032-180\n",""]
["15533","通用介入","13-1","13-1","造影导丝","亲水型","/","长度≤180CM","未维护","粤械注准20242030912","亲水涂层导丝","亲水涂层导丝","内芯由镍钛合金制成，外层由含有钨的聚氨酯制成","广东博迈医疗科技股份有限公司","广东博迈医疗科技股份有限公司","","0.018 \"x180cm\n","HNS-018-180\n",""]
["15534","通用介入","13-1","13-1","造影导丝","亲水型","/","长度≤180CM","未维护","粤械注准20242030912","亲水涂层导丝","亲水涂层导丝","内芯由镍钛合金制成，外层由含有钨的聚氨酯制成","广东博迈医疗科技股份有限公司","广东博迈医疗科技股份有限公司","","0.018 \"x120cm\n","HXS-018-120\n",""]
["15538","通用介入","13-1","13-2","造影导丝","亲水型","/","长度＞180CM","未维护","粤械注准20242030912","亲水涂层导丝","亲水涂层导丝","内芯由镍钛合金制成，外层由含有钨的聚氨酯制成","广东博迈医疗科技股份有限公司","广东博迈医疗科技股份有限公司","","0.018 \"x230cm\n","HNS-018-230\n",""]
["15545","通用介入","13-1","13-2","造影导丝","亲水型","/","长度＞180CM","未维护","粤械注准20242030912","亲水涂层导丝","亲水涂层导丝","内芯由镍钛合金制成，外层由含有钨的聚氨酯制成","广东博迈医疗科技股份有限公司","广东博迈医疗科技股份有限公司","","0.025 \"x260cm\n","HNA-025-260\n",""]
["15548","通用介入","13-1","13-2","造影导丝","亲水型","/","长度＞180CM","未维护","粤械注准20242030912","亲水涂层导丝","亲水涂层导丝","内芯由镍钛合金制成，外层由含有钨的聚氨酯制成","广东博迈医疗科技股份有限公司","广东博迈医疗科技股份有限公司","","0.025 \"x260cm\n","HXA-025-260\n",""]
["15552","通用介入","13-1","13-2","造影导丝","亲水型","/","长度＞180CM","未维护","粤械注准20242030912","亲水涂层导丝","亲水涂层导丝","内芯由镍钛合金制成，外层由含有钨的聚氨酯制成","广东博迈医疗科技股份有限公司","广东博迈医疗科技股份有限公司","","0.018 \"x260cm\n","HXA-018-260\n",""]
["15557","通用介入","13-1","13-2","造影导丝","亲水型","/","长度＞180CM","未维护","粤械注准20242030912","亲水涂层导丝","亲水涂层导丝","内芯由镍钛合金制成，外层由含有钨的聚氨酯制成","广东博迈医疗科技股份有限公司","广东博迈医疗科技股份有限公司","","0.032 \"x260cm\n","HXA-032-260\n",""]
["15563","通用介入","13-1","13-2","造影导丝","亲水型","/","长度＞180CM","未维护","粤械注准20242030912","亲水涂层导丝","亲水涂层导丝","内芯由镍钛合金制成，外层由含有钨的聚氨酯制成","广东博迈医疗科技股份有限公司","广东博迈医疗科技股份有限公司","","0.025 \"x260cm\n","HNS-025-260\n",""]
["15572","通用介入","21","21","Y接头","Y接头","/","/","已维护","湘械注准20252030632","Y形连接器","Y形连接器","聚碳酸酯","湖南埃普特医疗器械有限公司","湖南埃普特医疗器械有限公司","C02071805400000004460000015","233H60203","233H60203",""]
["15572","通用介入","21","21","Y接头","Y接头","/","/","已维护","湘械注准20252030632","Y形连接器","Y形连接器","聚碳酸酯","湖南埃普特医疗器械有限公司","湖南埃普特医疗器械有限公司","C02071805400000004460000018","233D94101","233D94101",""]
["15572","通用介入","21","21","Y接头","Y接头","/","/","已维护","湘械注准20252030632","Y形连接器","Y形连接器","聚碳酸酯","湖南埃普特医疗器械有限公司","湖南埃普特医疗器械有限公司","C02071805400000004460000022","233H60102","233H60102",""]
["15572","通用介入","21","21","Y接头","Y接头","/","/","已维护","湘械注准20252030632","Y形连接器","Y形连接器","聚碳酸酯","湖南埃普特医疗器械有限公司","湖南埃普特医疗器械有限公司","C02071805400000004460000028","233B89102","233B89102",""]
["15572","通用介入","21","21","Y接头","Y接头","/","/","已维护","湘械注准20252030632","Y形连接器","Y形连接器","聚碳酸酯","湖南埃普特医疗器械有限公司","湖南埃普特医疗器械有限公司","C02071805400000004460000033","233E75202","233E75202",""]
["15572","通用介入","21","21","Y接头","Y接头","/","/","已维护","湘械注准20252030632","Y形连接器","Y形连接器","聚碳酸酯","湖南埃普特医疗器械有限公司","湖南埃普特医疗器械有限公司","C02071805400000004460000038","233A82101","233A82101",""]
["15572","通用介入","21","21","Y接头","Y接头","/","/","已维护","湘械注准20252030632","Y形连接器","Y形连接器","聚碳酸酯","湖南埃普特医疗器械有限公司","湖南埃普特医疗器械有限公司","C02071805400000004460000043","233D94201","233D94201",""]
["15572","通用介入","21","21","Y接头","Y接头","/","/","已维护","湘械注准20252030632","Y形连接器","Y形连接器","聚碳酸酯","湖南埃普特医疗器械有限公司","湖南埃普特医疗器械有限公司","C02071805400000004460000046","233D94202","233D94202",""]
["15574","通用介入","20","20","环形注射器","环形注射器","/","/","已维护","国械注准20243031629","环柄注射器","环柄注射器","ABS","湖南埃普特医疗器械有限公司","湖南埃普特医疗器械有限公司","C02071705400000004460000001","151001","151001",""]
["15580","通用介入","20","20","环形注射器","环形注射器","/","/","已维护","国械注准20253031021","介入手术器械包","介入手术器械包","PC","湖南埃普特医疗器械有限公司","湖南埃普特医疗器械有限公司","C02071705400000004460000005","212A02001","212A02001",""]
["15589","通用介入","17","17","血管止血装置","非侵入式","/","/","已维护","湘械注准20242140174","桡动脉止血器","桡动脉止血器","聚碳酸酯","湖南埃普特医疗器械有限公司","湖南埃普特医疗器械有限公司","C02071207300003004460000004","176Ⅱ21","176Ⅱ21",""]
["15591","通用介入","1-1","1-1","中心静脉导管类","中心静脉导管（cvc）","普通型","单腔型","已维护","国械注准20253030575","一次性使用无菌中心静脉导管","一次性使用无菌中心静脉导管","","深圳市天可医疗科技有限公司","深圳市天可医疗科技有限公司","C02070300401003060710000009","CVC-01 18G×8cm 复合装-N","CVC-01 18G×8cm 复合装-N",""]
["15591","通用介入","1-1","1-1","中心静脉导管类","中心静脉导管（cvc）","普通型","单腔型","已维护","国械注准20253030575","一次性使用无菌中心静脉导管","一次性使用无菌中心静脉导管","","深圳市天可医疗科技有限公司","深圳市天可医疗科技有限公司","C02070300401003060710000033","CVC-01 16G×5cm 复合装-N","CVC-01 16G×5cm 复合装-N",""]
["15591","通用介入","1-1","1-1","中心静脉导管类","中心静脉导管（cvc）","普通型","单腔型","已维护","国械注准20253030575","一次性使用无菌中心静脉导管","一次性使用无菌中心静脉导管","","深圳市天可医疗科技有限公司","深圳市天可医疗科技有限公司","C02070300401003060710000038","CVC-01 14G×30cm 标准装","CVC-01 14G×30cm 标准装",""]
["15591","通用介入","1-1","1-1","中心静脉导管类","中心静脉导管（cvc）","普通型","单腔型","已维护","国械注准20253030575","一次性使用无菌中心静脉导管","一次性使用无菌中心静脉导管","","深圳市天可医疗科技有限公司","深圳市天可医疗科技有限公司","C02070300401003060710000051","CVC-01 20G×13cm 标准装","CVC-01 20G×13cm 标准装",""]
["15591","通用介入","1-1","1-1","中心静脉导管类","中心静脉导管（cvc）","普通型","单腔型","已维护","国械注准20253030575","一次性使用无菌中心静脉导管","一次性使用无菌中心静脉导管","","深圳市天可医疗科技有限公司","深圳市天可医疗科技有限公司","C02070300401003060710000073","CVC-01 16G×30cm 复合装-D","CVC-01 16G×30cm 复合装-D",""]
["15591","通用介入","1-1","1-1","中心静脉导管类","中心静脉导管（cvc）","普通型","单腔型","已维护","国械注准20253030575","一次性使用无菌中心静脉导管","一次性使用无菌中心静脉导管","","深圳市天可医疗科技有限公司","深圳市天可医疗科技有限公司","C02070300401003060710000086","CVC-01 16G×8cm 标准装","CVC-01 16G×8cm 标准装",""]
["15591","通用介入","1-1","1-1","中心静脉导管类","中心静脉导管（cvc）","普通型","单腔型","已维护","国械注准20253030575","一次性使用无菌中心静脉导管","一次性使用无菌中心静脉导管","","深圳市天可医疗科技有限公司","深圳市天可医疗科技有限公司","C02070300401003060710000100","CVC-01 14G×16cm 复合装-D","CVC-01 14G×16cm 复合装-D",""]
["15591","通用介入","1-1","1-1","中心静脉导管类","中心静脉导管（cvc）","普通型","单腔型","已维护","国械注准20253030575","一次性使用无菌中心静脉导管","一次性使用无菌中心静脉导管","","深圳市天可医疗科技有限公司","深圳市天可医疗科技有限公司","C02070300401003060710000119","CVC-01 20G×5cm 复合装-D","CVC-01 20G×5cm 复合装-D",""]
["15591","通用介入","1-1","1-1","中心静脉导管类","中心静脉导管（cvc）","普通型","单腔型","已维护","国械注准20253030575","一次性使用无菌中心静脉导管","一次性使用无菌中心静脉导管","","深圳市天可医疗科技有限公司","深圳市天可医疗科技有限公司","C02070300401003060710000115","CVC-01 14G×30cm 复合装-D","CVC-01 14G×30cm 复合装-D",""]
["15591","通用介入","1-1","1-1","中心静脉导管类","中心静脉导管（cvc）","普通型","单腔型","已维护","国械注准20253030575","一次性使用无菌中心静脉导管","一次性使用无菌中心静脉导管","","深圳市天可医疗科技有限公司","深圳市天可医疗科技有限公司","C02070300401003060710000110","CVC-01 14G×20cm 复合装-D","CVC-01 14G×20cm 复合装-D",""]
["15591","通用介入","1-1","1-1","中心静脉导管类","中心静脉导管（cvc）","普通型","单腔型","已维护","国械注准20253030575","一次性使用无菌中心静脉导管","一次性使用无菌中心静脉导管","","深圳市天可医疗科技有限公司","深圳市天可医疗科技有限公司","C02070300401003060710000132","CVC-01 20G×13cm 复合装-D","CVC-01 20G×13cm 复合装-D",""]
["15594","通用介入","22-1","22-3","压力延长管","压力延长管","/","耐压值＞800psi","已维护","湘械注准20242030767","高压造影注射延长管","高压造影注射延长管","PC","湖南埃普特医疗器械有限公司","湖南埃普特医疗器械有限公司","C02072005400000004460000002","130600Ⅱ","130600Ⅱ",""]
["15595","通用介入","21","21","Y接头","Y接头","/","/","已维护","粤械注准20222030806","一次性使用Y型连接阀","一次性使用Y型连接阀","螺纹接头、锁紧螺母、外接头、外壳、锁定接头、Y型主体由聚碳酸酯（PC）制成，内部密封圈由硅橡胶制成；弹簧由304不锈钢制成，延长管由热塑性聚氨酯TPU制成，三通手柄、保护帽由聚乙烯（HDPE）制成；导丝扭矩器中扭矩帽和扭矩手柄由聚丙烯（PP）制成，内部扭矩","深圳市益心达医学新技术有限公司","深圳市益心达医学新技术有限公司","C02071805400000104950000009","SCW-HV-8","SCW-HV-8","长度范围：7.5cm\n材质：聚碳酸酯（PC）、304不锈钢、聚氨酯TPU、聚乙烯（HDPE）、聚丙烯（PP）、奥氏体不锈钢（牌号：06Cr19Ni10\n耐压值：30psi\n作用方式：旋钮式"]
["15595","通用介入","21","21","Y接头","Y接头","/","/","已维护","粤械注准20222030806","一次性使用Y型连接阀","一次性使用Y型连接阀","螺纹接头、锁紧螺母、外接头、外壳、锁定接头、Y型主体由聚碳酸酯（PC）制成，内部密封圈由硅橡胶制成；弹簧由304不锈钢制成，延长管由热塑性聚氨酯TPU制成，三通手柄、保护帽由聚乙烯（HDPE）制成；导丝扭矩器中扭矩帽和扭矩手柄由聚丙烯（PP）制成，内部扭矩","深圳市益心达医学新技术有限公司","深圳市益心达医学新技术有限公司","C02071805400000104950000012","SCW-HV-7","SCW-HV-7","长度范围：7.5cm\n材质：聚碳酸酯（PC）、304不锈钢、聚氨酯TPU、聚乙烯（HDPE）、聚丙烯（PP）、奥氏体不锈钢（牌号：06Cr19Ni10\n耐压值：30psi\n作用方式：旋钮式"]
["15603","通用介入","1-1","1-2","中心静脉导管类","中心静脉导管（cvc）","普通型","双腔型","已维护","国械注准20153030477","一次性使用中心静脉导管包","一次性使用中心静脉导管包","聚氨酯","北京天地和协科技有限公司","北京天地和协科技有限公司","C02070300401003084380000635","（该规格的产品名称为：一次性使用中心静脉导管包；注册证号：国械注准20153030477）MMCVCBJY2-50-20","MMCVCBJY2-50-20",""]
["15603","通用介入","1-1","1-2","中心静脉导管类","中心静脉导管（cvc）","普通型","双腔型","已维护","国械注准20153030477","一次性使用中心静脉导管包","一次性使用中心静脉导管包","聚氨酯","北京天地和协科技有限公司","北京天地和协科技有限公司","C02070300401003084380000726","（该规格的产品名称为：一次性使用中心静脉导管包；注册证号：国械注准20153030477）MMCVCBJ2-50-13","MMCVCBJ2-50-13",""]
["15603","通用介入","1-1","1-2","中心静脉导管类","中心静脉导管（cvc）","普通型","双腔型","已维护","国械注准20153030477","一次性使用中心静脉导管包","一次性使用中心静脉导管包","聚氨酯","北京天地和协科技有限公司","北京天地和协科技有限公司","C02070300401003084380000647","（该规格的产品名称为：一次性使用中心静脉导管包；注册证号：国械注准20153030477）MMCVCBJ2-40-08","MMCVCBJ2-40-08",""]
["15604","通用介入","10","10","造影导管","亲水型","/","/","已维护","国械注准20233031013","造影导管","造影导管","","湖南埃普特医疗器械有限公司","湖南瑞康通科技发展有限公司","C02070100400000118370000227","1615100122","1615100122",""]
["15604","通用介入","10","10","造影导管","亲水型","/","/","已维护","国械注准20233031013","造影导管","造影导管","","湖南埃普特医疗器械有限公司","湖南瑞康通科技发展有限公司","C02070100400000118370000231","1614090134","1614090134",""]
["15604","通用介入","10","10","造影导管","亲水型","/","/","已维护","国械注准20233031013","造影导管","造影导管","","湖南埃普特医疗器械有限公司","湖南瑞康通科技发展有限公司","C02070100400000118370000234","1613080029","1613080029",""]
["15604","通用介入","10","10","造影导管","亲水型","/","/","已维护","国械注准20233031013","造影导管","造影导管","","湖南埃普特医疗器械有限公司","湖南瑞康通科技发展有限公司","C02070100400000118370000241","1616100054","1616100054",""]
["15604","通用介入","10","10","造影导管","亲水型","/","/","已维护","国械注准20233031013","造影导管","造影导管","","湖南埃普特医疗器械有限公司","湖南瑞康通科技发展有限公司","C02070100400000118370000246","1614100005","1614100005",""]
["15604","通用介入","10","10","造影导管","亲水型","/","/","已维护","国械注准20233031013","造影导管","造影导管","","湖南埃普特医疗器械有限公司","湖南瑞康通科技发展有限公司","C02070100400000118370000247","1615110217","1615110217",""]
["15604","通用介入","10","10","造影导管","亲水型","/","/","已维护","国械注准20233031013","造影导管","造影导管","","湖南埃普特医疗器械有限公司","湖南瑞康通科技发展有限公司","C02070100400000118370000251","1616130240","1616130240",""]
["15604","通用介入","10","10","造影导管","亲水型","/","/","已维护","国械注准20233031013","造影导管","造影导管","","湖南埃普特医疗器械有限公司","湖南瑞康通科技发展有限公司","C02070100400000118370000258","1616130078","1616130078",""]
["15604","通用介入","10","10","造影导管","亲水型","/","/","已维护","国械注准20233031013","造影导管","造影导管","","湖南埃普特医疗器械有限公司","湖南瑞康通科技发展有限公司","C02070100400000118370000261","1613080135","1613080135",""]
["15604","通用介入","10","10","造影导管","亲水型","/","/","已维护","国械注准20233031013","造影导管","造影导管","","湖南埃普特医疗器械有限公司","湖南瑞康通科技发展有限公司","C02070100400000118370000265","1613040175","1613040175",""]
["15604","通用介入","10","10","造影导管","亲水型","/","/","已维护","国械注准20233031013","造影导管","造影导管","","湖南埃普特医疗器械有限公司","湖南瑞康通科技发展有限公司","C02070100400000118370000271","1614080133","1614080133",""]
["15604","通用介入","10","10","造影导管","亲水型","/","/","已维护","国械注准20233031013","造影导管","造影导管","","湖南埃普特医疗器械有限公司","湖南瑞康通科技发展有限公司","C02070100400000118370000276","1614080117","1614080117",""]
["15604","通用介入","10","10","造影导管","亲水型","/","/","已维护","国械注准20233031013","造影导管","造影导管","","湖南埃普特医疗器械有限公司","湖南瑞康通科技发展有限公司","C02070100400000118370000282","1615125183","1615125183",""]
["15604","通用介入","10","10","造影导管","亲水型","/","/","已维护","国械注准20233031013","造影导管","造影导管","","湖南埃普特医疗器械有限公司","湖南瑞康通科技发展有限公司","C02070100400000118370000286","1616090190","1616090190",""]
["15604","通用介入","10","10","造影导管","亲水型","/","/","已维护","国械注准20233031013","造影导管","造影导管","","湖南埃普特医疗器械有限公司","湖南瑞康通科技发展有限公司","C02070100400000118370000289","1615090146","1615090146",""]
["15604","通用介入","10","10","造影导管","亲水型","/","/","已维护","国械注准20233031013","造影导管","造影导管","","湖南埃普特医疗器械有限公司","湖南瑞康通科技发展有限公司","C02070100400000118370000296","1613110035","1613110035",""]
["15604","通用介入","10","10","造影导管","亲水型","/","/","已维护","国械注准20233031013","造影导管","造影导管","","湖南埃普特医疗器械有限公司","湖南瑞康通科技发展有限公司","C02070100400000118370000301","1615080200","1615080200",""]
["15604","通用介入","10","10","造影导管","亲水型","/","/","已维护","国械注准20233031013","造影导管","造影导管","","湖南埃普特医疗器械有限公司","湖南瑞康通科技发展有限公司","C02070100400000118370000302","1616110244","1616110244",""]
["15604","通用介入","10","10","造影导管","亲水型","/","/","已维护","国械注准20233031013","造影导管","造影导管","","湖南埃普特医疗器械有限公司","湖南瑞康通科技发展有限公司","C02070100400000118370000306","1615130130","1615130130",""]
["15604","通用介入","10","10","造影导管","亲水型","/","/","已维护","国械注准20233031013","造影导管","造影导管","","湖南埃普特医疗器械有限公司","湖南瑞康通科技发展有限公司","C02070100400000118370000313","1615130162","1615130162",""]
["15604","通用介入","10","10","造影导管","亲水型","/","/","已维护","国械注准20233031013","造影导管","造影导管","","湖南埃普特医疗器械有限公司","湖南瑞康通科技发展有限公司","C02070100400000118370000315","1614125251","1614125251",""]
["15604","通用介入","10","10","造影导管","亲水型","/","/","已维护","国械注准20233031013","造影导管","造影导管","","湖南埃普特医疗器械有限公司","湖南瑞康通科技发展有限公司","C02070100400000118370000320","1615080199","1615080199",""]
["15604","通用介入","10","10","造影导管","亲水型","/","/","已维护","国械注准20233031013","造影导管","造影导管","","湖南埃普特医疗器械有限公司","湖南瑞康通科技发展有限公司","C02070100400000118370000325","1614100018","1614100018",""]
["15604","通用介入","10","10","造影导管","亲水型","/","/","已维护","国械注准20233031013","造影导管","造影导管","","湖南埃普特医疗器械有限公司","湖南瑞康通科技发展有限公司","C02070100400000118370000331","1614100215","1614100215",""]
["15604","通用介入","10","10","造影导管","亲水型","/","/","已维护","国械注准20233031013","造影导管","造影导管","","湖南埃普特医疗器械有限公司","湖南瑞康通科技发展有限公司","C02070100400000118370000337","1616110181","1616110181",""]
["15604","通用介入","10","10","造影导管","亲水型","/","/","已维护","国械注准20233031013","造影导管","造影导管","","湖南埃普特医疗器械有限公司","湖南瑞康通科技发展有限公司","C02070100400000118370000341","1613080121","1613080121",""]
["15604","通用介入","10","10","造影导管","亲水型","/","/","已维护","国械注准20233031013","造影导管","造影导管","","湖南埃普特医疗器械有限公司","湖南瑞康通科技发展有限公司","C02070100400000118370000345","1614125010","1614125010",""]
["15604","通用介入","10","10","造影导管","亲水型","/","/","已维护","国械注准20233031013","造影导管","造影导管","","湖南埃普特医疗器械有限公司","湖南瑞康通科技发展有限公司","C02070100400000118370000351","1616090152","1616090152",""]
["15604","通用介入","10","10","造影导管","亲水型","/","/","已维护","国械注准20233031013","造影导管","造影导管","","湖南埃普特医疗器械有限公司","湖南瑞康通科技发展有限公司","C02070100400000118370000356","1615090118","1615090118",""]
["15604","通用介入","10","10","造影导管","亲水型","/","/","已维护","国械注准20233031013","造影导管","造影导管","","湖南埃普特医疗器械有限公司","湖南瑞康通科技发展有限公司","C02070100400000118370000361","1613040014","1613040014",""]
["15604","通用介入","10","10","造影导管","亲水型","/","/","已维护","国械注准20233031013","造影导管","造影导管","","湖南埃普特医疗器械有限公司","湖南瑞康通科技发展有限公司","C02070100400000118370000366","1616125161","1616125161",""]
["15604","通用介入","10","10","造影导管","亲水型","/","/","已维护","国械注准20233031013","造影导管","造影导管","","湖南埃普特医疗器械有限公司","湖南瑞康通科技发展有限公司","C02070100400000118370000369","1613080105","1613080105",""]
["15604","通用介入","10","10","造影导管","亲水型","/","/","已维护","国械注准20233031013","造影导管","造影导管","","湖南埃普特医疗器械有限公司","湖南瑞康通科技发展有限公司","C02070100400000118370000371","1615125232","1615125232",""]
["15604","通用介入","10","10","造影导管","亲水型","/","/","已维护","国械注准20233031013","造影导管","造影导管","","湖南埃普特医疗器械有限公司","湖南瑞康通科技发展有限公司","C02070100400000118370000376","1613040049","1613040049",""]
["15604","通用介入","10","10","造影导管","亲水型","/","/","已维护","国械注准20233031013","造影导管","造影导管","","湖南埃普特医疗器械有限公司","湖南瑞康通科技发展有限公司","C02070100400000118370000381","1613090194","1613090194",""]
["15604","通用介入","10","10","造影导管","亲水型","/","/","已维护","国械注准20233031013","造影导管","造影导管","","湖南埃普特医疗器械有限公司","湖南瑞康通科技发展有限公司","C02070100400000118370000387","1615090003","1615090003",""]
["15604","通用介入","10","10","造影导管","亲水型","/","/","已维护","国械注准20233031013","造影导管","造影导管","","湖南埃普特医疗器械有限公司","湖南瑞康通科技发展有限公司","C02070100400000118370000391","1615080080","1615080080",""]
["15604","通用介入","10","10","造影导管","亲水型","/","/","已维护","国械注准20233031013","造影导管","造影导管","","湖南埃普特医疗器械有限公司","湖南瑞康通科技发展有限公司","C02070100400000118370000396","1613060064","1613060064",""]
["15604","通用介入","10","10","造影导管","亲水型","/","/","已维护","国械注准20233031013","造影导管","造影导管","","湖南埃普特医疗器械有限公司","湖南瑞康通科技发展有限公司","C02070100400000118370000400","1616125263","1616125263",""]
["15604","通用介入","10","10","造影导管","亲水型","/","/","已维护","国械注准20233031013","造影导管","造影导管","","湖南埃普特医疗器械有限公司","湖南瑞康通科技发展有限公司","C02070100400000118370000406","1613100073","1613100073",""]
["15604","通用介入","10","10","造影导管","亲水型","/","/","已维护","国械注准20233031013","造影导管","造影导管","","湖南埃普特医疗器械有限公司","湖南瑞康通科技发展有限公司","C02070100400000118370000411","1613110150","1613110150",""]
["15604","通用介入","10","10","造影导管","亲水型","/","/","已维护","国械注准20233031013","造影导管","造影导管","","湖南埃普特医疗器械有限公司","湖南瑞康通科技发展有限公司","C02070100400000118370000415","1614090202","1614090202",""]
["15604","通用介入","10","10","造影导管","亲水型","/","/","已维护","国械注准20233031013","造影导管","造影导管","","湖南埃普特医疗器械有限公司","湖南瑞康通科技发展有限公司","C02070100400000118370000421","1614100053","1614100053",""]
["15604","通用介入","10","10","造影导管","亲水型","/","/","已维护","国械注准20233031013","造影导管","造影导管","","湖南埃普特医疗器械有限公司","湖南瑞康通科技发展有限公司","C02070100400000118370000424","1615080025","1615080025",""]
["15604","通用介入","10","10","造影导管","亲水型","/","/","已维护","国械注准20233031013","造影导管","造影导管","","湖南埃普特医疗器械有限公司","湖南瑞康通科技发展有限公司","C02070100400000118370000426","1614100042","1614100042",""]
["15604","通用介入","10","10","造影导管","亲水型","/","/","已维护","国械注准20233031013","造影导管","造影导管","","湖南埃普特医疗器械有限公司","湖南瑞康通科技发展有限公司","C02070100400000118370000431","1614110170","1614110170",""]
["15604","通用介入","10","10","造影导管","亲水型","/","/","已维护","国械注准20233031013","造影导管","造影导管","","湖南埃普特医疗器械有限公司","湖南瑞康通科技发展有限公司","C02070100400000118370000435","1613100046","1613100046",""]
["15604","通用介入","10","10","造影导管","亲水型","/","/","已维护","国械注准20233031013","造影导管","造影导管","","湖南埃普特医疗器械有限公司","湖南瑞康通科技发展有限公司","C02070100400000118370000442","1613060052","1613060052",""]
["15604","通用介入","10","10","造影导管","亲水型","/","/","已维护","国械注准20233031013","造影导管","造影导管","","湖南埃普特医疗器械有限公司","湖南瑞康通科技发展有限公司","C02070100400000118370000445","1614110182","1614110182",""]
["15604","通用介入","10","10","造影导管","亲水型","/","/","已维护","国械注准20233031013","造影导管","造影导管","","湖南埃普特医疗器械有限公司","湖南瑞康通科技发展有限公司","C02070100400000118370000451","1616130246","1616130246",""]
["15604","通用介入","10","10","造影导管","亲水型","/","/","已维护","国械注准20233031013","造影导管","造影导管","","湖南埃普特医疗器械有限公司","湖南瑞康通科技发展有限公司","C02070100400000118370000455","1616130077","1616130077",""]
["15604","通用介入","10","10","造影导管","亲水型","/","/","已维护","国械注准20233031013","造影导管","造影导管","","湖南埃普特医疗器械有限公司","湖南瑞康通科技发展有限公司","C02070100400000118370000461","1616125111","1616125111",""]
["15604","通用介入","10","10","造影导管","亲水型","/","/","已维护","国械注准20233031013","造影导管","造影导管","","湖南埃普特医疗器械有限公司","湖南瑞康通科技发展有限公司","C02070100400000118370000467","1613060226","1613060226",""]
["15604","通用介入","10","10","造影导管","亲水型","/","/","已维护","国械注准20233031013","造影导管","造影导管","","湖南埃普特医疗器械有限公司","湖南瑞康通科技发展有限公司","C02070100400000118370000471","1614090083","1614090083",""]
["15604","通用介入","10","10","造影导管","亲水型","/","/","已维护","国械注准20233031013","造影导管","造影导管","","湖南埃普特医疗器械有限公司","湖南瑞康通科技发展有限公司","C02070100400000118370000474","1613100057","1613100057",""]
["15604","通用介入","10","10","造影导管","亲水型","/","/","已维护","国械注准20233031013","造影导管","造影导管","","湖南埃普特医疗器械有限公司","湖南瑞康通科技发展有限公司","C02070100400000118370000481","1614090248","1614090248",""]
["15604","通用介入","10","10","造影导管","亲水型","/","/","已维护","国械注准20233031013","造影导管","造影导管","","湖南埃普特医疗器械有限公司","湖南瑞康通科技发展有限公司","C02070100400000118370000486","1616125045","1616125045",""]
["15604","通用介入","10","10","造影导管","亲水型","/","/","已维护","国械注准20233031013","造影导管","造影导管","","湖南埃普特医疗器械有限公司","湖南瑞康通科技发展有限公司","C02070100400000118370000487","1613100208","1613100208",""]
["15604","通用介入","10","10","造影导管","亲水型","/","/","已维护","国械注准20233031013","造影导管","造影导管","","湖南埃普特医疗器械有限公司","湖南瑞康通科技发展有限公司","C02070100400000118370000491","1615130252","1615130252",""]
["15604","通用介入","10","10","造影导管","亲水型","/","/","已维护","国械注准20233031013","造影导管","造影导管","","湖南埃普特医疗器械有限公司","湖南瑞康通科技发展有限公司","C02070100400000118370000498","1613080067","1613080067",""]
["15604","通用介入","10","10","造影导管","亲水型","/","/","已维护","国械注准20233031013","造影导管","造影导管","","湖南埃普特医疗器械有限公司","湖南瑞康通科技发展有限公司","C02070100400000118370000501","1614080176","1614080176",""]
["15604","通用介入","10","10","造影导管","亲水型","/","/","已维护","国械注准20233031013","造影导管","造影导管","","湖南埃普特医疗器械有限公司","湖南瑞康通科技发展有限公司","C02070100400000118370000505","1616125245","1616125245",""]
["15604","通用介入","10","10","造影导管","亲水型","/","/","已维护","国械注准20233031013","造影导管","造影导管","","湖南埃普特医疗器械有限公司","湖南瑞康通科技发展有限公司","C02070100400000118370000510","1613060140","1613060140",""]
["15604","通用介入","10","10","造影导管","亲水型","/","/","已维护","国械注准20233031013","造影导管","造影导管","","湖南埃普特医疗器械有限公司","湖南瑞康通科技发展有限公司","C02070100400000118370000516","1616100204","1616100204",""]
["15604","通用介入","10","10","造影导管","亲水型","/","/","已维护","国械注准20233031013","造影导管","造影导管","","湖南埃普特医疗器械有限公司","湖南瑞康通科技发展有限公司","C02070100400000118370000522","1613040080","1613040080",""]
["15604","通用介入","10","10","造影导管","亲水型","/","/","已维护","国械注准20233031013","造影导管","造影导管","","湖南埃普特医疗器械有限公司","湖南瑞康通科技发展有限公司","C02070100400000118370000526","1616090213","1616090213",""]
["15604","通用介入","10","10","造影导管","亲水型","/","/","已维护","国械注准20233031013","造影导管","造影导管","","湖南埃普特医疗器械有限公司","湖南瑞康通科技发展有限公司","C02070100400000118370000529","1616090003","1616090003",""]
["15604","通用介入","10","10","造影导管","亲水型","/","/","已维护","国械注准20233031013","造影导管","造影导管","","湖南埃普特医疗器械有限公司","湖南瑞康通科技发展有限公司","C02070100400000118370000535","1616130162","1616130162",""]
["15604","通用介入","10","10","造影导管","亲水型","/","/","已维护","国械注准20233031013","造影导管","造影导管","","湖南埃普特医疗器械有限公司","湖南瑞康通科技发展有限公司","C02070100400000118370000540","1615100041","1615100041",""]
["15604","通用介入","10","10","造影导管","亲水型","/","/","已维护","国械注准20233031013","造影导管","造影导管","","湖南埃普特医疗器械有限公司","湖南瑞康通科技发展有限公司","C02070100400000118370000545","1616125257","1616125257",""]
["15604","通用介入","10","10","造影导管","亲水型","/","/","已维护","国械注准20233031013","造影导管","造影导管","","湖南埃普特医疗器械有限公司","湖南瑞康通科技发展有限公司","C02070100400000118370000546","1613110023","1613110023",""]
["15604","通用介入","10","10","造影导管","亲水型","/","/","已维护","国械注准20233031013","造影导管","造影导管","","湖南埃普特医疗器械有限公司","湖南瑞康通科技发展有限公司","C02070100400000118370000553","1613110240","1613110240",""]
["15604","通用介入","10","10","造影导管","亲水型","/","/","已维护","国械注准20233031013","造影导管","造影导管","","湖南埃普特医疗器械有限公司","湖南瑞康通科技发展有限公司","C02070100400000118370000555","1613080227","1613080227",""]
["15604","通用介入","10","10","造影导管","亲水型","/","/","已维护","国械注准20233031013","造影导管","造影导管","","湖南埃普特医疗器械有限公司","湖南瑞康通科技发展有限公司","C02070100400000118370000560","1613040115","1613040115",""]
["15604","通用介入","10","10","造影导管","亲水型","/","/","已维护","国械注准20233031013","造影导管","造影导管","","湖南埃普特医疗器械有限公司","湖南瑞康通科技发展有限公司","C02070100400000118370000565","1613080123","1613080123",""]
["15604","通用介入","10","10","造影导管","亲水型","/","/","已维护","国械注准20233031013","造影导管","造影导管","","湖南埃普特医疗器械有限公司","湖南瑞康通科技发展有限公司","C02070100400000118370000570","1616090236","1616090236",""]
["15604","通用介入","10","10","造影导管","亲水型","/","/","已维护","国械注准20233031013","造影导管","造影导管","","湖南埃普特医疗器械有限公司","湖南瑞康通科技发展有限公司","C02070100400000118370000577","1614100121","1614100121",""]
["15604","通用介入","10","10","造影导管","亲水型","/","/","已维护","国械注准20233031013","造影导管","造影导管","","湖南埃普特医疗器械有限公司","湖南瑞康通科技发展有限公司","C02070100400000118370000580","1615125137","1615125137",""]
["15604","通用介入","10","10","造影导管","亲水型","/","/","已维护","国械注准20233031013","造影导管","造影导管","","湖南埃普特医疗器械有限公司","湖南瑞康通科技发展有限公司","C02070100400000118370000584","1616080025","1616080025",""]
["15604","通用介入","10","10","造影导管","亲水型","/","/","已维护","国械注准20233031013","造影导管","造影导管","","湖南埃普特医疗器械有限公司","湖南瑞康通科技发展有限公司","C02070100400000118370000590","1614100030","1614100030",""]
["15604","通用介入","10","10","造影导管","亲水型","/","/","已维护","国械注准20233031013","造影导管","造影导管","","湖南埃普特医疗器械有限公司","湖南瑞康通科技发展有限公司","C02070100400000118370000595","1615130209","1615130209",""]
["15604","通用介入","10","10","造影导管","亲水型","/","/","已维护","国械注准20233031013","造影导管","造影导管","","湖南埃普特医疗器械有限公司","湖南瑞康通科技发展有限公司","C02070100400000118370000600","1616130011","1616130011",""]
["15604","通用介入","10","10","造影导管","亲水型","/","/","已维护","国械注准20233031013","造影导管","造影导管","","湖南埃普特医疗器械有限公司","湖南瑞康通科技发展有限公司","C02070100400000118370000605","1614080098","1614080098",""]
["15604","通用介入","10","10","造影导管","亲水型","/","/","已维护","国械注准20233031013","造影导管","造影导管","","湖南埃普特医疗器械有限公司","湖南瑞康通科技发展有限公司","C02070100400000118370000608","1613090181","1613090181",""]
["15604","通用介入","10","10","造影导管","亲水型","/","/","已维护","国械注准20233031013","造影导管","造影导管","","湖南埃普特医疗器械有限公司","湖南瑞康通科技发展有限公司","C02070100400000118370000611","1614080026","1614080026",""]
["15604","通用介入","10","10","造影导管","亲水型","/","/","已维护","国械注准20233031013","造影导管","造影导管","","湖南埃普特医疗器械有限公司","湖南瑞康通科技发展有限公司","C02070100400000118370000616","1615100167","1615100167",""]
["15604","通用介入","10","10","造影导管","亲水型","/","/","已维护","国械注准20233031013","造影导管","造影导管","","湖南埃普特医疗器械有限公司","湖南瑞康通科技发展有限公司","C02070100400000118370000621","1613060039","1613060039",""]
["15604","通用介入","10","10","造影导管","亲水型","/","/","已维护","国械注准20233031013","造影导管","造影导管","","湖南埃普特医疗器械有限公司","湖南瑞康通科技发展有限公司","C02070100400000118370000627","1615100203","1615100203",""]
["15604","通用介入","10","10","造影导管","亲水型","/","/","已维护","国械注准20233031013","造影导管","造影导管","","湖南埃普特医疗器械有限公司","湖南瑞康通科技发展有限公司","C02070100400000118370000630","1614110250","1614110250",""]
["15604","通用介入","10","10","造影导管","亲水型","/","/","已维护","国械注准20233031013","造影导管","造影导管","","湖南埃普特医疗器械有限公司","湖南瑞康通科技发展有限公司","C02070100400000118370000636","1616125022","1616125022",""]
["15604","通用介入","10","10","造影导管","亲水型","/","/","已维护","国械注准20233031013","造影导管","造影导管","","湖南埃普特医疗器械有限公司","湖南瑞康通科技发展有限公司","C02070100400000118370000640","1614130246","1614130246",""]
["15604","通用介入","10","10","造影导管","亲水型","/","/","已维护","国械注准20233031013","造影导管","造影导管","","湖南埃普特医疗器械有限公司","湖南瑞康通科技发展有限公司","C02070100400000118370000646","1614125009","1614125009",""]
["15604","通用介入","10","10","造影导管","亲水型","/","/","已维护","国械注准20233031013","造影导管","造影导管","","湖南埃普特医疗器械有限公司","湖南瑞康通科技发展有限公司","C02070100400000118370000651","1614110181","1614110181",""]
["15604","通用介入","10","10","造影导管","亲水型","/","/","已维护","国械注准20233031013","造影导管","造影导管","","湖南埃普特医疗器械有限公司","湖南瑞康通科技发展有限公司","C02070100400000118370000655","1615125127","1615125127",""]
["15604","通用介入","10","10","造影导管","亲水型","/","/","已维护","国械注准20233031013","造影导管","造影导管","","湖南埃普特医疗器械有限公司","湖南瑞康通科技发展有限公司","C02070100400000118370000658","1616090146","1616090146",""]
["15604","通用介入","10","10","造影导管","亲水型","/","/","已维护","国械注准20233031013","造影导管","造影导管","","湖南埃普特医疗器械有限公司","湖南瑞康通科技发展有限公司","C02070100400000118370000665","1613110156","1613110156",""]
["15604","通用介入","10","10","造影导管","亲水型","/","/","已维护","国械注准20233031013","造影导管","造影导管","","湖南埃普特医疗器械有限公司","湖南瑞康通科技发展有限公司","C02070100400000118370000670","1613090019","1613090019",""]
["15604","通用介入","10","10","造影导管","亲水型","/","/","已维护","国械注准20233031013","造影导管","造影导管","","湖南埃普特医疗器械有限公司","湖南瑞康通科技发展有限公司","C02070100400000118370000671","1613060166","1613060166",""]
["15604","通用介入","10","10","造影导管","亲水型","/","/","已维护","国械注准20233031013","造影导管","造影导管","","湖南埃普特医疗器械有限公司","湖南瑞康通科技发展有限公司","C02070100400000118370000675","1613110198","1613110198",""]
["15604","通用介入","10","10","造影导管","亲水型","/","/","已维护","国械注准20233031013","造影导管","造影导管","","湖南埃普特医疗器械有限公司","湖南瑞康通科技发展有限公司","C02070100400000118370000682","1616080224","1616080224",""]
["15604","通用介入","10","10","造影导管","亲水型","/","/","已维护","国械注准20233031013","造影导管","造影导管","","湖南埃普特医疗器械有限公司","湖南瑞康通科技发展有限公司","C02070100400000118370000685","1616110106","1616110106",""]
["15604","通用介入","10","10","造影导管","亲水型","/","/","已维护","国械注准20233031013","造影导管","造影导管","","湖南埃普特医疗器械有限公司","湖南瑞康通科技发展有限公司","C02070100400000118370000689","1614080139","1614080139",""]
["15604","通用介入","10","10","造影导管","亲水型","/","/","已维护","国械注准20233031013","造影导管","造影导管","","湖南埃普特医疗器械有限公司","湖南瑞康通科技发展有限公司","C02070100400000118370000695","1615080097","1615080097",""]
["15604","通用介入","10","10","造影导管","亲水型","/","/","已维护","国械注准20233031013","造影导管","造影导管","","湖南埃普特医疗器械有限公司","湖南瑞康通科技发展有限公司","C02070100400000118370000700","1614125093","1614125093",""]
["15604","通用介入","10","10","造影导管","亲水型","/","/","已维护","国械注准20233031013","造影导管","造影导管","","湖南埃普特医疗器械有限公司","湖南瑞康通科技发展有限公司","C02070100400000118370000706","1613060213","1613060213",""]
["15604","通用介入","10","10","造影导管","亲水型","/","/","已维护","国械注准20233031013","造影导管","造影导管","","湖南埃普特医疗器械有限公司","湖南瑞康通科技发展有限公司","C02070100400000118370000710","1616100255","1616100255",""]
["15604","通用介入","10","10","造影导管","亲水型","/","/","已维护","国械注准20233031013","造影导管","造影导管","","湖南埃普特医疗器械有限公司","湖南瑞康通科技发展有限公司","C02070100400000118370000713","1613080204","1613080204",""]
["15604","通用介入","10","10","造影导管","亲水型","/","/","已维护","国械注准20233031013","造影导管","造影导管","","湖南埃普特医疗器械有限公司","湖南瑞康通科技发展有限公司","C02070100400000118370000720","1614125074","1614125074",""]
["15604","通用介入","10","10","造影导管","亲水型","/","/","已维护","国械注准20233031013","造影导管","造影导管","","湖南埃普特医疗器械有限公司","湖南瑞康通科技发展有限公司","C02070100400000118370000726","1615090248","1615090248",""]
["15604","通用介入","10","10","造影导管","亲水型","/","/","已维护","国械注准20233031013","造影导管","造影导管","","湖南埃普特医疗器械有限公司","湖南瑞康通科技发展有限公司","C02070100400000118370000727","1615125245","1615125245",""]
["15604","通用介入","10","10","造影导管","亲水型","/","/","已维护","国械注准20233031013","造影导管","造影导管","","湖南埃普特医疗器械有限公司","湖南瑞康通科技发展有限公司","C02070100400000118370000731","1614130060","1614130060",""]
["15604","通用介入","10","10","造影导管","亲水型","/","/","已维护","国械注准20233031013","造影导管","造影导管","","湖南埃普特医疗器械有限公司","湖南瑞康通科技发展有限公司","C02070100400000118370000738","1614080151","1614080151",""]
["15604","通用介入","10","10","造影导管","亲水型","/","/","已维护","国械注准20233031013","造影导管","造影导管","","湖南埃普特医疗器械有限公司","湖南瑞康通科技发展有限公司","C02070100400000118370000741","1615090016","1615090016",""]
["15604","通用介入","10","10","造影导管","亲水型","/","/","已维护","国械注准20233031013","造影导管","造影导管","","湖南埃普特医疗器械有限公司","湖南瑞康通科技发展有限公司","C02070100400000118370000745","1614110206","1614110206",""]
["15604","通用介入","10","10","造影导管","亲水型","/","/","已维护","国械注准20233031013","造影导管","造影导管","","湖南埃普特医疗器械有限公司","湖南瑞康通科技发展有限公司","C02070100400000118370000750","1614100041","1614100041",""]
["15604","通用介入","10","10","造影导管","亲水型","/","/","已维护","国械注准20233031013","造影导管","造影导管","","湖南埃普特医疗器械有限公司","湖南瑞康通科技发展有限公司","C02070100400000118370000756","1615080115","1615080115",""]
["15604","通用介入","10","10","造影导管","亲水型","/","/","已维护","国械注准20233031013","造影导管","造影导管","","湖南埃普特医疗器械有限公司","湖南瑞康通科技发展有限公司","C02070100400000118370000762","1613060190","1613060190",""]
["15604","通用介入","10","10","造影导管","亲水型","/","/","已维护","国械注准20233031013","造影导管","造影导管","","湖南埃普特医疗器械有限公司","湖南瑞康通科技发展有限公司","C02070100400000118370000765","1613040098","1613040098",""]
["15604","通用介入","10","10","造影导管","亲水型","/","/","已维护","国械注准20233031013","造影导管","造影导管","","湖南埃普特医疗器械有限公司","湖南瑞康通科技发展有限公司","C02070100400000118370000769","1616100005","1616100005",""]
["15604","通用介入","10","10","造影导管","亲水型","/","/","已维护","国械注准20233031013","造影导管","造影导管","","湖南埃普特医疗器械有限公司","湖南瑞康通科技发展有限公司","C02070100400000118370000775","1614110125","1614110125",""]
["15604","通用介入","10","10","造影导管","亲水型","/","/","已维护","国械注准20233031013","造影导管","造影导管","","湖南埃普特医疗器械有限公司","湖南瑞康通科技发展有限公司","C02070100400000118370000780","1613110258","1613110258",""]
["15604","通用介入","10","10","造影导管","亲水型","/","/","已维护","国械注准20233031013","造影导管","造影导管","","湖南埃普特医疗器械有限公司","湖南瑞康通科技发展有限公司","C02070100400000118370000785","1614090213","1614090213",""]
["15604","通用介入","10","10","造影导管","亲水型","/","/","已维护","国械注准20233031013","造影导管","造影导管","","湖南埃普特医疗器械有限公司","湖南瑞康通科技发展有限公司","C02070100400000118370000790","1615130264","1615130264",""]
["15604","通用介入","10","10","造影导管","亲水型","/","/","已维护","国械注准20233031013","造影导管","造影导管","","湖南埃普特医疗器械有限公司","湖南瑞康通科技发展有限公司","C02070100400000118370000793","1614100204","1614100204",""]
["15604","通用介入","10","10","造影导管","亲水型","/","/","已维护","国械注准20233031013","造影导管","造影导管","","湖南埃普特医疗器械有限公司","湖南瑞康通科技发展有限公司","C02070100400000118370000795","1615125239","1615125239",""]
["15604","通用介入","10","10","造影导管","亲水型","/","/","已维护","国械注准20233031013","造影导管","造影导管","","湖南埃普特医疗器械有限公司","湖南瑞康通科技发展有限公司","C02070100400000118370000800","1614090118","1614090118",""]
["15604","通用介入","10","10","造影导管","亲水型","/","/","已维护","国械注准20233031013","造影导管","造影导管","","湖南埃普特医疗器械有限公司","湖南瑞康通科技发展有限公司","C02070100400000118370000805","1614110230","1614110230",""]
["15604","通用介入","10","10","造影导管","亲水型","/","/","已维护","国械注准20233031013","造影导管","造影导管","","湖南埃普特医疗器械有限公司","湖南瑞康通科技发展有限公司","C02070100400000118370000811","1615110107","1615110107",""]
["15604","通用介入","10","10","造影导管","亲水型","/","/","已维护","国械注准20233031013","造影导管","造影导管","","湖南埃普特医疗器械有限公司","湖南瑞康通科技发展有限公司","C02070100400000118370000815","1615100192","1615100192",""]
["15604","通用介入","10","10","造影导管","亲水型","/","/","已维护","国械注准20233031013","造影导管","造影导管","","湖南埃普特医疗器械有限公司","湖南瑞康通科技发展有限公司","C02070100400000118370000820","1613060101","1613060101",""]
["15604","通用介入","10","10","造影导管","亲水型","/","/","已维护","国械注准20233031013","造影导管","造影导管","","湖南埃普特医疗器械有限公司","湖南瑞康通科技发展有限公司","C02070100400000118370000824","1615100159","1615100159",""]
["15604","通用介入","10","10","造影导管","亲水型","/","/","已维护","国械注准20233031013","造影导管","造影导管","","湖南埃普特医疗器械有限公司","湖南瑞康通科技发展有限公司","C02070100400000118370000830","1616090004","1616090004",""]
["15604","通用介入","10","10","造影导管","亲水型","/","/","已维护","国械注准20233031013","造影导管","造影导管","","湖南埃普特医疗器械有限公司","湖南瑞康通科技发展有限公司","C02070100400000118370000835","1613110112","1613110112",""]
["15604","通用介入","10","10","造影导管","亲水型","/","/","已维护","国械注准20233031013","造影导管","造影导管","","湖南埃普特医疗器械有限公司","湖南瑞康通科技发展有限公司","C02070100400000118370000841","1614125022","1614125022",""]
["15604","通用介入","10","10","造影导管","亲水型","/","/","已维护","国械注准20233031013","造影导管","造影导管","","湖南埃普特医疗器械有限公司","湖南瑞康通科技发展有限公司","C02070100400000118370000843","1613110197","1613110197",""]
["15604","通用介入","10","10","造影导管","亲水型","/","/","已维护","国械注准20233031013","造影导管","造影导管","","湖南埃普特医疗器械有限公司","湖南瑞康通科技发展有限公司","C02070100400000118370000850","1616110019","1616110019",""]
["15604","通用介入","10","10","造影导管","亲水型","/","/","已维护","国械注准20233031013","造影导管","造影导管","","湖南埃普特医疗器械有限公司","湖南瑞康通科技发展有限公司","C02070100400000118370000851","1615090158","1615090158",""]
["15604","通用介入","10","10","造影导管","亲水型","/","/","已维护","国械注准20233031013","造影导管","造影导管","","湖南埃普特医疗器械有限公司","湖南瑞康通科技发展有限公司","C02070100400000118370000856","1614090260","1614090260",""]
["15604","通用介入","10","10","造影导管","亲水型","/","/","已维护","国械注准20233031013","造影导管","造影导管","","湖南埃普特医疗器械有限公司","湖南瑞康通科技发展有限公司","C02070100400000118370000861","1616125184","1616125184",""]
["15604","通用介入","10","10","造影导管","亲水型","/","/","已维护","国械注准20233031013","造影导管","造影导管","","湖南埃普特医疗器械有限公司","湖南瑞康通科技发展有限公司","C02070100400000118370000867","1613040081","1613040081",""]
["15604","通用介入","10","10","造影导管","亲水型","/","/","已维护","国械注准20233031013","造影导管","造影导管","","湖南埃普特医疗器械有限公司","湖南瑞康通科技发展有限公司","C02070100400000118370000870","1613080255","1613080255",""]
["15604","通用介入","10","10","造影导管","亲水型","/","/","已维护","国械注准20233031013","造影导管","造影导管","","湖南埃普特医疗器械有限公司","湖南瑞康通科技发展有限公司","C02070100400000118370000876","1613090142","1613090142",""]
["15604","通用介入","10","10","造影导管","亲水型","/","/","已维护","国械注准20233031013","造影导管","造影导管","","湖南埃普特医疗器械有限公司","湖南瑞康通科技发展有限公司","C02070100400000118370000880","1616080247","1616080247",""]
["15604","通用介入","10","10","造影导管","亲水型","/","/","已维护","国械注准20233031013","造影导管","造影导管","","湖南埃普特医疗器械有限公司","湖南瑞康通科技发展有限公司","C02070100400000118370000885","1614125129","1614125129",""]
["15604","通用介入","10","10","造影导管","亲水型","/","/","已维护","国械注准20233031013","造影导管","造影导管","","湖南埃普特医疗器械有限公司","湖南瑞康通科技发展有限公司","C02070100400000118370000891","1615080002","1615080002",""]
["15604","通用介入","10","10","造影导管","亲水型","/","/","已维护","国械注准20233031013","造影导管","造影导管","","湖南埃普特医疗器械有限公司","湖南瑞康通科技发展有限公司","C02070100400000118370000895","1613090108","1613090108",""]
["15604","通用介入","10","10","造影导管","亲水型","/","/","已维护","国械注准20233031013","造影导管","造影导管","","湖南埃普特医疗器械有限公司","湖南瑞康通科技发展有限公司","C02070100400000118370000898","1616090177","1616090177",""]
["15604","通用介入","10","10","造影导管","亲水型","/","/","已维护","国械注准20233031013","造影导管","造影导管","","湖南埃普特医疗器械有限公司","湖南瑞康通科技发展有限公司","C02070100400000118370000905","1614130131","1614130131",""]
["15604","通用介入","10","10","造影导管","亲水型","/","/","已维护","国械注准20233031013","造影导管","造影导管","","湖南埃普特医疗器械有限公司","湖南瑞康通科技发展有限公司","C02070100400000118370000910","1614130094","1614130094",""]
["15604","通用介入","10","10","造影导管","亲水型","/","/","已维护","国械注准20233031013","造影导管","造影导管","","湖南埃普特医疗器械有限公司","湖南瑞康通科技发展有限公司","C02070100400000118370000911","1615110008","1615110008",""]
["15604","通用介入","10","10","造影导管","亲水型","/","/","已维护","国械注准20233031013","造影导管","造影导管","","湖南埃普特医疗器械有限公司","湖南瑞康通科技发展有限公司","C02070100400000118370000915","1615125196","1615125196",""]
["15604","通用介入","10","10","造影导管","亲水型","/","/","已维护","国械注准20233031013","造影导管","造影导管","","湖南埃普特医疗器械有限公司","湖南瑞康通科技发展有限公司","C02070100400000118370000922","1613100143","1613100143",""]
["15604","通用介入","10","10","造影导管","亲水型","/","/","已维护","国械注准20233031013","造影导管","造影导管","","湖南埃普特医疗器械有限公司","湖南瑞康通科技发展有限公司","C02070100400000118370000925","1615125195","1615125195",""]
["15604","通用介入","10","10","造影导管","亲水型","/","/","已维护","国械注准20233031013","造影导管","造影导管","","湖南埃普特医疗器械有限公司","湖南瑞康通科技发展有限公司","C02070100400000118370000929","1615125143","1615125143",""]
["15604","通用介入","10","10","造影导管","亲水型","/","/","已维护","国械注准20233031013","造影导管","造影导管","","湖南埃普特医疗器械有限公司","湖南瑞康通科技发展有限公司","C02070100400000118370000935","1614090102","1614090102",""]
["15604","通用介入","10","10","造影导管","亲水型","/","/","已维护","国械注准20233031013","造影导管","造影导管","","湖南埃普特医疗器械有限公司","湖南瑞康通科技发展有限公司","C02070100400000118370000940","1615125034","1615125034",""]
["15604","通用介入","10","10","造影导管","亲水型","/","/","已维护","国械注准20233031013","造影导管","造影导管","","湖南埃普特医疗器械有限公司","湖南瑞康通科技发展有限公司","C02070100400000118370000947","1616090140","1616090140",""]
["15604","通用介入","10","10","造影导管","亲水型","/","/","已维护","国械注准20233031013","造影导管","造影导管","","湖南埃普特医疗器械有限公司","湖南瑞康通科技发展有限公司","C02070100400000118370000951","1616130113","1616130113",""]
["15604","通用介入","10","10","造影导管","亲水型","/","/","已维护","国械注准20233031013","造影导管","造影导管","","湖南埃普特医疗器械有限公司","湖南瑞康通科技发展有限公司","C02070100400000118370000954","1614090003","1614090003",""]
["15604","通用介入","10","10","造影导管","亲水型","/","/","已维护","国械注准20233031013","造影导管","造影导管","","湖南埃普特医疗器械有限公司","湖南瑞康通科技发展有限公司","C02070100400000118370000961","1615110126","1615110126",""]
["15604","通用介入","10","10","造影导管","亲水型","/","/","已维护","国械注准20233031013","造影导管","造影导管","","湖南埃普特医疗器械有限公司","湖南瑞康通科技发展有限公司","C02070100400000118370000965","1613110210","1613110210",""]
["15604","通用介入","10","10","造影导管","亲水型","/","/","已维护","国械注准20233031013","造影导管","造影导管","","湖南埃普特医疗器械有限公司","湖南瑞康通科技发展有限公司","C02070100400000118370000970","1614080259","1614080259",""]
["15604","通用介入","10","10","造影导管","亲水型","/","/","已维护","国械注准20233031013","造影导管","造影导管","","湖南埃普特医疗器械有限公司","湖南瑞康通科技发展有限公司","C02070100400000118370000971","1616110205","1616110205",""]
["15604","通用介入","10","10","造影导管","亲水型","/","/","已维护","国械注准20233031013","造影导管","造影导管","","湖南埃普特医疗器械有限公司","湖南瑞康通科技发展有限公司","C02070100400000118370000978","1615080259","1615080259",""]
["15604","通用介入","10","10","造影导管","亲水型","/","/","已维护","国械注准20233031013","造影导管","造影导管","","湖南埃普特医疗器械有限公司","湖南瑞康通科技发展有限公司","C02070100400000118370000980","1614125109","1614125109",""]
["15604","通用介入","10","10","造影导管","亲水型","/","/","已维护","国械注准20233031013","造影导管","造影导管","","湖南埃普特医疗器械有限公司","湖南瑞康通科技发展有限公司","C02070100400000118370000985","1615125128","1615125128",""]
["15604","通用介入","10","10","造影导管","亲水型","/","/","已维护","国械注准20233031013","造影导管","造影导管","","湖南埃普特医疗器械有限公司","湖南瑞康通科技发展有限公司","C02070100400000118370000990","1615090190","1615090190",""]
["15604","通用介入","10","10","造影导管","亲水型","/","/","已维护","国械注准20233031013","造影导管","造影导管","","湖南埃普特医疗器械有限公司","湖南瑞康通科技发展有限公司","C02070100400000118370000996","1613060201","1613060201",""]
["15604","通用介入","10","10","造影导管","亲水型","/","/","已维护","国械注准20233031013","造影导管","造影导管","","湖南埃普特医疗器械有限公司","湖南瑞康通科技发展有限公司","C02070100400000118370001002","1614080224","1614080224",""]
["15604","通用介入","10","10","造影导管","亲水型","/","/","已维护","国械注准20233031013","造影导管","造影导管","","湖南埃普特医疗器械有限公司","湖南瑞康通科技发展有限公司","C02070100400000118370001005","1616100191","1616100191",""]
["15604","通用介入","10","10","造影导管","亲水型","/","/","已维护","国械注准20233031013","造影导管","造影导管","","湖南埃普特医疗器械有限公司","湖南瑞康通科技发展有限公司","C02070100400000118370001009","1614090039","1614090039",""]
["15604","通用介入","10","10","造影导管","亲水型","/","/","已维护","国械注准20233031013","造影导管","造影导管","","湖南埃普特医疗器械有限公司","湖南瑞康通科技发展有限公司","C02070100400000118370001016","1615090236","1615090236",""]
["15604","通用介入","10","10","造影导管","亲水型","/","/","已维护","国械注准20233031013","造影导管","造影导管","","湖南埃普特医疗器械有限公司","湖南瑞康通科技发展有限公司","C02070100400000118370001021","1614100255","1614100255",""]
["15604","通用介入","10","10","造影导管","亲水型","/","/","已维护","国械注准20233031013","造影导管","造影导管","","湖南埃普特医疗器械有限公司","湖南瑞康通科技发展有限公司","C02070100400000118370001026","1616100122","1616100122",""]
["15604","通用介入","10","10","造影导管","亲水型","/","/","已维护","国械注准20233031013","造影导管","造影导管","","湖南埃普特医疗器械有限公司","湖南瑞康通科技发展有限公司","C02070100400000118370001031","1616110088","1616110088",""]
["15604","通用介入","10","10","造影导管","亲水型","/","/","已维护","国械注准20233031013","造影导管","造影导管","","湖南埃普特医疗器械有限公司","湖南瑞康通科技发展有限公司","C02070100400000118370001034","1613060015","1613060015",""]
["15604","通用介入","10","10","造影导管","亲水型","/","/","已维护","国械注准20233031013","造影导管","造影导管","","湖南埃普特医疗器械有限公司","湖南瑞康通科技发展有限公司","C02070100400000118370001036","1615110088","1615110088",""]
["15604","通用介入","10","10","造影导管","亲水型","/","/","已维护","国械注准20233031013","造影导管","造影导管","","湖南埃普特医疗器械有限公司","湖南瑞康通科技发展有限公司","C02070100400000118370001041","1614130264","1614130264",""]
["15604","通用介入","10","10","造影导管","亲水型","/","/","已维护","国械注准20233031013","造影导管","造影导管","","湖南埃普特医疗器械有限公司","湖南瑞康通科技发展有限公司","C02070100400000118370001046","1615080223","1615080223",""]
["15604","通用介入","10","10","造影导管","亲水型","/","/","已维护","国械注准20233031013","造影导管","造影导管","","湖南埃普特医疗器械有限公司","湖南瑞康通科技发展有限公司","C02070100400000118370001052","1614080049","1614080049",""]
["15604","通用介入","10","10","造影导管","亲水型","/","/","已维护","国械注准20233031013","造影导管","造影导管","","湖南埃普特医疗器械有限公司","湖南瑞康通科技发展有限公司","C02070100400000118370001056","1615110170","1615110170",""]
["15604","通用介入","10","10","造影导管","亲水型","/","/","已维护","国械注准20233031013","造影导管","造影导管","","湖南埃普特医疗器械有限公司","湖南瑞康通科技发展有限公司","C02070100400000118370000005","1614130252","1614130252",""]
["15604","通用介入","10","10","造影导管","亲水型","/","/","已维护","国械注准20233031013","造影导管","造影导管","","湖南埃普特医疗器械有限公司","湖南瑞康通科技发展有限公司","C02070100400000118370000009","1614130240","1614130240",""]
["15604","通用介入","10","10","造影导管","亲水型","/","/","已维护","国械注准20233031013","造影导管","造影导管","","湖南埃普特医疗器械有限公司","湖南瑞康通科技发展有限公司","C02070100400000118370000015","1613090160","1613090160",""]
["15604","通用介入","10","10","造影导管","亲水型","/","/","已维护","国械注准20233031013","造影导管","造影导管","","湖南埃普特医疗器械有限公司","湖南瑞康通科技发展有限公司","C02070100400000118370000020","1615110229","1615110229",""]
["15604","通用介入","10","10","造影导管","亲水型","/","/","已维护","国械注准20233031013","造影导管","造影导管","","湖南埃普特医疗器械有限公司","湖南瑞康通科技发展有限公司","C02070100400000118370000024","1615100087","1615100087",""]
["15604","通用介入","10","10","造影导管","亲水型","/","/","已维护","国械注准20233031013","造影导管","造影导管","","湖南埃普特医疗器械有限公司","湖南瑞康通科技发展有限公司","C02070100400000118370000027","1616125208","1616125208",""]
["15604","通用介入","10","10","造影导管","亲水型","/","/","已维护","国械注准20233031013","造影导管","造影导管","","湖南埃普特医疗器械有限公司","湖南瑞康通科技发展有限公司","C02070100400000118370000034","1614110218","1614110218",""]
["15604","通用介入","10","10","造影导管","亲水型","/","/","已维护","国械注准20233031013","造影导管","造影导管","","湖南埃普特医疗器械有限公司","湖南瑞康通科技发展有限公司","C02070100400000118370000035","1616080163","1616080163",""]
["15604","通用介入","10","10","造影导管","亲水型","/","/","已维护","国械注准20233031013","造影导管","造影导管","","湖南埃普特医疗器械有限公司","湖南瑞康通科技发展有限公司","C02070100400000118370000040","1615100105","1615100105",""]
["15604","通用介入","10","10","造影导管","亲水型","/","/","已维护","国械注准20233031013","造影导管","造影导管","","湖南埃普特医疗器械有限公司","湖南瑞康通科技发展有限公司","C02070100400000118370000044","1614090201","1614090201",""]
["15604","通用介入","10","10","造影导管","亲水型","/","/","已维护","国械注准20233031013","造影导管","造影导管","","湖南埃普特医疗器械有限公司","湖南瑞康通科技发展有限公司","C02070100400000118370000051","1616080157","1616080157",""]
["15604","通用介入","10","10","造影导管","亲水型","/","/","已维护","国械注准20233031013","造影导管","造影导管","","湖南埃普特医疗器械有限公司","湖南瑞康通科技发展有限公司","C02070100400000118370000054","1614100249","1614100249",""]
["15604","通用介入","10","10","造影导管","亲水型","/","/","已维护","国械注准20233031013","造影导管","造影导管","","湖南埃普特医疗器械有限公司","湖南瑞康通科技发展有限公司","C02070100400000118370000058","1613040187","1613040187",""]
["15604","通用介入","10","10","造影导管","亲水型","/","/","已维护","国械注准20233031013","造影导管","造影导管","","湖南埃普特医疗器械有限公司","湖南瑞康通科技发展有限公司","C02070100400000118370000064","1615110244","1615110244",""]
["15604","通用介入","10","10","造影导管","亲水型","/","/","已维护","国械注准20233031013","造影导管","造影导管","","湖南埃普特医疗器械有限公司","湖南瑞康通科技发展有限公司","C02070100400000118370000069","1613100161","1613100161",""]
["15604","通用介入","10","10","造影导管","亲水型","/","/","已维护","国械注准20233031013","造影导管","造影导管","","湖南埃普特医疗器械有限公司","湖南瑞康通科技发展有限公司","C02070100400000118370000075","1615110169","1615110169",""]
["15604","通用介入","10","10","造影导管","亲水型","/","/","已维护","国械注准20233031013","造影导管","造影导管","","湖南埃普特医疗器械有限公司","湖南瑞康通科技发展有限公司","C02070100400000118370000079","1615090028","1615090028",""]
["15604","通用介入","10","10","造影导管","亲水型","/","/","已维护","国械注准20233031013","造影导管","造影导管","","湖南埃普特医疗器械有限公司","湖南瑞康通科技发展有限公司","C02070100400000118370000082","1613100184","1613100184",""]
["15604","通用介入","10","10","造影导管","亲水型","/","/","已维护","国械注准20233031013","造影导管","造影导管","","湖南埃普特医疗器械有限公司","湖南瑞康通科技发展有限公司","C02070100400000118370000089","1615125111","1615125111",""]
["15604","通用介入","10","10","造影导管","亲水型","/","/","已维护","国械注准20233031013","造影导管","造影导管","","湖南埃普特医疗器械有限公司","湖南瑞康通科技发展有限公司","C02070100400000118370000094","1615080253","1615080253",""]
["15604","通用介入","10","10","造影导管","亲水型","/","/","已维护","国械注准20233031013","造影导管","造影导管","","湖南埃普特医疗器械有限公司","湖南瑞康通科技发展有限公司","C02070100400000118370000095","1615090120","1615090120",""]
["15604","通用介入","10","10","造影导管","亲水型","/","/","已维护","国械注准20233031013","造影导管","造影导管","","湖南埃普特医疗器械有限公司","湖南瑞康通科技发展有限公司","C02070100400000118370000099","1615090225","1615090225",""]
["15604","通用介入","10","10","造影导管","亲水型","/","/","已维护","国械注准20233031013","造影导管","造影导管","","湖南埃普特医疗器械有限公司","湖南瑞康通科技发展有限公司","C02070100400000118370000106","1614110089","1614110089",""]
["15604","通用介入","10","10","造影导管","亲水型","/","/","已维护","国械注准20233031013","造影导管","造影导管","","湖南埃普特医疗器械有限公司","湖南瑞康通科技发展有限公司","C02070100400000118370000109","1615130131","1615130131",""]
["15604","通用介入","10","10","造影导管","亲水型","/","/","已维护","国械注准20233031013","造影导管","造影导管","","湖南埃普特医疗器械有限公司","湖南瑞康通科技发展有限公司","C02070100400000118370000113","1614080175","1614080175",""]
["15604","通用介入","10","10","造影导管","亲水型","/","/","已维护","国械注准20233031013","造影导管","造影导管","","湖南埃普特医疗器械有限公司","湖南瑞康通科技发展有限公司","C02070100400000118370000118","1616125232","1616125232",""]
["15604","通用介入","10","10","造影导管","亲水型","/","/","已维护","国械注准20233031013","造影导管","造影导管","","湖南埃普特医疗器械有限公司","湖南瑞康通科技发展有限公司","C02070100400000118370000124","1615130144","1615130144",""]
["15604","通用介入","10","10","造影导管","亲水型","/","/","已维护","国械注准20233031013","造影导管","造影导管","","湖南埃普特医疗器械有限公司","湖南瑞康通科技发展有限公司","C02070100400000118370000130","1616090064","1616090064",""]
["15604","通用介入","10","10","造影导管","亲水型","/","/","已维护","国械注准20233031013","造影导管","造影导管","","湖南埃普特医疗器械有限公司","湖南瑞康通科技发展有限公司","C02070100400000118370000135","1616080038","1616080038",""]
["15604","通用介入","10","10","造影导管","亲水型","/","/","已维护","国械注准20233031013","造影导管","造影导管","","湖南埃普特医疗器械有限公司","湖南瑞康通科技发展有限公司","C02070100400000118370000138","1614125172","1614125172",""]
["15604","通用介入","10","10","造影导管","亲水型","/","/","已维护","国械注准20233031013","造影导管","造影导管","","湖南埃普特医疗器械有限公司","湖南瑞康通科技发展有限公司","C02070100400000118370000145","1614130112","1614130112",""]
["15604","通用介入","10","10","造影导管","亲水型","/","/","已维护","国械注准20233031013","造影导管","造影导管","","湖南埃普特医疗器械有限公司","湖南瑞康通科技发展有限公司","C02070100400000118370000150","1614125257","1614125257",""]
["15604","通用介入","10","10","造影导管","亲水型","/","/","已维护","国械注准20233031013","造影导管","造影导管","","湖南埃普特医疗器械有限公司","湖南瑞康通科技发展有限公司","C02070100400000118370000155","1613060065","1613060065",""]
["15604","通用介入","10","10","造影导管","亲水型","/","/","已维护","国械注准20233031013","造影导管","造影导管","","湖南埃普特医疗器械有限公司","湖南瑞康通科技发展有限公司","C02070100400000118370000156","1615110072","1615110072",""]
["15604","通用介入","10","10","造影导管","亲水型","/","/","已维护","国械注准20233031013","造影导管","造影导管","","湖南埃普特医疗器械有限公司","湖南瑞康通科技发展有限公司","C02070100400000118370000163","1616110008","1616110008",""]
["15604","通用介入","10","10","造影导管","亲水型","/","/","已维护","国械注准20233031013","造影导管","造影导管","","湖南埃普特医疗器械有限公司","湖南瑞康通科技发展有限公司","C02070100400000118370000165","1613060003","1613060003",""]
["15604","通用介入","10","10","造影导管","亲水型","/","/","已维护","国械注准20233031013","造影导管","造影导管","","湖南埃普特医疗器械有限公司","湖南瑞康通科技发展有限公司","C02070100400000118370000170","1613110233","1613110233",""]
["15604","通用介入","10","10","造影导管","亲水型","/","/","已维护","国械注准20233031013","造影导管","造影导管","","湖南埃普特医疗器械有限公司","湖南瑞康通科技发展有限公司","C02070100400000118370000175","1615130210","1615130210",""]
["15604","通用介入","10","10","造影导管","亲水型","/","/","已维护","国械注准20233031013","造影导管","造影导管","","湖南埃普特医疗器械有限公司","湖南瑞康通科技发展有限公司","C02070100400000118370000181","1613060177","1613060177",""]
["15604","通用介入","10","10","造影导管","亲水型","/","/","已维护","国械注准20233031013","造影导管","造影导管","","湖南埃普特医疗器械有限公司","湖南瑞康通科技发展有限公司","C02070100400000118370000185","1613040063","1613040063",""]
["15604","通用介入","10","10","造影导管","亲水型","/","/","已维护","国械注准20233031013","造影导管","造影导管","","湖南埃普特医疗器械有限公司","湖南瑞康通科技发展有限公司","C02070100400000118370000190","1616110055","1616110055",""]
["15604","通用介入","10","10","造影导管","亲水型","/","/","已维护","国械注准20233031013","造影导管","造影导管","","湖南埃普特医疗器械有限公司","湖南瑞康通科技发展有限公司","C02070100400000118370000194","1614080241","1614080241",""]
["15604","通用介入","10","10","造影导管","亲水型","/","/","已维护","国械注准20233031013","造影导管","造影导管","","湖南埃普特医疗器械有限公司","湖南瑞康通科技发展有限公司","C02070100400000118370000200","1616110031","1616110031",""]
["15604","通用介入","10","10","造影导管","亲水型","/","/","已维护","国械注准20233031013","造影导管","造影导管","","湖南埃普特医疗器械有限公司","湖南瑞康通科技发展有限公司","C02070100400000118370000205","1615100030","1615100030",""]
["15604","通用介入","10","10","造影导管","亲水型","/","/","已维护","国械注准20233031013","造影导管","造影导管","","湖南埃普特医疗器械有限公司","湖南瑞康通科技发展有限公司","C02070100400000118370000210","1616130173","1616130173",""]
["15604","通用介入","10","10","造影导管","亲水型","/","/","已维护","国械注准20233031013","造影导管","造影导管","","湖南埃普特医疗器械有限公司","湖南瑞康通科技发展有限公司","C02070100400000118370000212","1613100231","1613100231",""]
["15604","通用介入","10","10","造影导管","亲水型","/","/","已维护","国械注准20233031013","造影导管","造影导管","","湖南埃普特医疗器械有限公司","湖南瑞康通科技发展有限公司","C02070100400000118370000215","1613100171","1613100171",""]
["15604","通用介入","10","10","造影导管","亲水型","/","/","已维护","国械注准20233031013","造影导管","造影导管","","湖南埃普特医疗器械有限公司","湖南瑞康通科技发展有限公司","C02070100400000118370000220","1615125172","1615125172",""]
["15609","通用介入","22-1","22-1","压力延长管","压力延长管","/","300psi≤耐压值≤500psi","已维护","粤械注准20242031342","一次性使用压力延长管","一次性使用压力延长管","PVC","深圳市天可医疗科技有限公司","深圳市天可医疗科技有限公司","C02072005400000060710000005","150cm","2.03mm",""]
["15609","通用介入","22-1","22-1","压力延长管","压力延长管","/","300psi≤耐压值≤500psi","已维护","粤械注准20242031342","一次性使用压力延长管","一次性使用压力延长管","PVC","深圳市天可医疗科技有限公司","深圳市天可医疗科技有限公司","C02072005400000060710000002","30cm","2.03mm",""]
["15609","通用介入","22-1","22-1","压力延长管","压力延长管","/","300psi≤耐压值≤500psi","已维护","粤械注准20242031342","一次性使用压力延长管","一次性使用压力延长管","PVC","深圳市天可医疗科技有限公司","深圳市天可医疗科技有限公司","C02072005400000060710000014","60cm","3.81mm",""]
["15611","通用介入","1-1","1-3","中心静脉导管类","中心静脉导管（cvc）","普通型","多腔型","已维护","国械注准20153030477","一次性使用中心静脉导管包","一次性使用中心静脉导管包","聚氨酯","北京天地和协科技有限公司","北京天地和协科技有限公司","C02070300401003084380000632","（该规格的产品名称为：一次性使用中心静脉导管包；注册证号：国械注准20153030477）MMCVCBJY3-70-20","MMCVCBJY3-70-20",""]
["15611","通用介入","1-1","1-3","中心静脉导管类","中心静脉导管（cvc）","普通型","多腔型","已维护","国械注准20153030477","一次性使用中心静脉导管包","一次性使用中心静脉导管包","聚氨酯","北京天地和协科技有限公司","北京天地和协科技有限公司","C02070300401003084380000727","（该规格的产品名称为：一次性使用中心静脉导管包；注册证号：国械注准20153030477）MMCVCBJY3-55-08","MMCVCBJY3-55-08",""]
["15618","通用介入","17","17","血管止血装置","非侵入式","/","/","已维护","粤械注准20242141204","桡动脉压迫止血器","桡动脉压迫止血器","","深圳市天可医疗科技有限公司","深圳市天可医疗科技有限公司","C02071207300003060710000005","TB-02M","TB-02M",""]
["15619","通用介入","11","11","造影导管","标测导管","/","/","已维护","国械注准20243032153","标测造影导管","标测造影导管","聚酰胺","湖南埃普特医疗器械有限公司","湖南埃普特医疗器械有限公司","C02070100400006004460000006","G50741021","G50741021",""]
["15619","通用介入","11","11","造影导管","标测导管","/","/","已维护","国械注准20243032153","标测造影导管","标测造影导管","聚酰胺","湖南埃普特医疗器械有限公司","湖南埃普特医疗器械有限公司","C02070100400006004460000011","G41020602","G41020602",""]
["15619","通用介入","11","11","造影导管","标测导管","/","/","已维护","国械注准20243032153","标测造影导管","标测造影导管","聚酰胺","湖南埃普特医疗器械有限公司","湖南埃普特医疗器械有限公司","C02070100400006004460000015","G51141010","G51141010",""]
["15619","通用介入","11","11","造影导管","标测导管","/","/","已维护","国械注准20243032153","标测造影导管","标测造影导管","聚酰胺","湖南埃普特医疗器械有限公司","湖南埃普特医疗器械有限公司","C02070100400006004460000018","G41031010","G41031010",""]
["15619","通用介入","11","11","造影导管","标测导管","/","/","已维护","国械注准20243032153","标测造影导管","标测造影导管","聚酰胺","湖南埃普特医疗器械有限公司","湖南埃普特医疗器械有限公司","C02070100400006004460000025","G51011002","G51011002",""]
["15619","通用介入","11","11","造影导管","标测导管","/","/","已维护","国械注准20243032153","标测造影导管","标测造影导管","聚酰胺","湖南埃普特医疗器械有限公司","湖南埃普特医疗器械有限公司","C02070100400006004460000030","G50740602","G50740602",""]
["15619","通用介入","11","11","造影导管","标测导管","/","/","已维护","国械注准20243032153","标测造影导管","标测造影导管","聚酰胺","湖南埃普特医疗器械有限公司","湖南埃普特医疗器械有限公司","C02070100400006004460000031","G50730611","G50730611",""]
["15619","通用介入","11","11","造影导管","标测导管","/","/","已维护","国械注准20243032153","标测造影导管","标测造影导管","聚酰胺","湖南埃普特医疗器械有限公司","湖南埃普特医疗器械有限公司","C02070100400006004460000035","G40920602","G40920602",""]
["15619","通用介入","11","11","造影导管","标测导管","/","/","已维护","国械注准20243032153","标测造影导管","标测造影导管","聚酰胺","湖南埃普特医疗器械有限公司","湖南埃普特医疗器械有限公司","C02070100400006004460000042","G50731002","G50731002",""]
["15619","通用介入","11","11","造影导管","标测导管","/","/","已维护","国械注准20243032153","标测造影导管","标测造影导管","聚酰胺","湖南埃普特医疗器械有限公司","湖南埃普特医疗器械有限公司","C02070100400006004460000045","G40710612","G40710612",""]
["15619","通用介入","11","11","造影导管","标测导管","/","/","已维护","国械注准20243032153","标测造影导管","标测造影导管","聚酰胺","湖南埃普特医疗器械有限公司","湖南埃普特医疗器械有限公司","C02070100400006004460000049","G50720611","G50720611",""]
["15619","通用介入","11","11","造影导管","标测导管","/","/","已维护","国械注准20243032153","标测造影导管","标测造影导管","聚酰胺","湖南埃普特医疗器械有限公司","湖南埃普特医疗器械有限公司","C02070100400006004460000055","G50921012","G50921012",""]
["15619","通用介入","11","11","造影导管","标测导管","/","/","已维护","国械注准20243032153","标测造影导管","标测造影导管","聚酰胺","湖南埃普特医疗器械有限公司","湖南埃普特医疗器械有限公司","C02070100400006004460000060","G41110610","G41110610",""]
["15619","通用介入","11","11","造影导管","标测导管","/","/","已维护","国械注准20243032153","标测造影导管","标测造影导管","聚酰胺","湖南埃普特医疗器械有限公司","湖南埃普特医疗器械有限公司","C02070100400006004460000066","G41140621","G41140621",""]
["15619","通用介入","11","11","造影导管","标测导管","/","/","已维护","国械注准20243032153","标测造影导管","标测造影导管","聚酰胺","湖南埃普特医疗器械有限公司","湖南埃普特医疗器械有限公司","C02070100400006004460000070","G40921012","G40921012",""]
["15619","通用介入","11","11","造影导管","标测导管","/","/","已维护","国械注准20243032153","标测造影导管","标测造影导管","聚酰胺","湖南埃普特医疗器械有限公司","湖南埃普特医疗器械有限公司","C02070100400006004460000073","G41051011","G41051011",""]
["15619","通用介入","11","11","造影导管","标测导管","/","/","已维护","国械注准20243032153","标测造影导管","标测造影导管","聚酰胺","湖南埃普特医疗器械有限公司","湖南埃普特医疗器械有限公司","C02070100400006004460000080","G40751021","G40751021",""]
["15619","通用介入","11","11","造影导管","标测导管","/","/","已维护","国械注准20243032153","标测造影导管","标测造影导管","聚酰胺","湖南埃普特医疗器械有限公司","湖南埃普特医疗器械有限公司","C02070100400006004460000084","G40950610","G40950610",""]
["15619","通用介入","11","11","造影导管","标测导管","/","/","已维护","国械注准20243032153","标测造影导管","标测造影导管","聚酰胺","湖南埃普特医疗器械有限公司","湖南埃普特医疗器械有限公司","C02070100400006004460000089","G51110610","G51110610",""]
["15619","通用介入","11","11","造影导管","标测导管","/","/","已维护","国械注准20243032153","标测造影导管","标测造影导管","聚酰胺","湖南埃普特医疗器械有限公司","湖南埃普特医疗器械有限公司","C02070100400006004460000090","G41020611","G41020611",""]
["15619","通用介入","11","11","造影导管","标测导管","/","/","已维护","国械注准20243032153","标测造影导管","标测造影导管","聚酰胺","湖南埃普特医疗器械有限公司","湖南埃普特医疗器械有限公司","C02070100400006004460000097","G51120611","G51120611",""]
["15619","通用介入","11","11","造影导管","标测导管","/","/","已维护","国械注准20243032153","标测造影导管","标测造影导管","聚酰胺","湖南埃普特医疗器械有限公司","湖南埃普特医疗器械有限公司","C02070100400006004460000100","G41041010","G41041010",""]
["15619","通用介入","11","11","造影导管","标测导管","/","/","已维护","国械注准20243032153","标测造影导管","标测造影导管","聚酰胺","湖南埃普特医疗器械有限公司","湖南埃普特医疗器械有限公司","C02070100400006004460000104","G51021002","G51021002",""]
["15619","通用介入","11","11","造影导管","标测导管","/","/","已维护","国械注准20243032153","标测造影导管","标测造影导管","聚酰胺","湖南埃普特医疗器械有限公司","湖南埃普特医疗器械有限公司","C02070100400006004460000109","G51121011","G51121011",""]
["15619","通用介入","11","11","造影导管","标测导管","/","/","已维护","国械注准20243032153","标测造影导管","标测造影导管","聚酰胺","湖南埃普特医疗器械有限公司","湖南埃普特医疗器械有限公司","C02070100400006004460000115","G41011021","G41011021",""]
["15619","通用介入","11","11","造影导管","标测导管","/","/","已维护","国械注准20243032153","标测造影导管","标测造影导管","聚酰胺","湖南埃普特医疗器械有限公司","湖南埃普特医疗器械有限公司","C02070100400006004460000119","G50751010","G50751010",""]
["15619","通用介入","11","11","造影导管","标测导管","/","/","已维护","国械注准20243032153","标测造影导管","标测造影导管","聚酰胺","湖南埃普特医疗器械有限公司","湖南埃普特医疗器械有限公司","C02070100400006004460000124","G50921021","G50921021",""]
["15619","通用介入","11","11","造影导管","标测导管","/","/","已维护","国械注准20243032153","标测造影导管","标测造影导管","聚酰胺","湖南埃普特医疗器械有限公司","湖南埃普特医疗器械有限公司","C02070100400006004460000128","G40930610","G40930610",""]
["15619","通用介入","11","11","造影导管","标测导管","/","/","已维护","国械注准20243032153","标测造影导管","标测造影导管","聚酰胺","湖南埃普特医疗器械有限公司","湖南埃普特医疗器械有限公司","C02070100400006004460000134","G41040611","G41040611",""]
["15619","通用介入","11","11","造影导管","标测导管","/","/","已维护","国械注准20243032153","标测造影导管","标测造影导管","聚酰胺","湖南埃普特医疗器械有限公司","湖南埃普特医疗器械有限公司","C02070100400006004460000139","G41050621","G41050621",""]
["15619","通用介入","11","11","造影导管","标测导管","/","/","已维护","国械注准20243032153","标测造影导管","标测造影导管","聚酰胺","湖南埃普特医疗器械有限公司","湖南埃普特医疗器械有限公司","C02070100400006004460000144","G50930602","G50930602",""]
["15619","通用介入","11","11","造影导管","标测导管","/","/","已维护","国械注准20243032153","标测造影导管","标测造影导管","聚酰胺","湖南埃普特医疗器械有限公司","湖南埃普特医疗器械有限公司","C02070100400006004460000149","G40730611","G40730611",""]
["15619","通用介入","11","11","造影导管","标测导管","/","/","已维护","国械注准20243032153","标测造影导管","标测造影导管","聚酰胺","湖南埃普特医疗器械有限公司","湖南埃普特医疗器械有限公司","C02070100400006004460000152","G51020611","G51020611",""]
["15619","通用介入","11","11","造影导管","标测导管","/","/","已维护","国械注准20243032153","标测造影导管","标测造影导管","聚酰胺","湖南埃普特医疗器械有限公司","湖南埃普特医疗器械有限公司","C02070100400006004460000154","G41040602","G41040602",""]
["15619","通用介入","11","11","造影导管","标测导管","/","/","已维护","国械注准20243032153","标测造影导管","标测造影导管","聚酰胺","湖南埃普特医疗器械有限公司","湖南埃普特医疗器械有限公司","C02070100400006004460000159","G40710621","G40710621",""]
["15619","通用介入","11","11","造影导管","标测导管","/","/","已维护","国械注准20243032153","标测造影导管","标测造影导管","聚酰胺","湖南埃普特医疗器械有限公司","湖南埃普特医疗器械有限公司","C02070100400006004460000164","G40750610","G40750610",""]
["15619","通用介入","11","11","造影导管","标测导管","/","/","已维护","国械注准20243032153","标测造影导管","标测造影导管","聚酰胺","湖南埃普特医疗器械有限公司","湖南埃普特医疗器械有限公司","C02070100400006004460000170","G41120611","G41120611",""]
["15619","通用介入","11","11","造影导管","标测导管","/","/","已维护","国械注准20243032153","标测造影导管","标测造影导管","聚酰胺","湖南埃普特医疗器械有限公司","湖南埃普特医疗器械有限公司","C02070100400006004460000174","G40920611","G40920611",""]
["15619","通用介入","11","11","造影导管","标测导管","/","/","已维护","国械注准20243032153","标测造影导管","标测造影导管","聚酰胺","湖南埃普特医疗器械有限公司","湖南埃普特医疗器械有限公司","C02070100400006004460000179","G40911002","G40911002",""]
["15619","通用介入","11","11","造影导管","标测导管","/","/","已维护","国械注准20243032153","标测造影导管","标测造影导管","聚酰胺","湖南埃普特医疗器械有限公司","湖南埃普特医疗器械有限公司","C02070100400006004460000183","G50940621","G50940621",""]
["15619","通用介入","11","11","造影导管","标测导管","/","/","已维护","国械注准20243032153","标测造影导管","标测造影导管","聚酰胺","湖南埃普特医疗器械有限公司","湖南埃普特医疗器械有限公司","C02070100400006004460000189","G50751002","G50751002",""]
["15619","通用介入","11","11","造影导管","标测导管","/","/","已维护","国械注准20243032153","标测造影导管","标测造影导管","聚酰胺","湖南埃普特医疗器械有限公司","湖南埃普特医疗器械有限公司","C02070100400006004460000194","G50951002","G50951002",""]
["15619","通用介入","11","11","造影导管","标测导管","/","/","已维护","国械注准20243032153","标测造影导管","标测造影导管","聚酰胺","湖南埃普特医疗器械有限公司","湖南埃普特医疗器械有限公司","C02070100400006004460000199","G41120612","G41120612",""]
["15619","通用介入","11","11","造影导管","标测导管","/","/","已维护","国械注准20243032153","标测造影导管","标测造影导管","聚酰胺","湖南埃普特医疗器械有限公司","湖南埃普特医疗器械有限公司","C02070100400006004460000201","G50731011","G50731011",""]
["15619","通用介入","11","11","造影导管","标测导管","/","/","已维护","国械注准20243032153","标测造影导管","标测造影导管","聚酰胺","湖南埃普特医疗器械有限公司","湖南埃普特医疗器械有限公司","C02070100400006004460000208","G40930621","G40930621",""]
["15619","通用介入","11","11","造影导管","标测导管","/","/","已维护","国械注准20243032153","标测造影导管","标测造影导管","聚酰胺","湖南埃普特医疗器械有限公司","湖南埃普特医疗器械有限公司","C02070100400006004460000209","G41040621","G41040621",""]
["15619","通用介入","11","11","造影导管","标测导管","/","/","已维护","国械注准20243032153","标测造影导管","标测造影导管","聚酰胺","湖南埃普特医疗器械有限公司","湖南埃普特医疗器械有限公司","C02070100400006004460000214","G40741011","G40741011",""]
["15619","通用介入","11","11","造影导管","标测导管","/","/","已维护","国械注准20243032153","标测造影导管","标测造影导管","聚酰胺","湖南埃普特医疗器械有限公司","湖南埃普特医疗器械有限公司","C02070100400006004460000219","G51120612","G51120612",""]
["15619","通用介入","11","11","造影导管","标测导管","/","/","已维护","国械注准20243032153","标测造影导管","标测造影导管","聚酰胺","湖南埃普特医疗器械有限公司","湖南埃普特医疗器械有限公司","C02070100400006004460000225","G51051012","G51051012",""]
["15619","通用介入","11","11","造影导管","标测导管","/","/","已维护","国械注准20243032153","标测造影导管","标测造影导管","聚酰胺","湖南埃普特医疗器械有限公司","湖南埃普特医疗器械有限公司","C02070100400006004460000228","G51050621","G51050621",""]
["15619","通用介入","11","11","造影导管","标测导管","/","/","已维护","国械注准20243032153","标测造影导管","标测造影导管","聚酰胺","湖南埃普特医疗器械有限公司","湖南埃普特医疗器械有限公司","C02070100400006004460000232","G40941002","G40941002",""]
["15619","通用介入","11","11","造影导管","标测导管","/","/","已维护","国械注准20243032153","标测造影导管","标测造影导管","聚酰胺","湖南埃普特医疗器械有限公司","湖南埃普特医疗器械有限公司","C02070100400006004460000238","G50921011","G50921011",""]
["15619","通用介入","11","11","造影导管","标测导管","/","/","已维护","国械注准20243032153","标测造影导管","标测造影导管","聚酰胺","湖南埃普特医疗器械有限公司","湖南埃普特医疗器械有限公司","C02070100400006004460000243","G50920602","G50920602",""]
["15619","通用介入","11","11","造影导管","标测导管","/","/","已维护","国械注准20243032153","标测造影导管","标测造影导管","聚酰胺","湖南埃普特医疗器械有限公司","湖南埃普特医疗器械有限公司","C02070100400006004460000249","G40931010","G40931010",""]
["15619","通用介入","11","11","造影导管","标测导管","/","/","已维护","国械注准20243032153","标测造影导管","标测造影导管","聚酰胺","湖南埃普特医疗器械有限公司","湖南埃普特医疗器械有限公司","C02070100400006004460000253","G40720611","G40720611",""]
["15619","通用介入","11","11","造影导管","标测导管","/","/","已维护","国械注准20243032153","标测造影导管","标测造影导管","聚酰胺","湖南埃普特医疗器械有限公司","湖南埃普特医疗器械有限公司","C02070100400006004460000256","G51140602","G51140602",""]
["15619","通用介入","11","11","造影导管","标测导管","/","/","已维护","国械注准20243032153","标测造影导管","标测造影导管","聚酰胺","湖南埃普特医疗器械有限公司","湖南埃普特医疗器械有限公司","C02070100400006004460000263","G51041011","G51041011",""]
["15619","通用介入","11","11","造影导管","标测导管","/","/","已维护","国械注准20243032153","标测造影导管","标测造影导管","聚酰胺","湖南埃普特医疗器械有限公司","湖南埃普特医疗器械有限公司","C02070100400006004460000268","G41131002","G41131002",""]
["15619","通用介入","11","11","造影导管","标测导管","/","/","已维护","国械注准20243032153","标测造影导管","标测造影导管","聚酰胺","湖南埃普特医疗器械有限公司","湖南埃普特医疗器械有限公司","C02070100400006004460000269","G51141021","G51141021",""]
["15619","通用介入","11","11","造影导管","标测导管","/","/","已维护","国械注准20243032153","标测造影导管","标测造影导管","聚酰胺","湖南埃普特医疗器械有限公司","湖南埃普特医疗器械有限公司","C02070100400006004460000273","G40910612","G40910612",""]
["15619","通用介入","11","11","造影导管","标测导管","/","/","已维护","国械注准20243032153","标测造影导管","标测造影导管","聚酰胺","湖南埃普特医疗器械有限公司","湖南埃普特医疗器械有限公司","C02070100400006004460000280","G51150611","G51150611",""]
["15619","通用介入","11","11","造影导管","标测导管","/","/","已维护","国械注准20243032153","标测造影导管","标测造影导管","聚酰胺","湖南埃普特医疗器械有限公司","湖南埃普特医疗器械有限公司","C02070100400006004460000283","G41010611","G41010611",""]
["15619","通用介入","11","11","造影导管","标测导管","/","/","已维护","国械注准20243032153","标测造影导管","标测造影导管","聚酰胺","湖南埃普特医疗器械有限公司","湖南埃普特医疗器械有限公司","C02070100400006004460000287","G50721002","G50721002",""]
["15619","通用介入","11","11","造影导管","标测导管","/","/","已维护","国械注准20243032153","标测造影导管","标测造影导管","聚酰胺","湖南埃普特医疗器械有限公司","湖南埃普特医疗器械有限公司","C02070100400006004460000293","G50750621","G50750621",""]
["15619","通用介入","11","11","造影导管","标测导管","/","/","已维护","国械注准20243032153","标测造影导管","标测造影导管","聚酰胺","湖南埃普特医疗器械有限公司","湖南埃普特医疗器械有限公司","C02070100400006004460000298","G40741021","G40741021",""]
["15619","通用介入","11","11","造影导管","标测导管","/","/","已维护","国械注准20243032153","标测造影导管","标测造影导管","聚酰胺","湖南埃普特医疗器械有限公司","湖南埃普特医疗器械有限公司","C02070100400006004460000304","G50921002","G50921002",""]
["15619","通用介入","11","11","造影导管","标测导管","/","/","已维护","国械注准20243032153","标测造影导管","标测造影导管","聚酰胺","湖南埃普特医疗器械有限公司","湖南埃普特医疗器械有限公司","C02070100400006004460000308","G50941002","G50941002",""]
["15619","通用介入","11","11","造影导管","标测导管","/","/","已维护","国械注准20243032153","标测造影导管","标测造影导管","聚酰胺","湖南埃普特医疗器械有限公司","湖南埃普特医疗器械有限公司","C02070100400006004460000311","G40951012","G40951012",""]
["15619","通用介入","11","11","造影导管","标测导管","/","/","已维护","国械注准20243032153","标测造影导管","标测造影导管","聚酰胺","湖南埃普特医疗器械有限公司","湖南埃普特医疗器械有限公司","C02070100400006004460000318","G41151012","G41151012",""]
["15619","通用介入","11","11","造影导管","标测导管","/","/","已维护","国械注准20243032153","标测造影导管","标测造影导管","聚酰胺","湖南埃普特医疗器械有限公司","湖南埃普特医疗器械有限公司","C02070100400006004460000322","G41030611","G41030611",""]
["15619","通用介入","11","11","造影导管","标测导管","/","/","已维护","国械注准20243032153","标测造影导管","标测造影导管","聚酰胺","湖南埃普特医疗器械有限公司","湖南埃普特医疗器械有限公司","C02070100400006004460000327","G50710602","G50710602",""]
["15619","通用介入","11","11","造影导管","标测导管","/","/","已维护","国械注准20243032153","标测造影导管","标测造影导管","聚酰胺","湖南埃普特医疗器械有限公司","湖南埃普特医疗器械有限公司","C02070100400006004460000328","G40750611","G40750611",""]
["15619","通用介入","11","11","造影导管","标测导管","/","/","已维护","国械注准20243032153","标测造影导管","标测造影导管","聚酰胺","湖南埃普特医疗器械有限公司","湖南埃普特医疗器械有限公司","C02070100400006004460000335","G41010610","G41010610",""]
["15619","通用介入","11","11","造影导管","标测导管","/","/","已维护","国械注准20243032153","标测造影导管","标测造影导管","聚酰胺","湖南埃普特医疗器械有限公司","湖南埃普特医疗器械有限公司","C02070100400006004460000337","G41050610","G41050610",""]
["15619","通用介入","11","11","造影导管","标测导管","/","/","已维护","国械注准20243032153","标测造影导管","标测造影导管","聚酰胺","湖南埃普特医疗器械有限公司","湖南埃普特医疗器械有限公司","C02070100400006004460000342","G40911011","G40911011",""]
["15619","通用介入","11","11","造影导管","标测导管","/","/","已维护","国械注准20243032153","标测造影导管","标测造影导管","聚酰胺","湖南埃普特医疗器械有限公司","湖南埃普特医疗器械有限公司","C02070100400006004460000347","G40940611","G40940611",""]
["15619","通用介入","11","11","造影导管","标测导管","/","/","已维护","国械注准20243032153","标测造影导管","标测造影导管","聚酰胺","湖南埃普特医疗器械有限公司","湖南埃普特医疗器械有限公司","C02070100400006004460000353","G41141011","G41141011",""]
["15619","通用介入","11","11","造影导管","标测导管","/","/","已维护","国械注准20243032153","标测造影导管","标测造影导管","聚酰胺","湖南埃普特医疗器械有限公司","湖南埃普特医疗器械有限公司","C02070100400006004460000357","G50741002","G50741002",""]
["15619","通用介入","11","11","造影导管","标测导管","/","/","已维护","国械注准20243032153","标测造影导管","标测造影导管","聚酰胺","湖南埃普特医疗器械有限公司","湖南埃普特医疗器械有限公司","C02070100400006004460000362","G40750612","G40750612",""]
["15619","通用介入","11","11","造影导管","标测导管","/","/","已维护","国械注准20243032153","标测造影导管","标测造影导管","聚酰胺","湖南埃普特医疗器械有限公司","湖南埃普特医疗器械有限公司","C02070100400006004460000366","G40921010","G40921010",""]
["15623","通用介入","13-1","13-1","造影导丝","亲水型","/","长度≤180CM","已维护","湘械注准20242030847","亲水涂层导丝","亲水涂层导丝","镍钛合金、聚氨酯","湖南埃普特医疗器械有限公司","湖南瑞康通科技发展有限公司","C02070600300000118370000131","162J1351520","162J1351520",""]
["15623","通用介入","13-1","13-1","造影导丝","亲水型","/","长度≤180CM","已维护","湘械注准20242030847","亲水涂层导丝","亲水涂层导丝","镍钛合金、聚氨酯","湖南埃普特医疗器械有限公司","湖南瑞康通科技发展有限公司","C02070600300000118370000136","162J3381830","162J3381830",""]
["15623","通用介入","13-1","13-1","造影导丝","亲水型","/","长度≤180CM","已维护","湘械注准20242030847","亲水涂层导丝","亲水涂层导丝","镍钛合金、聚氨酯","湖南埃普特医疗器械有限公司","湖南瑞康通科技发展有限公司","C02070600300000118370000142","162J1250530","162J1250530",""]
["15623","通用介入","13-1","13-1","造影导丝","亲水型","/","长度≤180CM","已维护","湘械注准20242030847","亲水涂层导丝","亲水涂层导丝","镍钛合金、聚氨酯","湖南埃普特医疗器械有限公司","湖南瑞康通科技发展有限公司","C02070600300000118370000144","162J2381830","162J2381830",""]
["15623","通用介入","13-1","13-1","造影导丝","亲水型","/","长度≤180CM","已维护","湘械注准20242030847","亲水涂层导丝","亲水涂层导丝","镍钛合金、聚氨酯","湖南埃普特医疗器械有限公司","湖南瑞康通科技发展有限公司","C02070600300000118370000147","162S03215","162S03215",""]
["15623","通用介入","13-1","13-1","造影导丝","亲水型","/","长度≤180CM","已维护","湘械注准20242030847","亲水涂层导丝","亲水涂层导丝","镍钛合金、聚氨酯","湖南埃普特医疗器械有限公司","湖南瑞康通科技发展有限公司","C02070600300000118370000152","162J0351530","162J0351530",""]
["15623","通用介入","13-1","13-1","造影导丝","亲水型","/","长度≤180CM","已维护","湘械注准20242030847","亲水涂层导丝","亲水涂层导丝","镍钛合金、聚氨酯","湖南埃普特医疗器械有限公司","湖南瑞康通科技发展有限公司","C02070600300000118370000157","162S13218","162S13218",""]
["15623","通用介入","13-1","13-1","造影导丝","亲水型","/","长度≤180CM","已维护","湘械注准20242030847","亲水涂层导丝","亲水涂层导丝","镍钛合金、聚氨酯","湖南埃普特医疗器械有限公司","湖南瑞康通科技发展有限公司","C02070600300000118370000163","162S11815","162S11815",""]
["15623","通用介入","13-1","13-1","造影导丝","亲水型","/","长度≤180CM","已维护","湘械注准20242030847","亲水涂层导丝","亲水涂层导丝","镍钛合金、聚氨酯","湖南埃普特医疗器械有限公司","湖南瑞康通科技发展有限公司","C02070600300000118370000169","162J0321215","162J0321215",""]
["15623","通用介入","13-1","13-1","造影导丝","亲水型","/","长度≤180CM","已维护","湘械注准20242030847","亲水涂层导丝","亲水涂层导丝","镍钛合金、聚氨酯","湖南埃普特医疗器械有限公司","湖南瑞康通科技发展有限公司","C02070600300000118370000173","162A11812","162A11812",""]
["15623","通用介入","13-1","13-1","造影导丝","亲水型","/","长度≤180CM","已维护","湘械注准20242030847","亲水涂层导丝","亲水涂层导丝","镍钛合金、聚氨酯","湖南埃普特医疗器械有限公司","湖南瑞康通科技发展有限公司","C02070600300000118370000178","162A11818","162A11818",""]
["15623","通用介入","13-1","13-1","造影导丝","亲水型","/","长度≤180CM","已维护","湘械注准20242030847","亲水涂层导丝","亲水涂层导丝","镍钛合金、聚氨酯","湖南埃普特医疗器械有限公司","湖南瑞康通科技发展有限公司","C02070600300000118370000182","162J1251815","162J1251815",""]
["15623","通用介入","13-1","13-1","造影导丝","亲水型","/","长度≤180CM","已维护","湘械注准20242030847","亲水涂层导丝","亲水涂层导丝","镍钛合金、聚氨酯","湖南埃普特医疗器械有限公司","湖南瑞康通科技发展有限公司","C02070600300000118370000188","162S03515","162S03515",""]
["15623","通用介入","13-1","13-1","造影导丝","亲水型","/","长度≤180CM","已维护","湘械注准20242030847","亲水涂层导丝","亲水涂层导丝","镍钛合金、聚氨酯","湖南埃普特医疗器械有限公司","湖南瑞康通科技发展有限公司","C02070600300000118370000193","162A23815","162A23815",""]
["15623","通用介入","13-1","13-1","造影导丝","亲水型","/","长度≤180CM","已维护","湘械注准20242030847","亲水涂层导丝","亲水涂层导丝","镍钛合金、聚氨酯","湖南埃普特医疗器械有限公司","湖南瑞康通科技发展有限公司","C02070600300000118370000197","162J1321830","162J1321830",""]
["15623","通用介入","13-1","13-1","造影导丝","亲水型","/","长度≤180CM","已维护","湘械注准20242030847","亲水涂层导丝","亲水涂层导丝","镍钛合金、聚氨酯","湖南埃普特医疗器械有限公司","湖南瑞康通科技发展有限公司","C02070600300000118370000200","162J2351830","162J2351830",""]
["15623","通用介入","13-1","13-1","造影导丝","亲水型","/","长度≤180CM","已维护","湘械注准20242030847","亲水涂层导丝","亲水涂层导丝","镍钛合金、聚氨酯","湖南埃普特医疗器械有限公司","湖南瑞康通科技发展有限公司","C02070600300000118370000207","162S03218","162S03218",""]
["15623","通用介入","13-1","13-1","造影导丝","亲水型","/","长度≤180CM","已维护","湘械注准20242030847","亲水涂层导丝","亲水涂层导丝","镍钛合金、聚氨酯","湖南埃普特医疗器械有限公司","湖南瑞康通科技发展有限公司","C02070600300000118370000208","162J1181530","162J1181530",""]
["15623","通用介入","13-1","13-1","造影导丝","亲水型","/","长度≤180CM","已维护","湘械注准20242030847","亲水涂层导丝","亲水涂层导丝","镍钛合金、聚氨酯","湖南埃普特医疗器械有限公司","湖南瑞康通科技发展有限公司","C02070600300000118370000213","162J2351815","162J2351815",""]
["15623","通用介入","13-1","13-1","造影导丝","亲水型","/","长度≤180CM","已维护","湘械注准20242030847","亲水涂层导丝","亲水涂层导丝","镍钛合金、聚氨酯","湖南埃普特医疗器械有限公司","湖南瑞康通科技发展有限公司","C02070600300000118370000217","162S13515","162S13515",""]
["15623","通用介入","13-1","13-1","造影导丝","亲水型","/","长度≤180CM","已维护","湘械注准20242030847","亲水涂层导丝","亲水涂层导丝","镍钛合金、聚氨酯","湖南埃普特医疗器械有限公司","湖南瑞康通科技发展有限公司","C02070600300000118370000224","162J1251530","162J1251530",""]
["15623","通用介入","13-1","13-1","造影导丝","亲水型","/","长度≤180CM","已维护","湘械注准20242030847","亲水涂层导丝","亲水涂层导丝","镍钛合金、聚氨酯","湖南埃普特医疗器械有限公司","湖南瑞康通科技发展有限公司","C02070600300000118370000227","162J1251520","162J1251520",""]
["15623","通用介入","13-1","13-1","造影导丝","亲水型","/","长度≤180CM","已维护","湘械注准20242030847","亲水涂层导丝","亲水涂层导丝","镍钛合金、聚氨酯","湖南埃普特医疗器械有限公司","湖南瑞康通科技发展有限公司","C02070600300000118370000231","162A33515","162A33515",""]
["15623","通用介入","13-1","13-1","造影导丝","亲水型","/","长度≤180CM","已维护","湘械注准20242030847","亲水涂层导丝","亲水涂层导丝","镍钛合金、聚氨酯","湖南埃普特医疗器械有限公司","湖南瑞康通科技发展有限公司","C02070600300000118370000237","162S22515","162S22515",""]
["15623","通用介入","13-1","13-1","造影导丝","亲水型","/","长度≤180CM","已维护","湘械注准20242030847","亲水涂层导丝","亲水涂层导丝","镍钛合金、聚氨酯","湖南埃普特医疗器械有限公司","湖南瑞康通科技发展有限公司","C02070600300000118370000242","162A12518","162A12518",""]
["15623","通用介入","13-1","13-1","造影导丝","亲水型","/","长度≤180CM","已维护","湘械注准20242030847","亲水涂层导丝","亲水涂层导丝","镍钛合金、聚氨酯","湖南埃普特医疗器械有限公司","湖南瑞康通科技发展有限公司","C02070600300000118370000248","162J1181220","162J1181220",""]
["15623","通用介入","13-1","13-1","造影导丝","亲水型","/","长度≤180CM","已维护","湘械注准20242030847","亲水涂层导丝","亲水涂层导丝","镍钛合金、聚氨酯","湖南埃普特医疗器械有限公司","湖南瑞康通科技发展有限公司","C02070600300000118370000252","162S12508","162S12508",""]
["15623","通用介入","13-1","13-1","造影导丝","亲水型","/","长度≤180CM","已维护","湘械注准20242030847","亲水涂层导丝","亲水涂层导丝","镍钛合金、聚氨酯","湖南埃普特医疗器械有限公司","湖南瑞康通科技发展有限公司","C02070600300000118370000255","162A12512","162A12512",""]
["15623","通用介入","13-1","13-1","造影导丝","亲水型","/","长度≤180CM","已维护","湘械注准20242030847","亲水涂层导丝","亲水涂层导丝","镍钛合金、聚氨酯","湖南埃普特医疗器械有限公司","湖南瑞康通科技发展有限公司","C02070600300000118370000262","162J2251515","162J2251515",""]
["15623","通用介入","13-1","13-1","造影导丝","亲水型","/","长度≤180CM","已维护","湘械注准20242030847","亲水涂层导丝","亲水涂层导丝","镍钛合金、聚氨酯","湖南埃普特医疗器械有限公司","湖南瑞康通科技发展有限公司","C02070600300000118370000266","162J3351830","162J3351830",""]
["15623","通用介入","13-1","13-1","造影导丝","亲水型","/","长度≤180CM","已维护","湘械注准20242030847","亲水涂层导丝","亲水涂层导丝","镍钛合金、聚氨酯","湖南埃普特医疗器械有限公司","湖南瑞康通科技发展有限公司","C02070600300000118370000267","162J2381560","162J2381560",""]
["15623","通用介入","13-1","13-1","造影导丝","亲水型","/","长度≤180CM","已维护","湘械注准20242030847","亲水涂层导丝","亲水涂层导丝","镍钛合金、聚氨酯","湖南埃普特医疗器械有限公司","湖南瑞康通科技发展有限公司","C02070600300000118370000272","162J1321530","162J1321530",""]
["15623","通用介入","13-1","13-1","造影导丝","亲水型","/","长度≤180CM","已维护","湘械注准20242030847","亲水涂层导丝","亲水涂层导丝","镍钛合金、聚氨酯","湖南埃普特医疗器械有限公司","湖南瑞康通科技发展有限公司","C02070600300000118370000279","162A03215","162A03215",""]
["15623","通用介入","13-1","13-1","造影导丝","亲水型","/","长度≤180CM","已维护","湘械注准20242030847","亲水涂层导丝","亲水涂层导丝","镍钛合金、聚氨酯","湖南埃普特医疗器械有限公司","湖南瑞康通科技发展有限公司","C02070600300000118370000282","162A13218","162A13218",""]
["15623","通用介入","13-1","13-1","造影导丝","亲水型","/","长度≤180CM","已维护","湘械注准20242030847","亲水涂层导丝","亲水涂层导丝","镍钛合金、聚氨酯","湖南埃普特医疗器械有限公司","湖南瑞康通科技发展有限公司","C02070600300000118370000286","162J1251515","162J1251515",""]
["15623","通用介入","13-1","13-1","造影导丝","亲水型","/","长度≤180CM","已维护","湘械注准20242030847","亲水涂层导丝","亲水涂层导丝","镍钛合金、聚氨酯","湖南埃普特医疗器械有限公司","湖南瑞康通科技发展有限公司","C02070600300000118370000291","162J2251520","162J2251520",""]
["15623","通用介入","13-1","13-1","造影导丝","亲水型","/","长度≤180CM","已维护","湘械注准20242030847","亲水涂层导丝","亲水涂层导丝","镍钛合金、聚氨酯","湖南埃普特医疗器械有限公司","湖南瑞康通科技发展有限公司","C02070600300000118370000297","162A13812","162A13812",""]
["15623","通用介入","13-1","13-1","造影导丝","亲水型","/","长度≤180CM","已维护","湘械注准20242030847","亲水涂层导丝","亲水涂层导丝","镍钛合金、聚氨酯","湖南埃普特医疗器械有限公司","湖南瑞康通科技发展有限公司","C02070600300000118370000301","162A13818","162A13818",""]
["15623","通用介入","13-1","13-1","造影导丝","亲水型","/","长度≤180CM","已维护","湘械注准20242030847","亲水涂层导丝","亲水涂层导丝","镍钛合金、聚氨酯","湖南埃普特医疗器械有限公司","湖南瑞康通科技发展有限公司","C02070600300000118370000307","162A33815","162A33815",""]
["15623","通用介入","13-1","13-1","造影导丝","亲水型","/","长度≤180CM","已维护","湘械注准20242030847","亲水涂层导丝","亲水涂层导丝","镍钛合金、聚氨酯","湖南埃普特医疗器械有限公司","湖南瑞康通科技发展有限公司","C02070600300000118370000310","162J1350520","162J1350520",""]
["15623","通用介入","13-1","13-1","造影导丝","亲水型","/","长度≤180CM","已维护","湘械注准20242030847","亲水涂层导丝","亲水涂层导丝","镍钛合金、聚氨酯","湖南埃普特医疗器械有限公司","湖南瑞康通科技发展有限公司","C02070600300000118370000316","162J3351820","162J3351820",""]
["15623","通用介入","13-1","13-1","造影导丝","亲水型","/","长度≤180CM","已维护","湘械注准20242030847","亲水涂层导丝","亲水涂层导丝","镍钛合金、聚氨酯","湖南埃普特医疗器械有限公司","湖南瑞康通科技发展有限公司","C02070600300000118370000321","162S13818","162S13818",""]
["15629","通用介入","13-1","13-2","造影导丝","亲水型","/","长度＞180CM","已维护","湘械注准20242030847","亲水涂层导丝","亲水涂层导丝","镍钛合金、聚氨酯","湖南埃普特医疗器械有限公司","湖南瑞康通科技发展有限公司","C02070600300000118370000126","162S23226","162S23226",""]
["15629","通用介入","13-1","13-2","造影导丝","亲水型","/","长度＞180CM","已维护","湘械注准20242030847","亲水涂层导丝","亲水涂层导丝","镍钛合金、聚氨酯","湖南埃普特医疗器械有限公司","湖南瑞康通科技发展有限公司","C02070600300000118370000125","162A12530","162A12530",""]
["15629","通用介入","13-1","13-2","造影导丝","亲水型","/","长度＞180CM","已维护","湘械注准20242030847","亲水涂层导丝","亲水涂层导丝","镍钛合金、聚氨酯","湖南埃普特医疗器械有限公司","湖南瑞康通科技发展有限公司","C02070600300000118370000005","162J0322615","162J0322615",""]
["15629","通用介入","13-1","13-2","造影导丝","亲水型","/","长度＞180CM","已维护","湘械注准20242030847","亲水涂层导丝","亲水涂层导丝","镍钛合金、聚氨酯","湖南埃普特医疗器械有限公司","湖南瑞康通科技发展有限公司","C02070600300000118370000007","162A13226","162A13226",""]
["15629","通用介入","13-1","13-2","造影导丝","亲水型","/","长度＞180CM","已维护","湘械注准20242030847","亲水涂层导丝","亲水涂层导丝","镍钛合金、聚氨酯","湖南埃普特医疗器械有限公司","湖南瑞康通科技发展有限公司","C02070600300000118370000012","162J0324020","162J0324020",""]
["15629","通用介入","13-1","13-2","造影导丝","亲水型","/","长度＞180CM","已维护","湘械注准20242030847","亲水涂层导丝","亲水涂层导丝","镍钛合金、聚氨酯","湖南埃普特医疗器械有限公司","湖南瑞康通科技发展有限公司","C02070600300000118370000017","162A03240","162A03240",""]
["15629","通用介入","13-1","13-2","造影导丝","亲水型","/","长度＞180CM","已维护","湘械注准20242030847","亲水涂层导丝","亲水涂层导丝","镍钛合金、聚氨酯","湖南埃普特医疗器械有限公司","湖南瑞康通科技发展有限公司","C02070600300000118370000023","162J2322620","162J2322620",""]
["15629","通用介入","13-1","13-2","造影导丝","亲水型","/","长度＞180CM","已维护","湘械注准20242030847","亲水涂层导丝","亲水涂层导丝","镍钛合金、聚氨酯","湖南埃普特医疗器械有限公司","湖南瑞康通科技发展有限公司","C02070600300000118370000027","162S11822","162S11822",""]
["15629","通用介入","13-1","13-2","造影导丝","亲水型","/","长度＞180CM","已维护","湘械注准20242030847","亲水涂层导丝","亲水涂层导丝","镍钛合金、聚氨酯","湖南埃普特医疗器械有限公司","湖南瑞康通科技发展有限公司","C02070600300000118370000032","162J2252620","162J2252620",""]
["15629","通用介入","13-1","13-2","造影导丝","亲水型","/","长度＞180CM","已维护","湘械注准20242030847","亲水涂层导丝","亲水涂层导丝","镍钛合金、聚氨酯","湖南埃普特医疗器械有限公司","湖南瑞康通科技发展有限公司","C02070600300000118370000036","162J1253015","162J1253015",""]
["15629","通用介入","13-1","13-2","造影导丝","亲水型","/","长度＞180CM","已维护","湘械注准20242030847","亲水涂层导丝","亲水涂层导丝","镍钛合金、聚氨酯","湖南埃普特医疗器械有限公司","湖南瑞康通科技发展有限公司","C02070600300000118370000042","162A11826","162A11826",""]
["15629","通用介入","13-1","13-2","造影导丝","亲水型","/","长度＞180CM","已维护","湘械注准20242030847","亲水涂层导丝","亲水涂层导丝","镍钛合金、聚氨酯","湖南埃普特医疗器械有限公司","湖南瑞康通科技发展有限公司","C02070600300000118370000047","162J1254030","162J1254030",""]
["15629","通用介入","13-1","13-2","造影导丝","亲水型","/","长度＞180CM","已维护","湘械注准20242030847","亲水涂层导丝","亲水涂层导丝","镍钛合金、聚氨酯","湖南埃普特医疗器械有限公司","湖南瑞康通科技发展有限公司","C02070600300000118370000052","162S13530","162S13530",""]
["15629","通用介入","13-1","13-2","造影导丝","亲水型","/","长度＞180CM","已维护","湘械注准20242030847","亲水涂层导丝","亲水涂层导丝","镍钛合金、聚氨酯","湖南埃普特医疗器械有限公司","湖南瑞康通科技发展有限公司","C02070600300000118370000054","162A13526","162A13526",""]
["15629","通用介入","13-1","13-2","造影导丝","亲水型","/","长度＞180CM","已维护","湘械注准20242030847","亲水涂层导丝","亲水涂层导丝","镍钛合金、聚氨酯","湖南埃普特医疗器械有限公司","湖南瑞康通科技发展有限公司","C02070600300000118370000057","162J2382630","162J2382630",""]
["15629","通用介入","13-1","13-2","造影导丝","亲水型","/","长度＞180CM","已维护","湘械注准20242030847","亲水涂层导丝","亲水涂层导丝","镍钛合金、聚氨酯","湖南埃普特医疗器械有限公司","湖南瑞康通科技发展有限公司","C02070600300000118370000062","162J1382615","162J1382615",""]
["15629","通用介入","13-1","13-2","造影导丝","亲水型","/","长度＞180CM","已维护","湘械注准20242030847","亲水涂层导丝","亲水涂层导丝","镍钛合金、聚氨酯","湖南埃普特医疗器械有限公司","湖南瑞康通科技发展有限公司","C02070600300000118370000067","162S03222","162S03222",""]
["15629","通用介入","13-1","13-2","造影导丝","亲水型","/","长度＞180CM","已维护","湘械注准20242030847","亲水涂层导丝","亲水涂层导丝","镍钛合金、聚氨酯","湖南埃普特医疗器械有限公司","湖南瑞康通科技发展有限公司","C02070600300000118370000072","162J1382620","162J1382620",""]
["15629","通用介入","13-1","13-2","造影导丝","亲水型","/","长度＞180CM","已维护","湘械注准20242030847","亲水涂层导丝","亲水涂层导丝","镍钛合金、聚氨酯","湖南埃普特医疗器械有限公司","湖南瑞康通科技发展有限公司","C02070600300000118370000078","162J2382615","162J2382615",""]
["15629","通用介入","13-1","13-2","造影导丝","亲水型","/","长度＞180CM","已维护","湘械注准20242030847","亲水涂层导丝","亲水涂层导丝","镍钛合金、聚氨酯","湖南埃普特医疗器械有限公司","湖南瑞康通科技发展有限公司","C02070600300000118370000081","162J1353015","162J1353015",""]
["15629","通用介入","13-1","13-2","造影导丝","亲水型","/","长度＞180CM","已维护","湘械注准20242030847","亲水涂层导丝","亲水涂层导丝","镍钛合金、聚氨酯","湖南埃普特医疗器械有限公司","湖南瑞康通科技发展有限公司","C02070600300000118370000085","162J1383015","162J1383015",""]
["15629","通用介入","13-1","13-2","造影导丝","亲水型","/","长度＞180CM","已维护","湘械注准20242030847","亲水涂层导丝","亲水涂层导丝","镍钛合金、聚氨酯","湖南埃普特医疗器械有限公司","湖南瑞康通科技发展有限公司","C02070600300000118370000091","162J0322630","162J0322630",""]
["15629","通用介入","13-1","13-2","造影导丝","亲水型","/","长度＞180CM","已维护","湘械注准20242030847","亲水涂层导丝","亲水涂层导丝","镍钛合金、聚氨酯","湖南埃普特医疗器械有限公司","湖南瑞康通科技发展有限公司","C02070600300000118370000097","162J1352630","162J1352630",""]
["15629","通用介入","13-1","13-2","造影导丝","亲水型","/","长度＞180CM","已维护","湘械注准20242030847","亲水涂层导丝","亲水涂层导丝","镍钛合金、聚氨酯","湖南埃普特医疗器械有限公司","湖南瑞康通科技发展有限公司","C02070600300000118370000102","162J3352630","162J3352630",""]
["15629","通用介入","13-1","13-2","造影导丝","亲水型","/","长度＞180CM","已维护","湘械注准20242030847","亲水涂层导丝","亲水涂层导丝","镍钛合金、聚氨酯","湖南埃普特医疗器械有限公司","湖南瑞康通科技发展有限公司","C02070600300000118370000106","162A13830","162A13830",""]
["15629","通用介入","13-1","13-2","造影导丝","亲水型","/","长度＞180CM","已维护","湘械注准20242030847","亲水涂层导丝","亲水涂层导丝","镍钛合金、聚氨酯","湖南埃普特医疗器械有限公司","湖南瑞康通科技发展有限公司","C02070600300000118370000109","162A03222","162A03222",""]
["15629","通用介入","13-1","13-2","造影导丝","亲水型","/","长度＞180CM","已维护","湘械注准20242030847","亲水涂层导丝","亲水涂层导丝","镍钛合金、聚氨酯","湖南埃普特医疗器械有限公司","湖南瑞康通科技发展有限公司","C02070600300000118370000116","162J1384030","162J1384030",""]
["15629","通用介入","13-1","13-2","造影导丝","亲水型","/","长度＞180CM","已维护","湘械注准20242030847","亲水涂层导丝","亲水涂层导丝","镍钛合金、聚氨酯","湖南埃普特医疗器械有限公司","湖南瑞康通科技发展有限公司","C02070600300000118370000120","162S13822","162S13822",""]
["15629","通用介入","13-1","13-2","造影导丝","亲水型","/","长度＞180CM","已维护","湘械注准20242030847","亲水涂层导丝","亲水涂层导丝","镍钛合金、聚氨酯","湖南埃普特医疗器械有限公司","湖南瑞康通科技发展有限公司","C02070600300000118370000121","162A13822","162A13822",""]
["15630","通用介入","9","9","造影导管","普通型","/","/","已维护","国械注准20243030206","造影导管","造影导管","聚酰胺","湖南埃普特医疗器械有限公司","湖南埃普特医疗器械有限公司","C02070100400000004460002105","1355130142","1355130142",""]
["15630","通用介入","9","9","造影导管","普通型","/","/","已维护","国械注准20243030206","造影导管","造影导管","聚酰胺","湖南埃普特医疗器械有限公司","湖南埃普特医疗器械有限公司","C02070100400000004460002112","1356100058","1356100058",""]
["15630","通用介入","9","9","造影导管","普通型","/","/","已维护","国械注准20243030206","造影导管","造影导管","聚酰胺","湖南埃普特医疗器械有限公司","湖南埃普特医疗器械有限公司","C02070100400000004460002115","1355080185","1355080185",""]
["15630","通用介入","9","9","造影导管","普通型","/","/","已维护","国械注准20243030206","造影导管","造影导管","聚酰胺","湖南埃普特医疗器械有限公司","湖南埃普特医疗器械有限公司","C02070100400000004460002119","1355110041","1355110041",""]
["15630","通用介入","9","9","造影导管","普通型","/","/","已维护","国械注准20243030206","造影导管","造影导管","聚酰胺","湖南埃普特医疗器械有限公司","湖南埃普特医疗器械有限公司","C02070100400000004460002125","1354065173","1354065173",""]
["15630","通用介入","9","9","造影导管","普通型","/","/","已维护","国械注准20243030206","造影导管","造影导管","聚酰胺","湖南埃普特医疗器械有限公司","湖南埃普特医疗器械有限公司","C02070100400000004460002130","1356065085","1356065085",""]
["15630","通用介入","9","9","造影导管","普通型","/","/","已维护","国械注准20243030206","造影导管","造影导管","聚酰胺","湖南埃普特医疗器械有限公司","湖南埃普特医疗器械有限公司","C02070100400000004460002136","1356080057","1356080057",""]
["15630","通用介入","9","9","造影导管","普通型","/","/","已维护","国械注准20243030206","造影导管","造影导管","聚酰胺","湖南埃普特医疗器械有限公司","湖南埃普特医疗器械有限公司","C02070100400000004460002140","1354100175","1354100175",""]
["15630","通用介入","9","9","造影导管","普通型","/","/","已维护","国械注准20243030206","造影导管","造影导管","聚酰胺","湖南埃普特医疗器械有限公司","湖南埃普特医疗器械有限公司","C02070100400000004460002143","1355065133","1355065133",""]
["15630","通用介入","9","9","造影导管","普通型","/","/","已维护","国械注准20243030206","造影导管","造影导管","聚酰胺","湖南埃普特医疗器械有限公司","湖南埃普特医疗器械有限公司","C02070100400000004460002150","1355130162","1355130162",""]
["15630","通用介入","9","9","造影导管","普通型","/","/","已维护","国械注准20243030206","造影导管","造影导管","聚酰胺","湖南埃普特医疗器械有限公司","湖南埃普特医疗器械有限公司","C02070100400000004460002154","1355100071","1355100071",""]
["15630","通用介入","9","9","造影导管","普通型","/","/","已维护","国械注准20243030206","造影导管","造影导管","聚酰胺","湖南埃普特医疗器械有限公司","湖南埃普特医疗器械有限公司","C02070100400000004460002159","1355080009","1355080009",""]
["15630","通用介入","9","9","造影导管","普通型","/","/","已维护","国械注准20243030206","造影导管","造影导管","聚酰胺","湖南埃普特医疗器械有限公司","湖南埃普特医疗器械有限公司","C02070100400000004460002160","1356110026","1356110026",""]
["15630","通用介入","9","9","造影导管","普通型","/","/","已维护","国械注准20243030206","造影导管","造影导管","聚酰胺","湖南埃普特医疗器械有限公司","湖南埃普特医疗器械有限公司","C02070100400000004460002167","1354100092","1354100092",""]
["15630","通用介入","9","9","造影导管","普通型","/","/","已维护","国械注准20243030206","造影导管","造影导管","聚酰胺","湖南埃普特医疗器械有限公司","湖南埃普特医疗器械有限公司","C02070100400000004460002170","1355080200N","1355080200N",""]
["15630","通用介入","9","9","造影导管","普通型","/","/","已维护","国械注准20243030206","造影导管","造影导管","聚酰胺","湖南埃普特医疗器械有限公司","湖南埃普特医疗器械有限公司","C02070100400000004460002174","1355065254N","1355065254N",""]
["15630","通用介入","9","9","造影导管","普通型","/","/","已维护","国械注准20243030206","造影导管","造影导管","聚酰胺","湖南埃普特医疗器械有限公司","湖南埃普特医疗器械有限公司","C02070100400000004460002179","1354065133","1354065133",""]
["15630","通用介入","9","9","造影导管","普通型","/","/","已维护","国械注准20243030206","造影导管","造影导管","聚酰胺","湖南埃普特医疗器械有限公司","湖南埃普特医疗器械有限公司","C02070100400000004460002185","1355065234N","1355065234N",""]
["15630","通用介入","9","9","造影导管","普通型","/","/","已维护","国械注准20243030206","造影导管","造影导管","聚酰胺","湖南埃普特医疗器械有限公司","湖南埃普特医疗器械有限公司","C02070100400000004460002189","1355065103","1355065103",""]
["15630","通用介入","9","9","造影导管","普通型","/","/","已维护","国械注准20243030206","造影导管","造影导管","聚酰胺","湖南埃普特医疗器械有限公司","湖南埃普特医疗器械有限公司","C02070100400000004460002195","1355100040","1355100040",""]
["15630","通用介入","9","9","造影导管","普通型","/","/","已维护","国械注准20243030206","造影导管","造影导管","聚酰胺","湖南埃普特医疗器械有限公司","湖南埃普特医疗器械有限公司","C02070100400000004460002198","1355110116","1355110116",""]
["15630","通用介入","9","9","造影导管","普通型","/","/","已维护","国械注准20243030206","造影导管","造影导管","聚酰胺","湖南埃普特医疗器械有限公司","湖南埃普特医疗器械有限公司","C02070100400000004460002204","1356130009","1356130009",""]
["15630","通用介入","9","9","造影导管","普通型","/","/","已维护","国械注准20243030206","造影导管","造影导管","聚酰胺","湖南埃普特医疗器械有限公司","湖南埃普特医疗器械有限公司","C02070100400000004460002209","1355130203N","1355130203N",""]
["15630","通用介入","9","9","造影导管","普通型","/","/","已维护","国械注准20243030206","造影导管","造影导管","聚酰胺","湖南埃普特医疗器械有限公司","湖南埃普特医疗器械有限公司","C02070100400000004460002214","1356110032","1356110032",""]
["15630","通用介入","9","9","造影导管","普通型","/","/","已维护","国械注准20243030206","造影导管","造影导管","聚酰胺","湖南埃普特医疗器械有限公司","湖南埃普特医疗器械有限公司","C02070100400000004460002216","1355080068","1355080068",""]
["15630","通用介入","9","9","造影导管","普通型","/","/","已维护","国械注准20243030206","造影导管","造影导管","聚酰胺","湖南埃普特医疗器械有限公司","湖南埃普特医疗器械有限公司","C02070100400000004460002219","1354080036","1354080036",""]
["15630","通用介入","9","9","造影导管","普通型","/","/","已维护","国械注准20243030206","造影导管","造影导管","聚酰胺","湖南埃普特医疗器械有限公司","湖南埃普特医疗器械有限公司","C02070100400000004460002224","1356100097","1356100097",""]
["15630","通用介入","9","9","造影导管","普通型","/","/","已维护","国械注准20243030206","造影导管","造影导管","聚酰胺","湖南埃普特医疗器械有限公司","湖南埃普特医疗器械有限公司","C02070100400000004460002229","1355110267N","1355110267N",""]
["15630","通用介入","9","9","造影导管","普通型","/","/","已维护","国械注准20243030206","造影导管","造影导管","聚酰胺","湖南埃普特医疗器械有限公司","湖南埃普特医疗器械有限公司","C02070100400000004460002234","1354130137","1354130137",""]
["15630","通用介入","9","9","造影导管","普通型","/","/","已维护","国械注准20243030206","造影导管","造影导管","聚酰胺","湖南埃普特医疗器械有限公司","湖南埃普特医疗器械有限公司","C02070100400000004460002240","1354100145","1354100145",""]
["15630","通用介入","9","9","造影导管","普通型","/","/","已维护","国械注准20243030206","造影导管","造影导管","聚酰胺","湖南埃普特医疗器械有限公司","湖南埃普特医疗器械有限公司","C02070100400000004460002244","1356100074","1356100074",""]
["15630","通用介入","9","9","造影导管","普通型","/","/","已维护","国械注准20243030206","造影导管","造影导管","聚酰胺","湖南埃普特医疗器械有限公司","湖南埃普特医疗器械有限公司","C02070100400000004460002249","1355100201N","1355100201N",""]
["15630","通用介入","9","9","造影导管","普通型","/","/","已维护","国械注准20243030206","造影导管","造影导管","聚酰胺","湖南埃普特医疗器械有限公司","湖南埃普特医疗器械有限公司","C02070100400000004460002253","1356100053","1356100053",""]
["15630","通用介入","9","9","造影导管","普通型","/","/","已维护","国械注准20243030206","造影导管","造影导管","聚酰胺","湖南埃普特医疗器械有限公司","湖南埃普特医疗器械有限公司","C02070100400000004460002259","1354080154","1354080154",""]
["15630","通用介入","9","9","造影导管","普通型","/","/","已维护","国械注准20243030206","造影导管","造影导管","聚酰胺","湖南埃普特医疗器械有限公司","湖南埃普特医疗器械有限公司","C02070100400000004460002264","1356065075","1356065075",""]
["15630","通用介入","9","9","造影导管","普通型","/","/","已维护","国械注准20243030206","造影导管","造影导管","聚酰胺","湖南埃普特医疗器械有限公司","湖南埃普特医疗器械有限公司","C02070100400000004460002269","1355110232N","1355110232N",""]
["15630","通用介入","9","9","造影导管","普通型","/","/","已维护","国械注准20243030206","造影导管","造影导管","聚酰胺","湖南埃普特医疗器械有限公司","湖南埃普特医疗器械有限公司","C02070100400000004460002271","1355065184","1355065184",""]
["15630","通用介入","9","9","造影导管","普通型","/","/","已维护","国械注准20243030206","造影导管","造影导管","聚酰胺","湖南埃普特医疗器械有限公司","湖南埃普特医疗器械有限公司","C02070100400000004460002278","1354060001","1354060001",""]
["15630","通用介入","9","9","造影导管","普通型","/","/","已维护","国械注准20243030206","造影导管","造影导管","聚酰胺","湖南埃普特医疗器械有限公司","湖南埃普特医疗器械有限公司","C02070100400000004460002279","1356080096","1356080096",""]
["15630","通用介入","9","9","造影导管","普通型","/","/","已维护","国械注准20243030206","造影导管","造影导管","聚酰胺","湖南埃普特医疗器械有限公司","湖南埃普特医疗器械有限公司","C02070100400000004460002284","1356110118","1356110118",""]
["15630","通用介入","9","9","造影导管","普通型","/","/","已维护","国械注准20243030206","造影导管","造影导管","聚酰胺","湖南埃普特医疗器械有限公司","湖南埃普特医疗器械有限公司","C02070100400000004460002289","1356080131","1356080131",""]
["15630","通用介入","9","9","造影导管","普通型","/","/","已维护","国械注准20243030206","造影导管","造影导管","聚酰胺","湖南埃普特医疗器械有限公司","湖南埃普特医疗器械有限公司","C02070100400000004460002295","1354130152","1354130152",""]
["15630","通用介入","9","9","造影导管","普通型","/","/","已维护","国械注准20243030206","造影导管","造影导管","聚酰胺","湖南埃普特医疗器械有限公司","湖南埃普特医疗器械有限公司","C02070100400000004460002298","1355065158","1355065158",""]
["15630","通用介入","9","9","造影导管","普通型","/","/","已维护","国械注准20243030206","造影导管","造影导管","聚酰胺","湖南埃普特医疗器械有限公司","湖南埃普特医疗器械有限公司","C02070100400000004460002302","1356100107","1356100107",""]
["15630","通用介入","9","9","造影导管","普通型","/","/","已维护","国械注准20243030206","造影导管","造影导管","聚酰胺","湖南埃普特医疗器械有限公司","湖南埃普特医疗器械有限公司","C02070100400000004460002308","1355110078","1355110078",""]
["15630","通用介入","9","9","造影导管","普通型","/","/","已维护","国械注准20243030206","造影导管","造影导管","聚酰胺","湖南埃普特医疗器械有限公司","湖南埃普特医疗器械有限公司","C02070100400000004460002313","1356100031","1356100031",""]
["15630","通用介入","9","9","造影导管","普通型","/","/","已维护","国械注准20243030206","造影导管","造影导管","聚酰胺","湖南埃普特医疗器械有限公司","湖南埃普特医疗器械有限公司","C02070100400000004460002319","1356080121","1356080121",""]
["15630","通用介入","9","9","造影导管","普通型","/","/","已维护","国械注准20243030206","造影导管","造影导管","聚酰胺","湖南埃普特医疗器械有限公司","湖南埃普特医疗器械有限公司","C02070100400000004460002323","1355110171","1355110171",""]
["15630","通用介入","9","9","造影导管","普通型","/","/","已维护","国械注准20243030206","造影导管","造影导管","聚酰胺","湖南埃普特医疗器械有限公司","湖南埃普特医疗器械有限公司","C02070100400000004460002326","1355100251N","1355100251N",""]
["15630","通用介入","9","9","造影导管","普通型","/","/","已维护","国械注准20243030206","造影导管","造影导管","聚酰胺","湖南埃普特医疗器械有限公司","湖南埃普特医疗器械有限公司","C02070100400000004460002333","1355065113","1355065113",""]
["15630","通用介入","9","9","造影导管","普通型","/","/","已维护","国械注准20243030206","造影导管","造影导管","聚酰胺","湖南埃普特医疗器械有限公司","湖南埃普特医疗器械有限公司","C02070100400000004460002337","1355065143","1355065143",""]
["15630","通用介入","9","9","造影导管","普通型","/","/","已维护","国械注准20243030206","造影导管","造影导管","聚酰胺","湖南埃普特医疗器械有限公司","湖南埃普特医疗器械有限公司","C02070100400000004460002338","1355080225N","1355080225N",""]
["15630","通用介入","9","9","造影导管","普通型","/","/","已维护","国械注准20243030206","造影导管","造影导管","聚酰胺","湖南埃普特医疗器械有限公司","湖南埃普特医疗器械有限公司","C02070100400000004460002343","1355110136","1355110136",""]
["15630","通用介入","9","9","造影导管","普通型","/","/","已维护","国械注准20243030206","造影导管","造影导管","聚酰胺","湖南埃普特医疗器械有限公司","湖南埃普特医疗器械有限公司","C02070100400000004460002350","1356130015","1356130015",""]
["15630","通用介入","9","9","造影导管","普通型","/","/","已维护","国械注准20243030206","造影导管","造影导管","聚酰胺","湖南埃普特医疗器械有限公司","湖南埃普特医疗器械有限公司","C02070100400000004460002353","1355080129","1355080129",""]
["15630","通用介入","9","9","造影导管","普通型","/","/","已维护","国械注准20243030206","造影导管","造影导管","聚酰胺","湖南埃普特医疗器械有限公司","湖南埃普特医疗器械有限公司","C02070100400000004460002357","1355110146","1355110146",""]
["15630","通用介入","9","9","造影导管","普通型","/","/","已维护","国械注准20243030206","造影导管","造影导管","聚酰胺","湖南埃普特医疗器械有限公司","湖南埃普特医疗器械有限公司","C02070100400000004460002363","1354080134","1354080134",""]
["15630","通用介入","9","9","造影导管","普通型","/","/","已维护","国械注准20243030206","造影导管","造影导管","聚酰胺","湖南埃普特医疗器械有限公司","湖南埃普特医疗器械有限公司","C02070100400000004460002368","1354110085","1354110085",""]
["15630","通用介入","9","9","造影导管","普通型","/","/","已维护","国械注准20243030206","造影导管","造影导管","聚酰胺","湖南埃普特医疗器械有限公司","湖南埃普特医疗器械有限公司","C02070100400000004460002372","1355065178","1355065178",""]
["15630","通用介入","9","9","造影导管","普通型","/","/","已维护","国械注准20243030206","造影导管","造影导管","聚酰胺","湖南埃普特医疗器械有限公司","湖南埃普特医疗器械有限公司","C02070100400000004460002378","1355080179","1355080179",""]
["15630","通用介入","9","9","造影导管","普通型","/","/","已维护","国械注准20243030206","造影导管","造影导管","聚酰胺","湖南埃普特医疗器械有限公司","湖南埃普特医疗器械有限公司","C02070100400000004460002381","1356100070","1356100070",""]
["15630","通用介入","9","9","造影导管","普通型","/","/","已维护","国械注准20243030206","造影导管","造影导管","聚酰胺","湖南埃普特医疗器械有限公司","湖南埃普特医疗器械有限公司","C02070100400000004460002388","1354130107","1354130107",""]
["15630","通用介入","9","9","造影导管","普通型","/","/","已维护","国械注准20243030206","造影导管","造影导管","聚酰胺","湖南埃普特医疗器械有限公司","湖南埃普特医疗器械有限公司","C02070100400000004460002392","1356130024","1356130024",""]
["15630","通用介入","9","9","造影导管","普通型","/","/","已维护","国械注准20243030206","造影导管","造影导管","聚酰胺","湖南埃普特医疗器械有限公司","湖南埃普特医疗器械有限公司","C02070100400000004460002397","1354110136","1354110136",""]
["15630","通用介入","9","9","造影导管","普通型","/","/","已维护","国械注准20243030206","造影导管","造影导管","聚酰胺","湖南埃普特医疗器械有限公司","湖南埃普特医疗器械有限公司","C02070100400000004460002398","1356100038","1356100038",""]
["15630","通用介入","9","9","造影导管","普通型","/","/","已维护","国械注准20243030206","造影导管","造影导管","聚酰胺","湖南埃普特医疗器械有限公司","湖南埃普特医疗器械有限公司","C02070100400000004460002405","1354080124","1354080124",""]
["15630","通用介入","9","9","造影导管","普通型","/","/","已维护","国械注准20243030206","造影导管","造影导管","聚酰胺","湖南埃普特医疗器械有限公司","湖南埃普特医疗器械有限公司","C02070100400000004460002407","1356080081","1356080081",""]
["15630","通用介入","9","9","造影导管","普通型","/","/","已维护","国械注准20243030206","造影导管","造影导管","聚酰胺","湖南埃普特医疗器械有限公司","湖南埃普特医疗器械有限公司","C02070100400000004460002412","1354070005","1354070005",""]
["15630","通用介入","9","9","造影导管","普通型","/","/","已维护","国械注准20243030206","造影导管","造影导管","聚酰胺","湖南埃普特医疗器械有限公司","湖南埃普特医疗器械有限公司","C02070100400000004460002417","1355060031","1355060031",""]
["15630","通用介入","9","9","造影导管","普通型","/","/","已维护","国械注准20243030206","造影导管","造影导管","聚酰胺","湖南埃普特医疗器械有限公司","湖南埃普特医疗器械有限公司","C02070100400000004460002423","1355100083","1355100083",""]
["15630","通用介入","9","9","造影导管","普通型","/","/","已维护","国械注准20243030206","造影导管","造影导管","聚酰胺","湖南埃普特医疗器械有限公司","湖南埃普特医疗器械有限公司","C02070100400000004460002427","1356130084","1356130084",""]
["15630","通用介入","9","9","造影导管","普通型","/","/","已维护","国械注准20243030206","造影导管","造影导管","聚酰胺","湖南埃普特医疗器械有限公司","湖南埃普特医疗器械有限公司","C02070100400000004460002432","1356100112","1356100112",""]
["15630","通用介入","9","9","造影导管","普通型","/","/","已维护","国械注准20243030206","造影导管","造影导管","聚酰胺","湖南埃普特医疗器械有限公司","湖南埃普特医疗器械有限公司","C02070100400000004460002436","1354060004","1354060004",""]
["15630","通用介入","9","9","造影导管","普通型","/","/","已维护","国械注准20243030206","造影导管","造影导管","聚酰胺","湖南埃普特医疗器械有限公司","湖南埃普特医疗器械有限公司","C02070100400000004460002442","1356100064","1356100064",""]
["15630","通用介入","9","9","造影导管","普通型","/","/","已维护","国械注准20243030206","造影导管","造影导管","聚酰胺","湖南埃普特医疗器械有限公司","湖南埃普特医疗器械有限公司","C02070100400000004460002447","1354100083","1354100083",""]
["15630","通用介入","9","9","造影导管","普通型","/","/","已维护","国械注准20243030206","造影导管","造影导管","聚酰胺","湖南埃普特医疗器械有限公司","湖南埃普特医疗器械有限公司","C02070100400000004460002452","1354110181","1354110181",""]
["15630","通用介入","9","9","造影导管","普通型","/","/","已维护","国械注准20243030206","造影导管","造影导管","聚酰胺","湖南埃普特医疗器械有限公司","湖南埃普特医疗器械有限公司","C02070100400000004460002454","1354130122","1354130122",""]
["15630","通用介入","9","9","造影导管","普通型","/","/","已维护","国械注准20243030206","造影导管","造影导管","聚酰胺","湖南埃普特医疗器械有限公司","湖南埃普特医疗器械有限公司","C02070100400000004460002457","1355110126","1355110126",""]
["15630","通用介入","9","9","造影导管","普通型","/","/","已维护","国械注准20243030206","造影导管","造影导管","聚酰胺","湖南埃普特医疗器械有限公司","湖南埃普特医疗器械有限公司","C02070100400000004460002462","1356100043","1356100043",""]
["15630","通用介入","9","9","造影导管","普通型","/","/","已维护","国械注准20243030206","造影导管","造影导管","聚酰胺","湖南埃普特医疗器械有限公司","湖南埃普特医疗器械有限公司","C02070100400000004460002467","1355100065","1355100065",""]
["15630","通用介入","9","9","造影导管","普通型","/","/","已维护","国械注准20243030206","造影导管","造影导管","聚酰胺","湖南埃普特医疗器械有限公司","湖南埃普特医疗器械有限公司","C02070100400000004460002472","1355065163","1355065163",""]
["15630","通用介入","9","9","造影导管","普通型","/","/","已维护","国械注准20243030206","造影导管","造影导管","聚酰胺","湖南埃普特医疗器械有限公司","湖南埃普特医疗器械有限公司","C02070100400000004460002478","1354080069","1354080069",""]
["15630","通用介入","9","9","造影导管","普通型","/","/","已维护","国械注准20243030206","造影导管","造影导管","聚酰胺","湖南埃普特医疗器械有限公司","湖南埃普特医疗器械有限公司","C02070100400000004460002482","1354110047","1354110047",""]
["15630","通用介入","9","9","造影导管","普通型","/","/","已维护","国械注准20243030206","造影导管","造影导管","聚酰胺","湖南埃普特医疗器械有限公司","湖南埃普特医疗器械有限公司","C02070100400000004460002485","1354080186","1354080186",""]
["15630","通用介入","9","9","造影导管","普通型","/","/","已维护","国械注准20243030206","造影导管","造影导管","聚酰胺","湖南埃普特医疗器械有限公司","湖南埃普特医疗器械有限公司","C02070100400000004460002491","1354100195","1354100195",""]
["15630","通用介入","9","9","造影导管","普通型","/","/","已维护","国械注准20243030206","造影导管","造影导管","聚酰胺","湖南埃普特医疗器械有限公司","湖南埃普特医疗器械有限公司","C02070100400000004460002497","1355130042","1355130042",""]
["15630","通用介入","9","9","造影导管","普通型","/","/","已维护","国械注准20243030206","造影导管","造影导管","聚酰胺","湖南埃普特医疗器械有限公司","湖南埃普特医疗器械有限公司","C02070100400000004460002502","1355100012","1355100012",""]
["15630","通用介入","9","9","造影导管","普通型","/","/","已维护","国械注准20243030206","造影导管","造影导管","聚酰胺","湖南埃普特医疗器械有限公司","湖南埃普特医疗器械有限公司","C02070100400000004460002506","1355125189","1355125189",""]
["15630","通用介入","9","9","造影导管","普通型","/","/","已维护","国械注准20243030206","造影导管","造影导管","聚酰胺","湖南埃普特医疗器械有限公司","湖南埃普特医疗器械有限公司","C02070100400000004460002509","1355125197","1355125197",""]
["15630","通用介入","9","9","造影导管","普通型","/","/","已维护","国械注准20243030206","造影导管","造影导管","聚酰胺","湖南埃普特医疗器械有限公司","湖南埃普特医疗器械有限公司","C02070100400000004460002516","1356100082","1356100082",""]
["15630","通用介入","9","9","造影导管","普通型","/","/","已维护","国械注准20243030206","造影导管","造影导管","聚酰胺","湖南埃普特医疗器械有限公司","湖南埃普特医疗器械有限公司","C02070100400000004460002520","1356080126","1356080126",""]
["15630","通用介入","9","9","造影导管","普通型","/","/","已维护","国械注准20243030206","造影导管","造影导管","聚酰胺","湖南埃普特医疗器械有限公司","湖南埃普特医疗器械有限公司","C02070100400000004460002521","1355065093","1355065093",""]
["15630","通用介入","9","9","造影导管","普通型","/","/","已维护","国械注准20243030206","造影导管","造影导管","聚酰胺","湖南埃普特医疗器械有限公司","湖南埃普特医疗器械有限公司","C02070100400000004460002526","1356130079","1356130079",""]
["15630","通用介入","9","9","造影导管","普通型","/","/","已维护","国械注准20243030206","造影导管","造影导管","聚酰胺","湖南埃普特医疗器械有限公司","湖南埃普特医疗器械有限公司","C02070100400000004460002533","1356080050","1356080050",""]
["15630","通用介入","9","9","造影导管","普通型","/","/","已维护","国械注准20243030206","造影导管","造影导管","聚酰胺","湖南埃普特医疗器械有限公司","湖南埃普特医疗器械有限公司","C02070100400000004460002536","1354065168","1354065168",""]
["15630","通用介入","9","9","造影导管","普通型","/","/","已维护","国械注准20243030206","造影导管","造影导管","聚酰胺","湖南埃普特医疗器械有限公司","湖南埃普特医疗器械有限公司","C02070100400000004460002540","1356065110","1356065110",""]
["15630","通用介入","9","9","造影导管","普通型","/","/","已维护","国械注准20243030206","造影导管","造影导管","聚酰胺","湖南埃普特医疗器械有限公司","湖南埃普特医疗器械有限公司","C02070100400000004460002546","1356080106","1356080106",""]
["15630","通用介入","9","9","造影导管","普通型","/","/","已维护","国械注准20243030206","造影导管","造影导管","聚酰胺","湖南埃普特医疗器械有限公司","湖南埃普特医疗器械有限公司","C02070100400000004460002551","1355110252N","1355110252N",""]
["15630","通用介入","9","9","造影导管","普通型","/","/","已维护","国械注准20243030206","造影导管","造影导管","聚酰胺","湖南埃普特医疗器械有限公司","湖南埃普特医疗器械有限公司","C02070100400000004460002557","1355100089","1355100089",""]
["15630","通用介入","9","9","造影导管","普通型","/","/","已维护","国械注准20243030206","造影导管","造影导管","聚酰胺","湖南埃普特医疗器械有限公司","湖南埃普特医疗器械有限公司","C02070100400000004460002561","1354125198","1354125198",""]
["15630","通用介入","9","9","造影导管","普通型","/","/","已维护","国械注准20243030206","造影导管","造影导管","聚酰胺","湖南埃普特医疗器械有限公司","湖南埃普特医疗器械有限公司","C02070100400000004460002564","1355060034","1355060034",""]
["15630","通用介入","9","9","造影导管","普通型","/","/","已维护","国械注准20243030206","造影导管","造影导管","聚酰胺","湖南埃普特医疗器械有限公司","湖南埃普特医疗器械有限公司","C02070100400000004460002571","1354110161","1354110161",""]
["15630","通用介入","9","9","造影导管","普通型","/","/","已维护","国械注准20243030206","造影导管","造影导管","聚酰胺","湖南埃普特医疗器械有限公司","湖南埃普特医疗器械有限公司","C02070100400000004460002575","1355100145","1355100145",""]
["15630","通用介入","9","9","造影导管","普通型","/","/","已维护","国械注准20243030206","造影导管","造影导管","聚酰胺","湖南埃普特医疗器械有限公司","湖南埃普特医疗器械有限公司","C02070100400000004460002576","1356100037","1356100037",""]
["15630","通用介入","9","9","造影导管","普通型","/","/","已维护","国械注准20243030206","造影导管","造影导管","聚酰胺","湖南埃普特医疗器械有限公司","湖南埃普特医疗器械有限公司","C02070100400000004460002581","1356110055","1356110055",""]
["15630","通用介入","9","9","造影导管","普通型","/","/","已维护","国械注准20243030206","造影导管","造影导管","聚酰胺","湖南埃普特医疗器械有限公司","湖南埃普特医疗器械有限公司","C02070100400000004460002588","1355065118","1355065118",""]
["15630","通用介入","9","9","造影导管","普通型","/","/","已维护","国械注准20243030206","造影导管","造影导管","聚酰胺","湖南埃普特医疗器械有限公司","湖南埃普特医疗器械有限公司","C02070100400000004460002591","1355080210N","1355080210N",""]
["15630","通用介入","9","9","造影导管","普通型","/","/","已维护","国械注准20243030206","造影导管","造影导管","聚酰胺","湖南埃普特医疗器械有限公司","湖南埃普特医疗器械有限公司","C02070100400000004460002595","1354100077","1354100077",""]
["15630","通用介入","9","9","造影导管","普通型","/","/","已维护","国械注准20243030206","造影导管","造影导管","聚酰胺","湖南埃普特医疗器械有限公司","湖南埃普特医疗器械有限公司","C02070100400000004460002600","1355130147","1355130147",""]
["15630","通用介入","9","9","造影导管","普通型","/","/","已维护","国械注准20243030206","造影导管","造影导管","聚酰胺","湖南埃普特医疗器械有限公司","湖南埃普特医疗器械有限公司","C02070100400000004460002606","1355130182","1355130182",""]
["15630","通用介入","9","9","造影导管","普通型","/","/","已维护","国械注准20243030206","造影导管","造影导管","聚酰胺","湖南埃普特医疗器械有限公司","湖南埃普特医疗器械有限公司","C02070100400000004460002610","1354110131","1354110131",""]
["15630","通用介入","9","9","造影导管","普通型","/","/","已维护","国械注准20243030206","造影导管","造影导管","聚酰胺","湖南埃普特医疗器械有限公司","湖南埃普特医疗器械有限公司","C02070100400000004460002616","1354100087","1354100087",""]
["15630","通用介入","9","9","造影导管","普通型","/","/","已维护","国械注准20243030206","造影导管","造影导管","聚酰胺","湖南埃普特医疗器械有限公司","湖南埃普特医疗器械有限公司","C02070100400000004460002619","1354065128","1354065128",""]
["15630","通用介入","9","9","造影导管","普通型","/","/","已维护","国械注准20243030206","造影导管","造影导管","聚酰胺","湖南埃普特医疗器械有限公司","湖南埃普特医疗器械有限公司","C02070100400000004460002625","1355100261N","1355100261N",""]
["15630","通用介入","9","9","造影导管","普通型","/","/","已维护","国械注准20243030206","造影导管","造影导管","聚酰胺","湖南埃普特医疗器械有限公司","湖南埃普特医疗器械有限公司","C02070100400000004460002630","1354110126","1354110126",""]
["15630","通用介入","9","9","造影导管","普通型","/","/","已维护","国械注准20243030206","造影导管","造影导管","聚酰胺","湖南埃普特医疗器械有限公司","湖南埃普特医疗器械有限公司","C02070100400000004460002635","1354130048","1354130048",""]
["15630","通用介入","9","9","造影导管","普通型","/","/","已维护","国械注准20243030206","造影导管","造影导管","聚酰胺","湖南埃普特医疗器械有限公司","湖南埃普特医疗器械有限公司","C02070100400000004460002637","1356100025","1356100025",""]
["15630","通用介入","9","9","造影导管","普通型","/","/","已维护","国械注准20243030206","造影导管","造影导管","聚酰胺","湖南埃普特医疗器械有限公司","湖南埃普特医疗器械有限公司","C02070100400000004460002640","1354100059","1354100059",""]
["15630","通用介入","9","9","造影导管","普通型","/","/","已维护","国械注准20243030206","造影导管","造影导管","聚酰胺","湖南埃普特医疗器械有限公司","湖南埃普特医疗器械有限公司","C02070100400000004460002645","1356080044","1356080044",""]
["15630","通用介入","9","9","造影导管","普通型","/","/","已维护","国械注准20243030206","造影导管","造影导管","聚酰胺","湖南埃普特医疗器械有限公司","湖南埃普特医疗器械有限公司","C02070100400000004460002650","1356110108","1356110108",""]
["15630","通用介入","9","9","造影导管","普通型","/","/","已维护","国械注准20243030206","造影导管","造影导管","聚酰胺","湖南埃普特医疗器械有限公司","湖南埃普特医疗器械有限公司","C02070100400000004460002655","1355070005","1355070005",""]
["15630","通用介入","9","9","造影导管","普通型","/","/","已维护","国械注准20243030206","造影导管","造影导管","聚酰胺","湖南埃普特医疗器械有限公司","湖南埃普特医疗器械有限公司","C02070100400000004460002661","1354080099","1354080099",""]
["15630","通用介入","9","9","造影导管","普通型","/","/","已维护","国械注准20243030206","造影导管","造影导管","聚酰胺","湖南埃普特医疗器械有限公司","湖南埃普特医疗器械有限公司","C02070100400000004460002665","1356100042","1356100042",""]
["15630","通用介入","9","9","造影导管","普通型","/","/","已维护","国械注准20243030206","造影导管","造影导管","聚酰胺","湖南埃普特医疗器械有限公司","湖南埃普特医疗器械有限公司","C02070100400000004460002668","1355070010","1355070010",""]
["15630","通用介入","9","9","造影导管","普通型","/","/","已维护","国械注准20243030206","造影导管","造影导管","聚酰胺","湖南埃普特医疗器械有限公司","湖南埃普特医疗器械有限公司","C02070100400000004460002675","1355065108","1355065108",""]
["15630","通用介入","9","9","造影导管","普通型","/","/","已维护","国械注准20243030206","造影导管","造影导管","聚酰胺","湖南埃普特医疗器械有限公司","湖南埃普特医疗器械有限公司","C02070100400000004460002680","1355110020","1355110020",""]
["15630","通用介入","9","9","造影导管","普通型","/","/","已维护","国械注准20243030206","造影导管","造影导管","聚酰胺","湖南埃普特医疗器械有限公司","湖南埃普特医疗器械有限公司","C02070100400000004460002685","1356100003","1356100003",""]
["15630","通用介入","9","9","造影导管","普通型","/","/","已维护","国械注准20243030206","造影导管","造影导管","聚酰胺","湖南埃普特医疗器械有限公司","湖南埃普特医疗器械有限公司","C02070100400000004460002690","1355070037","1355070037",""]
["15630","通用介入","9","9","造影导管","普通型","/","/","已维护","国械注准20243030206","造影导管","造影导管","聚酰胺","湖南埃普特医疗器械有限公司","湖南埃普特医疗器械有限公司","C02070100400000004460002692","1355110047","1355110047",""]
["15630","通用介入","9","9","造影导管","普通型","/","/","已维护","国械注准20243030206","造影导管","造影导管","聚酰胺","湖南埃普特医疗器械有限公司","湖南埃普特医疗器械有限公司","C02070100400000004460002695","1355110156","1355110156",""]
["15630","通用介入","9","9","造影导管","普通型","/","/","已维护","国械注准20243030206","造影导管","造影导管","聚酰胺","湖南埃普特医疗器械有限公司","湖南埃普特医疗器械有限公司","C02070100400000004460002700","1354080081","1354080081",""]
["15630","通用介入","9","9","造影导管","普通型","/","/","已维护","国械注准20243030206","造影导管","造影导管","聚酰胺","湖南埃普特医疗器械有限公司","湖南埃普特医疗器械有限公司","C02070100400000004460002705","1355070035","1355070035",""]
["15630","通用介入","9","9","造影导管","普通型","/","/","已维护","国械注准20243030206","造影导管","造影导管","聚酰胺","湖南埃普特医疗器械有限公司","湖南埃普特医疗器械有限公司","C02070100400000004460002709","1356100142","1356100142",""]
["15630","通用介入","9","9","造影导管","普通型","/","/","已维护","国械注准20243030206","造影导管","造影导管","聚酰胺","湖南埃普特医疗器械有限公司","湖南埃普特医疗器械有限公司","C02070100400000004460002715","1356110138","1356110138",""]
["15630","通用介入","9","9","造影导管","普通型","/","/","已维护","国械注准20243030206","造影导管","造影导管","聚酰胺","湖南埃普特医疗器械有限公司","湖南埃普特医疗器械有限公司","C02070100400000004460002718","1356130215N","1356130215N",""]
["15630","通用介入","9","9","造影导管","普通型","/","/","已维护","国械注准20243030206","造影导管","造影导管","聚酰胺","湖南埃普特医疗器械有限公司","湖南埃普特医疗器械有限公司","C02070100400000004460002722","1356100238N","1356100238N",""]
["15630","通用介入","9","9","造影导管","普通型","/","/","已维护","国械注准20243030206","造影导管","造影导管","聚酰胺","湖南埃普特医疗器械有限公司","湖南埃普特医疗器械有限公司","C02070100400000004460002728","1356100198N","1356100198N",""]
["15630","通用介入","9","9","造影导管","普通型","/","/","已维护","国械注准20243030206","造影导管","造影导管","聚酰胺","湖南埃普特医疗器械有限公司","湖南埃普特医疗器械有限公司","C02070100400000004460002734","1356125172","1356125172",""]
["15630","通用介入","9","9","造影导管","普通型","/","/","已维护","国械注准20243030206","造影导管","造影导管","聚酰胺","湖南埃普特医疗器械有限公司","湖南埃普特医疗器械有限公司","C02070100400000004460002739","1356080227N","1356080227N",""]
["15630","通用介入","9","9","造影导管","普通型","/","/","已维护","国械注准20243030206","造影导管","造影导管","聚酰胺","湖南埃普特医疗器械有限公司","湖南埃普特医疗器械有限公司","C02070100400000004460002743","1356065201N","1356065201N",""]
["15630","通用介入","9","9","造影导管","普通型","/","/","已维护","国械注准20243030206","造影导管","造影导管","聚酰胺","湖南埃普特医疗器械有限公司","湖南埃普特医疗器械有限公司","C02070100400000004460002746","1356130205N","1356130205N",""]
["15630","通用介入","9","9","造影导管","普通型","/","/","已维护","国械注准20243030206","造影导管","造影导管","聚酰胺","湖南埃普特医疗器械有限公司","湖南埃普特医疗器械有限公司","C02070100400000004460002753","1356100208N","1356100208N",""]
["15630","通用介入","9","9","造影导管","普通型","/","/","已维护","国械注准20243030206","造影导管","造影导管","聚酰胺","湖南埃普特医疗器械有限公司","湖南埃普特医疗器械有限公司","C02070100400000004460002757","1356125180","1356125180",""]
["15630","通用介入","9","9","造影导管","普通型","/","/","已维护","国械注准20243030206","造影导管","造影导管","聚酰胺","湖南埃普特医疗器械有限公司","湖南埃普特医疗器械有限公司","C02070100400000004460002758","1356100183N","1356100183N",""]
["15630","通用介入","9","9","造影导管","普通型","/","/","已维护","国械注准20243030206","造影导管","造影导管","聚酰胺","湖南埃普特医疗器械有限公司","湖南埃普特医疗器械有限公司","C02070100400000004460002763","1356110143","1356110143",""]
["15630","通用介入","9","9","造影导管","普通型","/","/","已维护","国械注准20243030206","造影导管","造影导管","聚酰胺","湖南埃普特医疗器械有限公司","湖南埃普特医疗器械有限公司","C02070100400000004460002770","1356110256","1356110256",""]
["15630","通用介入","9","9","造影导管","普通型","/","/","已维护","国械注准20243030206","造影导管","造影导管","聚酰胺","湖南埃普特医疗器械有限公司","湖南埃普特医疗器械有限公司","C02070100400000004460002773","1356110254","1356110254",""]
["15630","通用介入","9","9","造影导管","普通型","/","/","已维护","国械注准20243030206","造影导管","造影导管","聚酰胺","湖南埃普特医疗器械有限公司","湖南埃普特医疗器械有限公司","C02070100400000004460002777","1356130225N","1356130225N",""]
["15630","通用介入","9","9","造影导管","普通型","/","/","已维护","国械注准20243030206","造影导管","造影导管","聚酰胺","湖南埃普特医疗器械有限公司","湖南埃普特医疗器械有限公司","C02070100400000004460002783","1356110163","1356110163",""]
["15630","通用介入","9","9","造影导管","普通型","/","/","已维护","国械注准20243030206","造影导管","造影导管","聚酰胺","湖南埃普特医疗器械有限公司","湖南埃普特医疗器械有限公司","C02070100400000004460002788","1356065165","1356065165",""]
["15630","通用介入","9","9","造影导管","普通型","/","/","已维护","国械注准20243030206","造影导管","造影导管","聚酰胺","湖南埃普特医疗器械有限公司","湖南埃普特医疗器械有限公司","C02070100400000004460002793","1356110184N","1356110184N",""]
["15630","通用介入","9","9","造影导管","普通型","/","/","已维护","国械注准20243030206","造影导管","造影导管","聚酰胺","湖南埃普特医疗器械有限公司","湖南埃普特医疗器械有限公司","C02070100400000004460002798","1356100152","1356100152",""]
["15630","通用介入","9","9","造影导管","普通型","/","/","已维护","国械注准20243030206","造影导管","造影导管","聚酰胺","湖南埃普特医疗器械有限公司","湖南埃普特医疗器械有限公司","C02070100400000004460002801","1356080161","1356080161",""]
["15630","通用介入","9","9","造影导管","普通型","/","/","已维护","国械注准20243030206","造影导管","造影导管","聚酰胺","湖南埃普特医疗器械有限公司","湖南埃普特医疗器械有限公司","C02070100400000004460002808","1356100177","1356100177",""]
["15630","通用介入","9","9","造影导管","普通型","/","/","已维护","国械注准20243030206","造影导管","造影导管","聚酰胺","湖南埃普特医疗器械有限公司","湖南埃普特医疗器械有限公司","C02070100400000004460002812","1356100228N","1356100228N",""]
["15630","通用介入","9","9","造影导管","普通型","/","/","已维护","国械注准20243030206","造影导管","造影导管","聚酰胺","湖南埃普特医疗器械有限公司","湖南埃普特医疗器械有限公司","C02070100400000004460002817","1356065246N","1356065246N",""]
["15630","通用介入","9","9","造影导管","普通型","/","/","已维护","国械注准20243030206","造影导管","造影导管","聚酰胺","湖南埃普特医疗器械有限公司","湖南埃普特医疗器械有限公司","C02070100400000004460002818","1356110219N","1356110219N",""]
["15630","通用介入","9","9","造影导管","普通型","/","/","已维护","国械注准20243030206","造影导管","造影导管","聚酰胺","湖南埃普特医疗器械有限公司","湖南埃普特医疗器械有限公司","C02070100400000004460002825","1356110224N","1356110224N",""]
["15630","通用介入","9","9","造影导管","普通型","/","/","已维护","国械注准20243030206","造影导管","造影导管","聚酰胺","湖南埃普特医疗器械有限公司","湖南埃普特医疗器械有限公司","C02070100400000004460002828","1356080222N","1356080222N",""]
["15630","通用介入","9","9","造影导管","普通型","/","/","已维护","国械注准20243030206","造影导管","造影导管","聚酰胺","湖南埃普特医疗器械有限公司","湖南埃普特医疗器械有限公司","C02070100400000004460002832","1356065166","1356065166",""]
["15641","通用介入","9","9","造影导管","普通型","/","/","已维护","国械注准20253030582","造影导管","造影导管","造影导管管体由不透X射线的尼龙弹性体，学名叫聚醚嵌段聚酰胺（Pebax）制成，接头由聚丙烯（PP）制成，护套由聚氯乙烯(PVC)制成，可撕裂矫直管由聚四氟乙烯（PTFE）制成。","深圳市益心达医学新技术有限公司","深圳市益心达医学新技术有限公司","C02070100400000104950000464","SCW—YAS－05110","SCW—YAS－05110","管径范围：5F\n长度范围：110cm"]
["15641","通用介入","9","9","造影导管","普通型","/","/","已维护","国械注准20253030582","造影导管","造影导管","造影导管管体由不透X射线的尼龙弹性体，学名叫聚醚嵌段聚酰胺（Pebax）制成，接头由聚丙烯（PP）制成，护套由聚氯乙烯(PVC)制成，可撕裂矫直管由聚四氟乙烯（PTFE）制成。","深圳市益心达医学新技术有限公司","深圳市益心达医学新技术有限公司","C02070100400000104950000470","SCW—JR4.5－06110","SCW—JR4.5－06110","管径范围：6F\n长度范围：110cm"]
["15641","通用介入","9","9","造影导管","普通型","/","/","已维护","国械注准20253030582","造影导管","造影导管","造影导管管体由不透X射线的尼龙弹性体，学名叫聚醚嵌段聚酰胺（Pebax）制成，接头由聚丙烯（PP）制成，护套由聚氯乙烯(PVC)制成，可撕裂矫直管由聚四氟乙烯（PTFE）制成。","深圳市益心达医学新技术有限公司","深圳市益心达医学新技术有限公司","C02070100400000104950000474","SCW—JL5.0－06100","SCW—JL5.0－06100","管径范围：6F\n长度范围：100cm"]
["15641","通用介入","9","9","造影导管","普通型","/","/","已维护","国械注准20253030582","造影导管","造影导管","造影导管管体由不透X射线的尼龙弹性体，学名叫聚醚嵌段聚酰胺（Pebax）制成，接头由聚丙烯（PP）制成，护套由聚氯乙烯(PVC)制成，可撕裂矫直管由聚四氟乙烯（PTFE）制成。","深圳市益心达医学新技术有限公司","深圳市益心达医学新技术有限公司","C02070100400000104950000480","SCW—JL4.5－06100","SCW—JL4.5－06100","管径范围：6F\n长度范围：100cm"]
["15641","通用介入","9","9","造影导管","普通型","/","/","已维护","国械注准20253030582","造影导管","造影导管","造影导管管体由不透X射线的尼龙弹性体，学名叫聚醚嵌段聚酰胺（Pebax）制成，接头由聚丙烯（PP）制成，护套由聚氯乙烯(PVC)制成，可撕裂矫直管由聚四氟乙烯（PTFE）制成。","深圳市益心达医学新技术有限公司","深圳市益心达医学新技术有限公司","C02070100400000104950000483","SCW—VERB－05100","SCW—VERB－05100","管径范围：5F\n长度范围：100cm"]
["15641","通用介入","9","9","造影导管","普通型","/","/","已维护","国械注准20253030582","造影导管","造影导管","造影导管管体由不透X射线的尼龙弹性体，学名叫聚醚嵌段聚酰胺（Pebax）制成，接头由聚丙烯（PP）制成，护套由聚氯乙烯(PVC)制成，可撕裂矫直管由聚四氟乙烯（PTFE）制成。","深圳市益心达医学新技术有限公司","深圳市益心达医学新技术有限公司","C02070100400000104950000489","SCW—MPA2－06110","SCW—MPA2－06110","管径范围：6F\n长度范围：110cm"]
["15641","通用介入","9","9","造影导管","普通型","/","/","已维护","国械注准20253030582","造影导管","造影导管","造影导管管体由不透X射线的尼龙弹性体，学名叫聚醚嵌段聚酰胺（Pebax）制成，接头由聚丙烯（PP）制成，护套由聚氯乙烯(PVC)制成，可撕裂矫直管由聚四氟乙烯（PTFE）制成。","深圳市益心达医学新技术有限公司","深圳市益心达医学新技术有限公司","C02070100400000104950000494","SCW—MPA2－06100","SCW—MPA2－06100","管径范围：6F\n长度范围：100cm"]
["15641","通用介入","9","9","造影导管","普通型","/","/","已维护","国械注准20253030582","造影导管","造影导管","造影导管管体由不透X射线的尼龙弹性体，学名叫聚醚嵌段聚酰胺（Pebax）制成，接头由聚丙烯（PP）制成，护套由聚氯乙烯(PVC)制成，可撕裂矫直管由聚四氟乙烯（PTFE）制成。","深圳市益心达医学新技术有限公司","深圳市益心达医学新技术有限公司","C02070100400000104950000499","SCW—JL3.5－05100","SCW—JL3.5－05100","管径范围：5F\n长度范围：100cm"]
["15641","通用介入","9","9","造影导管","普通型","/","/","已维护","国械注准20253030582","造影导管","造影导管","造影导管管体由不透X射线的尼龙弹性体，学名叫聚醚嵌段聚酰胺（Pebax）制成，接头由聚丙烯（PP）制成，护套由聚氯乙烯(PVC)制成，可撕裂矫直管由聚四氟乙烯（PTFE）制成。","深圳市益心达医学新技术有限公司","深圳市益心达医学新技术有限公司","C02070100400000104950000501","SCW—SIM1－04110","SCW—SIM1－04110","管径范围：4F\n长度范围：110cm"]
["15641","通用介入","9","9","造影导管","普通型","/","/","已维护","国械注准20253030582","造影导管","造影导管","造影导管管体由不透X射线的尼龙弹性体，学名叫聚醚嵌段聚酰胺（Pebax）制成，接头由聚丙烯（PP）制成，护套由聚氯乙烯(PVC)制成，可撕裂矫直管由聚四氟乙烯（PTFE）制成。","深圳市益心达医学新技术有限公司","深圳市益心达医学新技术有限公司","C02070100400000104950000504","SCW—HEADHUNTER－05100","SCW—HEADHUNTER－05100","管径范围：5F\n长度范围：100cm"]
["15641","通用介入","9","9","造影导管","普通型","/","/","已维护","国械注准20253030582","造影导管","造影导管","造影导管管体由不透X射线的尼龙弹性体，学名叫聚醚嵌段聚酰胺（Pebax）制成，接头由聚丙烯（PP）制成，护套由聚氯乙烯(PVC)制成，可撕裂矫直管由聚四氟乙烯（PTFE）制成。","深圳市益心达医学新技术有限公司","深圳市益心达医学新技术有限公司","C02070100400000104950000509","SCW—SIM1－05110","SCW—SIM1－05110","管径范围：5F\n长度范围：110cm"]
["15641","通用介入","9","9","造影导管","普通型","/","/","已维护","国械注准20253030582","造影导管","造影导管","造影导管管体由不透X射线的尼龙弹性体，学名叫聚醚嵌段聚酰胺（Pebax）制成，接头由聚丙烯（PP）制成，护套由聚氯乙烯(PVC)制成，可撕裂矫直管由聚四氟乙烯（PTFE）制成。","深圳市益心达医学新技术有限公司","深圳市益心达医学新技术有限公司","C02070100400000104950000514","SCW—COBRA3－05110","SCW—COBRA3－05110","管径范围：5F\n长度范围：110cm"]
["15641","通用介入","9","9","造影导管","普通型","/","/","已维护","国械注准20253030582","造影导管","造影导管","造影导管管体由不透X射线的尼龙弹性体，学名叫聚醚嵌段聚酰胺（Pebax）制成，接头由聚丙烯（PP）制成，护套由聚氯乙烯(PVC)制成，可撕裂矫直管由聚四氟乙烯（PTFE）制成。","深圳市益心达医学新技术有限公司","深圳市益心达医学新技术有限公司","C02070100400000104950000519","SCW—SIM2－04100","SCW—SIM2－04100","管径范围：4F\n长度范围：100cm"]
["15641","通用介入","9","9","造影导管","普通型","/","/","已维护","国械注准20253030582","造影导管","造影导管","造影导管管体由不透X射线的尼龙弹性体，学名叫聚醚嵌段聚酰胺（Pebax）制成，接头由聚丙烯（PP）制成，护套由聚氯乙烯(PVC)制成，可撕裂矫直管由聚四氟乙烯（PTFE）制成。","深圳市益心达医学新技术有限公司","深圳市益心达医学新技术有限公司","C02070100400000104950000525","SCW—Straight Pigtail－06100","SCW—Straight Pigtail－06100","管径范围：6F\n长度范围：100cm"]
["15641","通用介入","9","9","造影导管","普通型","/","/","已维护","国械注准20253030582","造影导管","造影导管","造影导管管体由不透X射线的尼龙弹性体，学名叫聚醚嵌段聚酰胺（Pebax）制成，接头由聚丙烯（PP）制成，护套由聚氯乙烯(PVC)制成，可撕裂矫直管由聚四氟乙烯（PTFE）制成。","深圳市益心达医学新技术有限公司","深圳市益心达医学新技术有限公司","C02070100400000104950000529","SCW—HEADHUNTER－04100","SCW—HEADHUNTER－04100","管径范围：4F\n长度范围：100cm"]
["15641","通用介入","9","9","造影导管","普通型","/","/","已维护","国械注准20253030582","造影导管","造影导管","造影导管管体由不透X射线的尼龙弹性体，学名叫聚醚嵌段聚酰胺（Pebax）制成，接头由聚丙烯（PP）制成，护套由聚氯乙烯(PVC)制成，可撕裂矫直管由聚四氟乙烯（PTFE）制成。","深圳市益心达医学新技术有限公司","深圳市益心达医学新技术有限公司","C02070100400000104950000532","SCW—MPA1－05100","SCW—MPA1－05100","管径范围：5F\n长度范围：100cm"]
["15641","通用介入","9","9","造影导管","普通型","/","/","已维护","国械注准20253030582","造影导管","造影导管","造影导管管体由不透X射线的尼龙弹性体，学名叫聚醚嵌段聚酰胺（Pebax）制成，接头由聚丙烯（PP）制成，护套由聚氯乙烯(PVC)制成，可撕裂矫直管由聚四氟乙烯（PTFE）制成。","深圳市益心达医学新技术有限公司","深圳市益心达医学新技术有限公司","C02070100400000104950000538","SCW—SIM3－05125","SCW—SIM3－05125","管径范围：5F\n长度范围：125cm"]
["15641","通用介入","9","9","造影导管","普通型","/","/","已维护","国械注准20253030582","造影导管","造影导管","造影导管管体由不透X射线的尼龙弹性体，学名叫聚醚嵌段聚酰胺（Pebax）制成，接头由聚丙烯（PP）制成，护套由聚氯乙烯(PVC)制成，可撕裂矫直管由聚四氟乙烯（PTFE）制成。","深圳市益心达医学新技术有限公司","深圳市益心达医学新技术有限公司","C02070100400000104950000544","SCW—JR3.5－05100","SCW—JR3.5－05100","管径范围：5F\n长度范围：100cm"]
["15641","通用介入","9","9","造影导管","普通型","/","/","已维护","国械注准20253030582","造影导管","造影导管","造影导管管体由不透X射线的尼龙弹性体，学名叫聚醚嵌段聚酰胺（Pebax）制成，接头由聚丙烯（PP）制成，护套由聚氯乙烯(PVC)制成，可撕裂矫直管由聚四氟乙烯（PTFE）制成。","深圳市益心达医学新技术有限公司","深圳市益心达医学新技术有限公司","C02070100400000104950000549","SCW—RS－05125","SCW—RS－05125","管径范围：5F\n长度范围：125cm"]
["15641","通用介入","9","9","造影导管","普通型","/","/","已维护","国械注准20253030582","造影导管","造影导管","造影导管管体由不透X射线的尼龙弹性体，学名叫聚醚嵌段聚酰胺（Pebax）制成，接头由聚丙烯（PP）制成，护套由聚氯乙烯(PVC)制成，可撕裂矫直管由聚四氟乙烯（PTFE）制成。","深圳市益心达医学新技术有限公司","深圳市益心达医学新技术有限公司","C02070100400000104950000554","SCW—MPA2－04100","SCW—MPA2－04100","管径范围：4F\n长度范围：100cm"]
["15641","通用介入","9","9","造影导管","普通型","/","/","已维护","国械注准20253030582","造影导管","造影导管","造影导管管体由不透X射线的尼龙弹性体，学名叫聚醚嵌段聚酰胺（Pebax）制成，接头由聚丙烯（PP）制成，护套由聚氯乙烯(PVC)制成，可撕裂矫直管由聚四氟乙烯（PTFE）制成。","深圳市益心达医学新技术有限公司","深圳市益心达医学新技术有限公司","C02070100400000104950000556","SCW—SIM3－05110","SCW—SIM3－05110","管径范围：5F\n长度范围：110cm"]
["15641","通用介入","9","9","造影导管","普通型","/","/","已维护","国械注准20253030582","造影导管","造影导管","造影导管管体由不透X射线的尼龙弹性体，学名叫聚醚嵌段聚酰胺（Pebax）制成，接头由聚丙烯（PP）制成，护套由聚氯乙烯(PVC)制成，可撕裂矫直管由聚四氟乙烯（PTFE）制成。","深圳市益心达医学新技术有限公司","深圳市益心达医学新技术有限公司","C02070100400000104950000563","SCW—STR－05110","SCW—STR－05110","管径范围：5F\n长度范围：110cm"]
["15641","通用介入","9","9","造影导管","普通型","/","/","已维护","国械注准20253030582","造影导管","造影导管","造影导管管体由不透X射线的尼龙弹性体，学名叫聚醚嵌段聚酰胺（Pebax）制成，接头由聚丙烯（PP）制成，护套由聚氯乙烯(PVC)制成，可撕裂矫直管由聚四氟乙烯（PTFE）制成。","深圳市益心达医学新技术有限公司","深圳市益心达医学新技术有限公司","C02070100400000104950000567","SCW—JL5.0－06110","SCW—JL5.0－06110","管径范围：6F\n长度范围：110cm"]
["15641","通用介入","9","9","造影导管","普通型","/","/","已维护","国械注准20253030582","造影导管","造影导管","造影导管管体由不透X射线的尼龙弹性体，学名叫聚醚嵌段聚酰胺（Pebax）制成，接头由聚丙烯（PP）制成，护套由聚氯乙烯(PVC)制成，可撕裂矫直管由聚四氟乙烯（PTFE）制成。","深圳市益心达医学新技术有限公司","深圳市益心达医学新技术有限公司","C02070100400000104950000568","SCW—YAS－04080","SCW—YAS－04080","管径范围：4F\n长度范围：80cm"]
["15641","通用介入","9","9","造影导管","普通型","/","/","已维护","国械注准20253030582","造影导管","造影导管","造影导管管体由不透X射线的尼龙弹性体，学名叫聚醚嵌段聚酰胺（Pebax）制成，接头由聚丙烯（PP）制成，护套由聚氯乙烯(PVC)制成，可撕裂矫直管由聚四氟乙烯（PTFE）制成。","深圳市益心达医学新技术有限公司","深圳市益心达医学新技术有限公司","C02070100400000104950000574","SCW—JL3.5－06110","SCW—JL3.5－06110","管径范围：6F\n长度范围：110cm"]
["15641","通用介入","9","9","造影导管","普通型","/","/","已维护","国械注准20253030582","造影导管","造影导管","造影导管管体由不透X射线的尼龙弹性体，学名叫聚醚嵌段聚酰胺（Pebax）制成，接头由聚丙烯（PP）制成，护套由聚氯乙烯(PVC)制成，可撕裂矫直管由聚四氟乙烯（PTFE）制成。","深圳市益心达医学新技术有限公司","深圳市益心达医学新技术有限公司","C02070100400000104950000580","SCW—Pigtail 145°－06110","SCW—Pigtail 145°－06110","管径范围：6F\n长度范围：110cm"]
["15641","通用介入","9","9","造影导管","普通型","/","/","已维护","国械注准20253030582","造影导管","造影导管","造影导管管体由不透X射线的尼龙弹性体，学名叫聚醚嵌段聚酰胺（Pebax）制成，接头由聚丙烯（PP）制成，护套由聚氯乙烯(PVC)制成，可撕裂矫直管由聚四氟乙烯（PTFE）制成。","深圳市益心达医学新技术有限公司","深圳市益心达医学新技术有限公司","C02070100400000104950000583","SCW—COBRA3－05125","SCW—COBRA3－05125","管径范围：5F\n长度范围：125cm"]
["15641","通用介入","9","9","造影导管","普通型","/","/","已维护","国械注准20253030582","造影导管","造影导管","造影导管管体由不透X射线的尼龙弹性体，学名叫聚醚嵌段聚酰胺（Pebax）制成，接头由聚丙烯（PP）制成，护套由聚氯乙烯(PVC)制成，可撕裂矫直管由聚四氟乙烯（PTFE）制成。","深圳市益心达医学新技术有限公司","深圳市益心达医学新技术有限公司","C02070100400000104950000587","SCW—RLG－05080","SCW—RLG－05080","管径范围：5F\n长度范围：80cm"]
["15641","通用介入","9","9","造影导管","普通型","/","/","已维护","国械注准20253030582","造影导管","造影导管","造影导管管体由不透X射线的尼龙弹性体，学名叫聚醚嵌段聚酰胺（Pebax）制成，接头由聚丙烯（PP）制成，护套由聚氯乙烯(PVC)制成，可撕裂矫直管由聚四氟乙烯（PTFE）制成。","深圳市益心达医学新技术有限公司","深圳市益心达医学新技术有限公司","C02070100400000104950000593","SCW—RC2－05125","SCW—RC2－05125","管径范围：5F\n长度范围：125cm"]
["15641","通用介入","9","9","造影导管","普通型","/","/","已维护","国械注准20253030582","造影导管","造影导管","造影导管管体由不透X射线的尼龙弹性体，学名叫聚醚嵌段聚酰胺（Pebax）制成，接头由聚丙烯（PP）制成，护套由聚氯乙烯(PVC)制成，可撕裂矫直管由聚四氟乙烯（PTFE）制成。","深圳市益心达医学新技术有限公司","深圳市益心达医学新技术有限公司","C02070100400000104950000598","SCW—HEADHUNTER－05125","SCW—HEADHUNTER－05125","管径范围：5F\n长度范围：125cm"]
["15641","通用介入","9","9","造影导管","普通型","/","/","已维护","国械注准20253030582","造影导管","造影导管","造影导管管体由不透X射线的尼龙弹性体，学名叫聚醚嵌段聚酰胺（Pebax）制成，接头由聚丙烯（PP）制成，护套由聚氯乙烯(PVC)制成，可撕裂矫直管由聚四氟乙烯（PTFE）制成。","深圳市益心达医学新技术有限公司","深圳市益心达医学新技术有限公司","C02070100400000104950000604","SCW—JL4.5－05110","SCW—JL4.5－05110","管径范围：5F\n长度范围：110cm"]
["15641","通用介入","9","9","造影导管","普通型","/","/","已维护","国械注准20253030582","造影导管","造影导管","造影导管管体由不透X射线的尼龙弹性体，学名叫聚醚嵌段聚酰胺（Pebax）制成，接头由聚丙烯（PP）制成，护套由聚氯乙烯(PVC)制成，可撕裂矫直管由聚四氟乙烯（PTFE）制成。","深圳市益心达医学新技术有限公司","深圳市益心达医学新技术有限公司","C02070100400000104950000608","SCW—Radial Tig－05110","SCW—Radial Tig－05110","管径范围：5F\n长度范围：110cm"]
["15644","通用介入","14","14","血管鞘","普通型","/","/","已维护","鲁械注准20242030813","血管鞘套件","血管鞘套件","鞘柄PE、鞘管FEP","山东柏新医疗制品有限公司","山东柏新医疗制品有限公司","C02071001500000011560000002","IK-5-10","IK-5-10",""]
["15644","通用介入","14","14","血管鞘","普通型","/","/","已维护","鲁械注准20242030813","血管鞘套件","血管鞘套件","鞘柄PE、鞘管FEP","山东柏新医疗制品有限公司","山东柏新医疗制品有限公司","C02071001500000011560000009","IK-7-25","IK-7-25",""]
["15647","通用介入","12-1","12-1","造影导丝","普通型","/","长度≤180CM","已维护","湘械注准20252030383","导丝","导丝","不锈钢","湖南埃普特医疗器械有限公司","湖南埃普特医疗器械有限公司","C02070600300000004460001512","246S3515","246S3515",""]
["15647","通用介入","12-1","12-1","造影导丝","普通型","/","长度≤180CM","已维护","湘械注准20252030383","导丝","导丝","不锈钢","湖南埃普特医疗器械有限公司","湖南埃普特医疗器械有限公司","C02070600300000004460001513","246J3215","246J3215",""]
["15647","通用介入","12-1","12-1","造影导丝","普通型","/","长度≤180CM","已维护","湘械注准20252030383","导丝","导丝","不锈钢","湖南埃普特医疗器械有限公司","湖南埃普特医疗器械有限公司","C02070600300000004460001518","246S3815","246S3815",""]
["15647","通用介入","12-1","12-1","造影导丝","普通型","/","长度≤180CM","已维护","湘械注准20252030383","导丝","导丝","不锈钢","湖南埃普特医疗器械有限公司","湖南埃普特医疗器械有限公司","C02070600300000004460001533","246S2515","246S2515",""]
["15647","通用介入","12-1","12-1","造影导丝","普通型","/","长度≤180CM","已维护","湘械注准20252030383","导丝","导丝","不锈钢","湖南埃普特医疗器械有限公司","湖南埃普特医疗器械有限公司","C02070600300000004460001536","246J2815","246J2815",""]
["15651","通用介入","14","14","血管鞘","普通型","/","/","已维护","国械注准20193031043","一次性使用无菌导管鞘","一次性使用无菌导管鞘","FEP","深圳市天可医疗科技有限公司","深圳市天可医疗科技有限公司","C02070901500002060710000003","IS-0923","IS-0923",""]
["15651","通用介入","14","14","血管鞘","普通型","/","/","已维护","国械注准20193031043","一次性使用无菌导管鞘","一次性使用无菌导管鞘","FEP","深圳市天可医疗科技有限公司","深圳市天可医疗科技有限公司","C02070901500002060710000009","IS-0711","IS-0711",""]
["15651","通用介入","14","14","血管鞘","普通型","/","/","已维护","国械注准20193031043","一次性使用无菌导管鞘","一次性使用无菌导管鞘","FEP","深圳市天可医疗科技有限公司","深圳市天可医疗科技有限公司","C02070901500002060710000014","IS-0523","IS-0523",""]
["15654","通用介入","14","14","血管鞘","普通型","/","/","已维护","湘械注准20252030225","血管鞘组","血管鞘组","不锈钢、聚氨酯、聚氯乙烯、聚乙烯、聚碳酸酯","湖南埃普特医疗器械有限公司","湖南瑞康通科技发展有限公司","C02071001500000118370000862","163A0910PS35T","163A0910PS35T",""]
["15654","通用介入","14","14","血管鞘","普通型","/","/","已维护","湘械注准20252030225","血管鞘组","血管鞘组","不锈钢、聚氨酯、聚氯乙烯、聚乙烯、聚碳酸酯","湖南埃普特医疗器械有限公司","湖南瑞康通科技发展有限公司","C02071001500000118370000868","163B0915PA35T","163B0915PA35T",""]
["15654","通用介入","14","14","血管鞘","普通型","/","/","已维护","湘械注准20252030225","血管鞘组","血管鞘组","不锈钢、聚氨酯、聚氯乙烯、聚乙烯、聚碳酸酯","湖南埃普特医疗器械有限公司","湖南瑞康通科技发展有限公司","C02071001500000118370000871","163A0607PS21T","163A0607PS21T",""]
["15654","通用介入","14","14","血管鞘","普通型","/","/","已维护","湘械注准20252030225","血管鞘组","血管鞘组","不锈钢、聚氨酯、聚氯乙烯、聚乙烯、聚碳酸酯","湖南埃普特医疗器械有限公司","湖南瑞康通科技发展有限公司","C02071001500000118370000878","163A0615MS18DL","163A0615MS18DL",""]
["15654","通用介入","14","14","血管鞘","普通型","/","/","已维护","湘械注准20252030225","血管鞘组","血管鞘组","不锈钢、聚氨酯、聚氯乙烯、聚乙烯、聚碳酸酯","湖南埃普特医疗器械有限公司","湖南瑞康通科技发展有限公司","C02071001500000118370000882","163A6510MS25TL","163A6510MS25TL",""]
["15654","通用介入","14","14","血管鞘","普通型","/","/","已维护","湘械注准20252030225","血管鞘组","血管鞘组","不锈钢、聚氨酯、聚氯乙烯、聚乙烯、聚碳酸酯","湖南埃普特医疗器械有限公司","湖南瑞康通科技发展有限公司","C02071001500000118370000887","163A6515MS18D","163A6515MS18D",""]
["15654","通用介入","14","14","血管鞘","普通型","/","/","已维护","湘械注准20252030225","血管鞘组","血管鞘组","不锈钢、聚氨酯、聚氯乙烯、聚乙烯、聚碳酸酯","湖南埃普特医疗器械有限公司","湖南瑞康通科技发展有限公司","C02071001500000118370000889","163A0415PS25TL","163A0415PS25TL",""]
["15654","通用介入","14","14","血管鞘","普通型","/","/","已维护","湘械注准20252030225","血管鞘组","血管鞘组","不锈钢、聚氨酯、聚氯乙烯、聚乙烯、聚碳酸酯","湖南埃普特医疗器械有限公司","湖南瑞康通科技发展有限公司","C02071001500000118370000892","163A0515MS25TL","163A0515MS25TL",""]
["15654","通用介入","14","14","血管鞘","普通型","/","/","已维护","湘械注准20252030225","血管鞘组","血管鞘组","不锈钢、聚氨酯、聚氯乙烯、聚乙烯、聚碳酸酯","湖南埃普特医疗器械有限公司","湖南瑞康通科技发展有限公司","C02071001500000118370000897","163A0505HS18DL","163A0505HS18DL",""]
["15654","通用介入","14","14","血管鞘","普通型","/","/","已维护","湘械注准20252030225","血管鞘组","血管鞘组","不锈钢、聚氨酯、聚氯乙烯、聚乙烯、聚碳酸酯","湖南埃普特医疗器械有限公司","湖南瑞康通科技发展有限公司","C02071001500000118370000902","163B0515PS35T","163B0515PS35T",""]
["15654","通用介入","14","14","血管鞘","普通型","/","/","已维护","湘械注准20252030225","血管鞘组","血管鞘组","不锈钢、聚氨酯、聚氯乙烯、聚乙烯、聚碳酸酯","湖南埃普特医疗器械有限公司","湖南瑞康通科技发展有限公司","C02071001500000118370000907","163A0615PA21T","163A0615PA21T",""]
["15654","通用介入","14","14","血管鞘","普通型","/","/","已维护","湘械注准20252030225","血管鞘组","血管鞘组","不锈钢、聚氨酯、聚氯乙烯、聚乙烯、聚碳酸酯","湖南埃普特医疗器械有限公司","湖南瑞康通科技发展有限公司","C02071001500000118370000913","163B0815PS35T","163B0815PS35T",""]
["15654","通用介入","14","14","血管鞘","普通型","/","/","已维护","湘械注准20252030225","血管鞘组","血管鞘组","不锈钢、聚氨酯、聚氯乙烯、聚乙烯、聚碳酸酯","湖南埃普特医疗器械有限公司","湖南瑞康通科技发展有限公司","C02071001500000118370000917","163A0707PS21T","163A0707PS21T",""]
["15654","通用介入","14","14","血管鞘","普通型","/","/","已维护","湘械注准20252030225","血管鞘组","血管鞘组","不锈钢、聚氨酯、聚氯乙烯、聚乙烯、聚碳酸酯","湖南埃普特医疗器械有限公司","湖南瑞康通科技发展有限公司","C02071001500000118370000920","163A0605HS16D","163A0605HS16D",""]
["15654","通用介入","14","14","血管鞘","普通型","/","/","已维护","湘械注准20252030225","血管鞘组","血管鞘组","不锈钢、聚氨酯、聚氯乙烯、聚乙烯、聚碳酸酯","湖南埃普特医疗器械有限公司","湖南瑞康通科技发展有限公司","C02071001500000118370000927","163A6515MS25T","163A6515MS25T",""]
["15654","通用介入","14","14","血管鞘","普通型","/","/","已维护","湘械注准20252030225","血管鞘组","血管鞘组","不锈钢、聚氨酯、聚氯乙烯、聚乙烯、聚碳酸酯","湖南埃普特医疗器械有限公司","湖南瑞康通科技发展有限公司","C02071001500000118370000932","163A0810PS35T","163A0810PS35T",""]
["15654","通用介入","14","14","血管鞘","普通型","/","/","已维护","湘械注准20252030225","血管鞘组","血管鞘组","不锈钢、聚氨酯、聚氯乙烯、聚乙烯、聚碳酸酯","湖南埃普特医疗器械有限公司","湖南瑞康通科技发展有限公司","C02071001500000118370000937","163A0507HS18D","163A0507HS18D",""]
["15654","通用介入","14","14","血管鞘","普通型","/","/","已维护","湘械注准20252030225","血管鞘组","血管鞘组","不锈钢、聚氨酯、聚氯乙烯、聚乙烯、聚碳酸酯","湖南埃普特医疗器械有限公司","湖南瑞康通科技发展有限公司","C02071001500000118370000942","163A0715PA21T","163A0715PA21T",""]
["15654","通用介入","14","14","血管鞘","普通型","/","/","已维护","湘械注准20252030225","血管鞘组","血管鞘组","不锈钢、聚氨酯、聚氯乙烯、聚乙烯、聚碳酸酯","湖南埃普特医疗器械有限公司","湖南瑞康通科技发展有限公司","C02071001500000118370000944","163A0707MS21D","163A0707MS21D",""]
["15654","通用介入","14","14","血管鞘","普通型","/","/","已维护","湘械注准20252030225","血管鞘组","血管鞘组","不锈钢、聚氨酯、聚氯乙烯、聚乙烯、聚碳酸酯","湖南埃普特医疗器械有限公司","湖南瑞康通科技发展有限公司","C02071001500000118370000947","163A0715PS21T","163A0715PS21T",""]
["15654","通用介入","14","14","血管鞘","普通型","/","/","已维护","湘械注准20252030225","血管鞘组","血管鞘组","不锈钢、聚氨酯、聚氯乙烯、聚乙烯、聚碳酸酯","湖南埃普特医疗器械有限公司","湖南瑞康通科技发展有限公司","C02071001500000118370000952","163A0505HS16D","163A0505HS16D",""]
["15654","通用介入","14","14","血管鞘","普通型","/","/","已维护","湘械注准20252030225","血管鞘组","血管鞘组","不锈钢、聚氨酯、聚氯乙烯、聚乙烯、聚碳酸酯","湖南埃普特医疗器械有限公司","湖南瑞康通科技发展有限公司","C02071001500000118370000957","163B0815MJ35T","163B0815MJ35T",""]
["15654","通用介入","14","14","血管鞘","普通型","/","/","已维护","湘械注准20252030225","血管鞘组","血管鞘组","不锈钢、聚氨酯、聚氯乙烯、聚乙烯、聚碳酸酯","湖南埃普特医疗器械有限公司","湖南瑞康通科技发展有限公司","C02071001500000118370000962","163A1115MJ35T","163A1115MJ35T",""]
["15654","通用介入","14","14","血管鞘","普通型","/","/","已维护","湘械注准20252030225","血管鞘组","血管鞘组","不锈钢、聚氨酯、聚氯乙烯、聚乙烯、聚碳酸酯","湖南埃普特医疗器械有限公司","湖南瑞康通科技发展有限公司","C02071001500000118370000968","163A0525PS21T","163A0525PS21T",""]
["15654","通用介入","14","14","血管鞘","普通型","/","/","已维护","湘械注准20252030225","血管鞘组","血管鞘组","不锈钢、聚氨酯、聚氯乙烯、聚乙烯、聚碳酸酯","湖南埃普特医疗器械有限公司","湖南瑞康通科技发展有限公司","C02071001500000118370000972","163A0625HS18DL","163A0625HS18DL",""]
["15654","通用介入","14","14","血管鞘","普通型","/","/","已维护","湘械注准20252030225","血管鞘组","血管鞘组","不锈钢、聚氨酯、聚氯乙烯、聚乙烯、聚碳酸酯","湖南埃普特医疗器械有限公司","湖南瑞康通科技发展有限公司","C02071001500000118370000975","163B0425MJ35D","163B0425MJ35D",""]
["15654","通用介入","14","14","血管鞘","普通型","/","/","已维护","湘械注准20252030225","血管鞘组","血管鞘组","不锈钢、聚氨酯、聚氯乙烯、聚乙烯、聚碳酸酯","湖南埃普特医疗器械有限公司","湖南瑞康通科技发展有限公司","C02071001500000118370000981","163A0405PS21T","163A0405PS21T",""]
["15654","通用介入","14","14","血管鞘","普通型","/","/","已维护","湘械注准20252030225","血管鞘组","血管鞘组","不锈钢、聚氨酯、聚氯乙烯、聚乙烯、聚碳酸酯","湖南埃普特医疗器械有限公司","湖南瑞康通科技发展有限公司","C02071001500000118370000987","163B0425MJ35T","163B0425MJ35T",""]
["15654","通用介入","14","14","血管鞘","普通型","/","/","已维护","湘械注准20252030225","血管鞘组","血管鞘组","不锈钢、聚氨酯、聚氯乙烯、聚乙烯、聚碳酸酯","湖南埃普特医疗器械有限公司","湖南瑞康通科技发展有限公司","C02071001500000118370000992","163B0505PA35T","163B0505PA35T",""]
["15654","通用介入","14","14","血管鞘","普通型","/","/","已维护","湘械注准20252030225","血管鞘组","血管鞘组","不锈钢、聚氨酯、聚氯乙烯、聚乙烯、聚碳酸酯","湖南埃普特医疗器械有限公司","湖南瑞康通科技发展有限公司","C02071001500000118370000996","163A0507PA25T","163A0507PA25T",""]
["15654","通用介入","14","14","血管鞘","普通型","/","/","已维护","湘械注准20252030225","血管鞘组","血管鞘组","不锈钢、聚氨酯、聚氯乙烯、聚乙烯、聚碳酸酯","湖南埃普特医疗器械有限公司","湖南瑞康通科技发展有限公司","C02071001500000118370000999","163B0415PS35T","163B0415PS35T",""]
["15654","通用介入","14","14","血管鞘","普通型","/","/","已维护","湘械注准20252030225","血管鞘组","血管鞘组","不锈钢、聚氨酯、聚氯乙烯、聚乙烯、聚碳酸酯","湖南埃普特医疗器械有限公司","湖南瑞康通科技发展有限公司","C02071001500000118370001006","163B0507PA35T","163B0507PA35T",""]
["15654","通用介入","14","14","血管鞘","普通型","/","/","已维护","湘械注准20252030225","血管鞘组","血管鞘组","不锈钢、聚氨酯、聚氯乙烯、聚乙烯、聚碳酸酯","湖南埃普特医疗器械有限公司","湖南瑞康通科技发展有限公司","C02071001500000118370001010","163B1010PA35T","163B1010PA35T",""]
["15654","通用介入","14","14","血管鞘","普通型","/","/","已维护","湘械注准20252030225","血管鞘组","血管鞘组","不锈钢、聚氨酯、聚氯乙烯、聚乙烯、聚碳酸酯","湖南埃普特医疗器械有限公司","湖南瑞康通科技发展有限公司","C02071001500000118370001011","163A0510PS35T","163A0510PS35T",""]
["15654","通用介入","14","14","血管鞘","普通型","/","/","已维护","湘械注准20252030225","血管鞘组","血管鞘组","不锈钢、聚氨酯、聚氯乙烯、聚乙烯、聚碳酸酯","湖南埃普特医疗器械有限公司","湖南瑞康通科技发展有限公司","C02071001500000118370001016","163A0705MS21D","163A0705MS21D",""]
["15654","通用介入","14","14","血管鞘","普通型","/","/","已维护","湘械注准20252030225","血管鞘组","血管鞘组","不锈钢、聚氨酯、聚氯乙烯、聚乙烯、聚碳酸酯","湖南埃普特医疗器械有限公司","湖南瑞康通科技发展有限公司","C02071001500000118370001023","163A0610MS18DL","163A0610MS18DL",""]
["15654","通用介入","14","14","血管鞘","普通型","/","/","已维护","湘械注准20252030225","血管鞘组","血管鞘组","不锈钢、聚氨酯、聚氯乙烯、聚乙烯、聚碳酸酯","湖南埃普特医疗器械有限公司","湖南瑞康通科技发展有限公司","C02071001500000118370001026","163B0825MJ35D","163B0825MJ35D",""]
["15654","通用介入","14","14","血管鞘","普通型","/","/","已维护","湘械注准20252030225","血管鞘组","血管鞘组","不锈钢、聚氨酯、聚氯乙烯、聚乙烯、聚碳酸酯","湖南埃普特医疗器械有限公司","湖南瑞康通科技发展有限公司","C02071001500000118370001030","163A0505MS21DL","163A0505MS21DL",""]
["15654","通用介入","14","14","血管鞘","普通型","/","/","已维护","湘械注准20252030225","血管鞘组","血管鞘组","不锈钢、聚氨酯、聚氯乙烯、聚乙烯、聚碳酸酯","湖南埃普特医疗器械有限公司","湖南瑞康通科技发展有限公司","C02071001500000118370001036","163A0510MS25TL","163A0510MS25TL",""]
["15654","通用介入","14","14","血管鞘","普通型","/","/","已维护","湘械注准20252030225","血管鞘组","血管鞘组","不锈钢、聚氨酯、聚氯乙烯、聚乙烯、聚碳酸酯","湖南埃普特医疗器械有限公司","湖南瑞康通科技发展有限公司","C02071001500000118370000361","163A0715MS18DL","163A0715MS18DL",""]
["15654","通用介入","14","14","血管鞘","普通型","/","/","已维护","湘械注准20252030225","血管鞘组","血管鞘组","不锈钢、聚氨酯、聚氯乙烯、聚乙烯、聚碳酸酯","湖南埃普特医疗器械有限公司","湖南瑞康通科技发展有限公司","C02071001500000118370000366","163A0625MS18DL","163A0625MS18DL",""]
["15654","通用介入","14","14","血管鞘","普通型","/","/","已维护","湘械注准20252030225","血管鞘组","血管鞘组","不锈钢、聚氨酯、聚氯乙烯、聚乙烯、聚碳酸酯","湖南埃普特医疗器械有限公司","湖南瑞康通科技发展有限公司","C02071001500000118370000371","163B0615PS35T","163B0615PS35T",""]
["15654","通用介入","14","14","血管鞘","普通型","/","/","已维护","湘械注准20252030225","血管鞘组","血管鞘组","不锈钢、聚氨酯、聚氯乙烯、聚乙烯、聚碳酸酯","湖南埃普特医疗器械有限公司","湖南瑞康通科技发展有限公司","C02071001500000118370000374","163A0910PA35T","163A0910PA35T",""]
["15654","通用介入","14","14","血管鞘","普通型","/","/","已维护","湘械注准20252030225","血管鞘组","血管鞘组","不锈钢、聚氨酯、聚氯乙烯、聚乙烯、聚碳酸酯","湖南埃普特医疗器械有限公司","湖南瑞康通科技发展有限公司","C02071001500000118370000381","163A0415HS18D","163A0415HS18D",""]
["15654","通用介入","14","14","血管鞘","普通型","/","/","已维护","湘械注准20252030225","血管鞘组","血管鞘组","不锈钢、聚氨酯、聚氯乙烯、聚乙烯、聚碳酸酯","湖南埃普特医疗器械有限公司","湖南瑞康通科技发展有限公司","C02071001500000118370000385","163B0410MJ35D","163B0410MJ35D",""]
["15654","通用介入","14","14","血管鞘","普通型","/","/","已维护","湘械注准20252030225","血管鞘组","血管鞘组","不锈钢、聚氨酯、聚氯乙烯、聚乙烯、聚碳酸酯","湖南埃普特医疗器械有限公司","湖南瑞康通科技发展有限公司","C02071001500000118370000386","163A6507MS18DL","163A6507MS18DL",""]
["15654","通用介入","14","14","血管鞘","普通型","/","/","已维护","湘械注准20252030225","血管鞘组","血管鞘组","不锈钢、聚氨酯、聚氯乙烯、聚乙烯、聚碳酸酯","湖南埃普特医疗器械有限公司","湖南瑞康通科技发展有限公司","C02071001500000118370000392","163B1125PA35T","163B1125PA35T",""]
["15654","通用介入","14","14","血管鞘","普通型","/","/","已维护","湘械注准20252030225","血管鞘组","血管鞘组","不锈钢、聚氨酯、聚氯乙烯、聚乙烯、聚碳酸酯","湖南埃普特医疗器械有限公司","湖南瑞康通科技发展有限公司","C02071001500000118370000395","163A0515HS16D","163A0515HS16D",""]
["15654","通用介入","14","14","血管鞘","普通型","/","/","已维护","湘械注准20252030225","血管鞘组","血管鞘组","不锈钢、聚氨酯、聚氯乙烯、聚乙烯、聚碳酸酯","湖南埃普特医疗器械有限公司","湖南瑞康通科技发展有限公司","C02071001500000118370000401","163A0710PS21T","163A0710PS21T",""]
["15654","通用介入","14","14","血管鞘","普通型","/","/","已维护","湘械注准20252030225","血管鞘组","血管鞘组","不锈钢、聚氨酯、聚氯乙烯、聚乙烯、聚碳酸酯","湖南埃普特医疗器械有限公司","湖南瑞康通科技发展有限公司","C02071001500000118370000405","163A0505MS21D","163A0505MS21D",""]
["15654","通用介入","14","14","血管鞘","普通型","/","/","已维护","湘械注准20252030225","血管鞘组","血管鞘组","不锈钢、聚氨酯、聚氯乙烯、聚乙烯、聚碳酸酯","湖南埃普特医疗器械有限公司","湖南瑞康通科技发展有限公司","C02071001500000118370000410","163A6510MS21D","163A6510MS21D",""]
["15654","通用介入","14","14","血管鞘","普通型","/","/","已维护","湘械注准20252030225","血管鞘组","血管鞘组","不锈钢、聚氨酯、聚氯乙烯、聚乙烯、聚碳酸酯","湖南埃普特医疗器械有限公司","湖南瑞康通科技发展有限公司","C02071001500000118370000416","163A0610PA25T","163A0610PA25T",""]
["15654","通用介入","14","14","血管鞘","普通型","/","/","已维护","湘械注准20252030225","血管鞘组","血管鞘组","不锈钢、聚氨酯、聚氯乙烯、聚乙烯、聚碳酸酯","湖南埃普特医疗器械有限公司","湖南瑞康通科技发展有限公司","C02071001500000118370000420","163A0605MS21D","163A0605MS21D",""]
["15654","通用介入","14","14","血管鞘","普通型","/","/","已维护","湘械注准20252030225","血管鞘组","血管鞘组","不锈钢、聚氨酯、聚氯乙烯、聚乙烯、聚碳酸酯","湖南埃普特医疗器械有限公司","湖南瑞康通科技发展有限公司","C02071001500000118370000426","163B0625PS35T","163B0625PS35T",""]
["15654","通用介入","14","14","血管鞘","普通型","/","/","已维护","湘械注准20252030225","血管鞘组","血管鞘组","不锈钢、聚氨酯、聚氯乙烯、聚乙烯、聚碳酸酯","湖南埃普特医疗器械有限公司","湖南瑞康通科技发展有限公司","C02071001500000118370000429","163B0505MJ35D","163B0505MJ35D",""]
["15654","通用介入","14","14","血管鞘","普通型","/","/","已维护","湘械注准20252030225","血管鞘组","血管鞘组","不锈钢、聚氨酯、聚氯乙烯、聚乙烯、聚碳酸酯","湖南埃普特医疗器械有限公司","湖南瑞康通科技发展有限公司","C02071001500000118370000435","163A8510PS35T","163A8510PS35T",""]
["15654","通用介入","14","14","血管鞘","普通型","/","/","已维护","湘械注准20252030225","血管鞘组","血管鞘组","不锈钢、聚氨酯、聚氯乙烯、聚乙烯、聚碳酸酯","湖南埃普特医疗器械有限公司","湖南瑞康通科技发展有限公司","C02071001500000118370000440","163B8510PA35T","163B8510PA35T",""]
["15654","通用介入","14","14","血管鞘","普通型","/","/","已维护","湘械注准20252030225","血管鞘组","血管鞘组","不锈钢、聚氨酯、聚氯乙烯、聚乙烯、聚碳酸酯","湖南埃普特医疗器械有限公司","湖南瑞康通科技发展有限公司","C02071001500000118370000445","163A6507PA25TL","163A6507PA25TL",""]
["15654","通用介入","14","14","血管鞘","普通型","/","/","已维护","湘械注准20252030225","血管鞘组","血管鞘组","不锈钢、聚氨酯、聚氯乙烯、聚乙烯、聚碳酸酯","湖南埃普特医疗器械有限公司","湖南瑞康通科技发展有限公司","C02071001500000118370000447","163A0405PA35T","163A0405PA35T",""]
["15654","通用介入","14","14","血管鞘","普通型","/","/","已维护","湘械注准20252030225","血管鞘组","血管鞘组","不锈钢、聚氨酯、聚氯乙烯、聚乙烯、聚碳酸酯","湖南埃普特医疗器械有限公司","湖南瑞康通科技发展有限公司","C02071001500000118370000450","163A0715PS25TL","163A0715PS25TL",""]
["15654","通用介入","14","14","血管鞘","普通型","/","/","已维护","湘械注准20252030225","血管鞘组","血管鞘组","不锈钢、聚氨酯、聚氯乙烯、聚乙烯、聚碳酸酯","湖南埃普特医疗器械有限公司","湖南瑞康通科技发展有限公司","C02071001500000118370000455","163A0410PA21T","163A0410PA21T",""]
["15654","通用介入","14","14","血管鞘","普通型","/","/","已维护","湘械注准20252030225","血管鞘组","血管鞘组","不锈钢、聚氨酯、聚氯乙烯、聚乙烯、聚碳酸酯","湖南埃普特医疗器械有限公司","湖南瑞康通科技发展有限公司","C02071001500000118370000460","163A0715MS21DL","163A0715MS21DL",""]
["15654","通用介入","14","14","血管鞘","普通型","/","/","已维护","湘械注准20252030225","血管鞘组","血管鞘组","不锈钢、聚氨酯、聚氯乙烯、聚乙烯、聚碳酸酯","湖南埃普特医疗器械有限公司","湖南瑞康通科技发展有限公司","C02071001500000118370000465","163A8525MJ35D","163A8525MJ35D",""]
["15654","通用介入","14","14","血管鞘","普通型","/","/","已维护","湘械注准20252030225","血管鞘组","血管鞘组","不锈钢、聚氨酯、聚氯乙烯、聚乙烯、聚碳酸酯","湖南埃普特医疗器械有限公司","湖南瑞康通科技发展有限公司","C02071001500000118370000471","163B0810PA35T","163B0810PA35T",""]
["15654","通用介入","14","14","血管鞘","普通型","/","/","已维护","湘械注准20252030225","血管鞘组","血管鞘组","不锈钢、聚氨酯、聚氯乙烯、聚乙烯、聚碳酸酯","湖南埃普特医疗器械有限公司","湖南瑞康通科技发展有限公司","C02071001500000118370000475","163A0525MJ35T","163A0525MJ35T",""]
["15654","通用介入","14","14","血管鞘","普通型","/","/","已维护","湘械注准20252030225","血管鞘组","血管鞘组","不锈钢、聚氨酯、聚氯乙烯、聚乙烯、聚碳酸酯","湖南埃普特医疗器械有限公司","湖南瑞康通科技发展有限公司","C02071001500000118370000478","163A0725MS21DL","163A0725MS21DL",""]
["15654","通用介入","14","14","血管鞘","普通型","/","/","已维护","湘械注准20252030225","血管鞘组","血管鞘组","不锈钢、聚氨酯、聚氯乙烯、聚乙烯、聚碳酸酯","湖南埃普特医疗器械有限公司","湖南瑞康通科技发展有限公司","C02071001500000118370000485","163A0810PA35T","163A0810PA35T",""]
["15654","通用介入","14","14","血管鞘","普通型","/","/","已维护","湘械注准20252030225","血管鞘组","血管鞘组","不锈钢、聚氨酯、聚氯乙烯、聚乙烯、聚碳酸酯","湖南埃普特医疗器械有限公司","湖南瑞康通科技发展有限公司","C02071001500000118370000490","163A0407HS18DL","163A0407HS18DL",""]
["15654","通用介入","14","14","血管鞘","普通型","/","/","已维护","湘械注准20252030225","血管鞘组","血管鞘组","不锈钢、聚氨酯、聚氯乙烯、聚乙烯、聚碳酸酯","湖南埃普特医疗器械有限公司","湖南瑞康通科技发展有限公司","C02071001500000118370000495","163A0610MS21D","163A0610MS21D",""]
["15654","通用介入","14","14","血管鞘","普通型","/","/","已维护","湘械注准20252030225","血管鞘组","血管鞘组","不锈钢、聚氨酯、聚氯乙烯、聚乙烯、聚碳酸酯","湖南埃普特医疗器械有限公司","湖南瑞康通科技发展有限公司","C02071001500000118370000500","163A1125PA35T","163A1125PA35T",""]
["15654","通用介入","14","14","血管鞘","普通型","/","/","已维护","湘械注准20252030225","血管鞘组","血管鞘组","不锈钢、聚氨酯、聚氯乙烯、聚乙烯、聚碳酸酯","湖南埃普特医疗器械有限公司","湖南瑞康通科技发展有限公司","C02071001500000118370000502","163A0715HS14D","163A0715HS14D",""]
["15654","通用介入","14","14","血管鞘","普通型","/","/","已维护","湘械注准20252030225","血管鞘组","血管鞘组","不锈钢、聚氨酯、聚氯乙烯、聚乙烯、聚碳酸酯","湖南埃普特医疗器械有限公司","湖南瑞康通科技发展有限公司","C02071001500000118370000505","163A0925MJ35T","163A0925MJ35T",""]
["15654","通用介入","14","14","血管鞘","普通型","/","/","已维护","湘械注准20252030225","血管鞘组","血管鞘组","不锈钢、聚氨酯、聚氯乙烯、聚乙烯、聚碳酸酯","湖南埃普特医疗器械有限公司","湖南瑞康通科技发展有限公司","C02071001500000118370000513","163A0510HS14D","163A0510HS14D",""]
["15654","通用介入","14","14","血管鞘","普通型","/","/","已维护","湘械注准20252030225","血管鞘组","血管鞘组","不锈钢、聚氨酯、聚氯乙烯、聚乙烯、聚碳酸酯","湖南埃普特医疗器械有限公司","湖南瑞康通科技发展有限公司","C02071001500000118370000514","163A0515HS14D","163A0515HS14D",""]
["15654","通用介入","14","14","血管鞘","普通型","/","/","已维护","湘械注准20252030225","血管鞘组","血管鞘组","不锈钢、聚氨酯、聚氯乙烯、聚乙烯、聚碳酸酯","湖南埃普特医疗器械有限公司","湖南瑞康通科技发展有限公司","C02071001500000118370000520","163A6510MJ35D","163A6510MJ35D",""]
["15654","通用介入","14","14","血管鞘","普通型","/","/","已维护","湘械注准20252030225","血管鞘组","血管鞘组","不锈钢、聚氨酯、聚氯乙烯、聚乙烯、聚碳酸酯","湖南埃普特医疗器械有限公司","湖南瑞康通科技发展有限公司","C02071001500000118370000526","163A0707MS18DL","163A0707MS18DL",""]
["15654","通用介入","14","14","血管鞘","普通型","/","/","已维护","湘械注准20252030225","血管鞘组","血管鞘组","不锈钢、聚氨酯、聚氯乙烯、聚乙烯、聚碳酸酯","湖南埃普特医疗器械有限公司","湖南瑞康通科技发展有限公司","C02071001500000118370000529","163A0710MS18DL","163A0710MS18DL",""]
["15654","通用介入","14","14","血管鞘","普通型","/","/","已维护","湘械注准20252030225","血管鞘组","血管鞘组","不锈钢、聚氨酯、聚氯乙烯、聚乙烯、聚碳酸酯","湖南埃普特医疗器械有限公司","湖南瑞康通科技发展有限公司","C02071001500000118370000533","163A1125MJ35D","163A1125MJ35D",""]
["15654","通用介入","14","14","血管鞘","普通型","/","/","已维护","湘械注准20252030225","血管鞘组","血管鞘组","不锈钢、聚氨酯、聚氯乙烯、聚乙烯、聚碳酸酯","湖南埃普特医疗器械有限公司","湖南瑞康通科技发展有限公司","C02071001500000118370000539","163A6507MS25TL","163A6507MS25TL",""]
["15654","通用介入","14","14","血管鞘","普通型","/","/","已维护","湘械注准20252030225","血管鞘组","血管鞘组","不锈钢、聚氨酯、聚氯乙烯、聚乙烯、聚碳酸酯","湖南埃普特医疗器械有限公司","湖南瑞康通科技发展有限公司","C02071001500000118370000545","163A6507MS21D","163A6507MS21D",""]
["15654","通用介入","14","14","血管鞘","普通型","/","/","已维护","湘械注准20252030225","血管鞘组","血管鞘组","不锈钢、聚氨酯、聚氯乙烯、聚乙烯、聚碳酸酯","湖南埃普特医疗器械有限公司","湖南瑞康通科技发展有限公司","C02071001500000118370000550","163A0510PS21T","163A0510PS21T",""]
["15654","通用介入","14","14","血管鞘","普通型","/","/","已维护","湘械注准20252030225","血管鞘组","血管鞘组","不锈钢、聚氨酯、聚氯乙烯、聚乙烯、聚碳酸酯","湖南埃普特医疗器械有限公司","湖南瑞康通科技发展有限公司","C02071001500000118370000554","163A0705MS25T","163A0705MS25T",""]
["15654","通用介入","14","14","血管鞘","普通型","/","/","已维护","湘械注准20252030225","血管鞘组","血管鞘组","不锈钢、聚氨酯、聚氯乙烯、聚乙烯、聚碳酸酯","湖南埃普特医疗器械有限公司","湖南瑞康通科技发展有限公司","C02071001500000118370000557","163A0725HS14D","163A0725HS14D",""]
["15654","通用介入","14","14","血管鞘","普通型","/","/","已维护","湘械注准20252030225","血管鞘组","血管鞘组","不锈钢、聚氨酯、聚氯乙烯、聚乙烯、聚碳酸酯","湖南埃普特医疗器械有限公司","湖南瑞康通科技发展有限公司","C02071001500000118370000564","163A0405MJ35D","163A0405MJ35D",""]
["15654","通用介入","14","14","血管鞘","普通型","/","/","已维护","湘械注准20252030225","血管鞘组","血管鞘组","不锈钢、聚氨酯、聚氯乙烯、聚乙烯、聚碳酸酯","湖南埃普特医疗器械有限公司","湖南瑞康通科技发展有限公司","C02071001500000118370000568","163B1125PS35T","163B1125PS35T",""]
["15654","通用介入","14","14","血管鞘","普通型","/","/","已维护","湘械注准20252030225","血管鞘组","血管鞘组","不锈钢、聚氨酯、聚氯乙烯、聚乙烯、聚碳酸酯","湖南埃普特医疗器械有限公司","湖南瑞康通科技发展有限公司","C02071001500000118370000569","163A0625MS25T","163A0625MS25T",""]
["15654","通用介入","14","14","血管鞘","普通型","/","/","已维护","湘械注准20252030225","血管鞘组","血管鞘组","不锈钢、聚氨酯、聚氯乙烯、聚乙烯、聚碳酸酯","湖南埃普特医疗器械有限公司","湖南瑞康通科技发展有限公司","C02071001500000118370000574","163B8525PA35T","163B8525PA35T",""]
["15654","通用介入","14","14","血管鞘","普通型","/","/","已维护","湘械注准20252030225","血管鞘组","血管鞘组","不锈钢、聚氨酯、聚氯乙烯、聚乙烯、聚碳酸酯","湖南埃普特医疗器械有限公司","湖南瑞康通科技发展有限公司","C02071001500000118370000581","163A0707HS18DL","163A0707HS18DL",""]
["15654","通用介入","14","14","血管鞘","普通型","/","/","已维护","湘械注准20252030225","血管鞘组","血管鞘组","不锈钢、聚氨酯、聚氯乙烯、聚乙烯、聚碳酸酯","湖南埃普特医疗器械有限公司","湖南瑞康通科技发展有限公司","C02071001500000118370000584","163A0605MS25T","163A0605MS25T",""]
["15654","通用介入","14","14","血管鞘","普通型","/","/","已维护","湘械注准20252030225","血管鞘组","血管鞘组","不锈钢、聚氨酯、聚氯乙烯、聚乙烯、聚碳酸酯","湖南埃普特医疗器械有限公司","湖南瑞康通科技发展有限公司","C02071001500000118370000588","163A0405MS18DL","163A0405MS18DL",""]
["15654","通用介入","14","14","血管鞘","普通型","/","/","已维护","湘械注准20252030225","血管鞘组","血管鞘组","不锈钢、聚氨酯、聚氯乙烯、聚乙烯、聚碳酸酯","湖南埃普特医疗器械有限公司","湖南瑞康通科技发展有限公司","C02071001500000118370000594","163A6505PA35T","163A6505PA35T",""]
["15654","通用介入","14","14","血管鞘","普通型","/","/","已维护","湘械注准20252030225","血管鞘组","血管鞘组","不锈钢、聚氨酯、聚氯乙烯、聚乙烯、聚碳酸酯","湖南埃普特医疗器械有限公司","湖南瑞康通科技发展有限公司","C02071001500000118370000599","163A0825MJ35D","163A0825MJ35D",""]
["15654","通用介入","14","14","血管鞘","普通型","/","/","已维护","湘械注准20252030225","血管鞘组","血管鞘组","不锈钢、聚氨酯、聚氯乙烯、聚乙烯、聚碳酸酯","湖南埃普特医疗器械有限公司","湖南瑞康通科技发展有限公司","C02071001500000118370000604","163A0705HS14D","163A0705HS14D",""]
["15654","通用介入","14","14","血管鞘","普通型","/","/","已维护","湘械注准20252030225","血管鞘组","血管鞘组","不锈钢、聚氨酯、聚氯乙烯、聚乙烯、聚碳酸酯","湖南埃普特医疗器械有限公司","湖南瑞康通科技发展有限公司","C02071001500000118370000609","163A6505PS25T","163A6505PS25T",""]
["15654","通用介入","14","14","血管鞘","普通型","/","/","已维护","湘械注准20252030225","血管鞘组","血管鞘组","不锈钢、聚氨酯、聚氯乙烯、聚乙烯、聚碳酸酯","湖南埃普特医疗器械有限公司","湖南瑞康通科技发展有限公司","C02071001500000118370000612","163B6510MJ35D","163B6510MJ35D",""]
["15654","通用介入","14","14","血管鞘","普通型","/","/","已维护","湘械注准20252030225","血管鞘组","血管鞘组","不锈钢、聚氨酯、聚氯乙烯、聚乙烯、聚碳酸酯","湖南埃普特医疗器械有限公司","湖南瑞康通科技发展有限公司","C02071001500000118370000619","163B0710PS35T","163B0710PS35T",""]
["15654","通用介入","14","14","血管鞘","普通型","/","/","已维护","湘械注准20252030225","血管鞘组","血管鞘组","不锈钢、聚氨酯、聚氯乙烯、聚乙烯、聚碳酸酯","湖南埃普特医疗器械有限公司","湖南瑞康通科技发展有限公司","C02071001500000118370000623","163A0925MJ35D","163A0925MJ35D",""]
["15654","通用介入","14","14","血管鞘","普通型","/","/","已维护","湘械注准20252030225","血管鞘组","血管鞘组","不锈钢、聚氨酯、聚氯乙烯、聚乙烯、聚碳酸酯","湖南埃普特医疗器械有限公司","湖南瑞康通科技发展有限公司","C02071001500000118370000628","163A6515MS21DL","163A6515MS21DL",""]
["15654","通用介入","14","14","血管鞘","普通型","/","/","已维护","湘械注准20252030225","血管鞘组","血管鞘组","不锈钢、聚氨酯、聚氯乙烯、聚乙烯、聚碳酸酯","湖南埃普特医疗器械有限公司","湖南瑞康通科技发展有限公司","C02071001500000118370000630","163A6507MS25T","163A6507MS25T",""]
["15654","通用介入","14","14","血管鞘","普通型","/","/","已维护","湘械注准20252030225","血管鞘组","血管鞘组","不锈钢、聚氨酯、聚氯乙烯、聚乙烯、聚碳酸酯","湖南埃普特医疗器械有限公司","湖南瑞康通科技发展有限公司","C02071001500000118370000633","163A0410HS14D","163A0410HS14D",""]
["15654","通用介入","14","14","血管鞘","普通型","/","/","已维护","湘械注准20252030225","血管鞘组","血管鞘组","不锈钢、聚氨酯、聚氯乙烯、聚乙烯、聚碳酸酯","湖南埃普特医疗器械有限公司","湖南瑞康通科技发展有限公司","C02071001500000118370000639","163A0707HS18D","163A0707HS18D",""]
["15654","通用介入","14","14","血管鞘","普通型","/","/","已维护","湘械注准20252030225","血管鞘组","血管鞘组","不锈钢、聚氨酯、聚氯乙烯、聚乙烯、聚碳酸酯","湖南埃普特医疗器械有限公司","湖南瑞康通科技发展有限公司","C02071001500000118370000643","163A0725PA35T","163A0725PA35T",""]
["15654","通用介入","14","14","血管鞘","普通型","/","/","已维护","湘械注准20252030225","血管鞘组","血管鞘组","不锈钢、聚氨酯、聚氯乙烯、聚乙烯、聚碳酸酯","湖南埃普特医疗器械有限公司","湖南瑞康通科技发展有限公司","C02071001500000118370000648","163A6525PA35T","163A6525PA35T",""]
["15654","通用介入","14","14","血管鞘","普通型","/","/","已维护","湘械注准20252030225","血管鞘组","血管鞘组","不锈钢、聚氨酯、聚氯乙烯、聚乙烯、聚碳酸酯","湖南埃普特医疗器械有限公司","湖南瑞康通科技发展有限公司","C02071001500000118370000654","163A0515HS18D","163A0515HS18D",""]
["15654","通用介入","14","14","血管鞘","普通型","/","/","已维护","湘械注准20252030225","血管鞘组","血管鞘组","不锈钢、聚氨酯、聚氯乙烯、聚乙烯、聚碳酸酯","湖南埃普特医疗器械有限公司","湖南瑞康通科技发展有限公司","C02071001500000118370000658","163B0410MJ35T","163B0410MJ35T",""]
["15654","通用介入","14","14","血管鞘","普通型","/","/","已维护","湘械注准20252030225","血管鞘组","血管鞘组","不锈钢、聚氨酯、聚氯乙烯、聚乙烯、聚碳酸酯","湖南埃普特医疗器械有限公司","湖南瑞康通科技发展有限公司","C02071001500000118370000661","163A0605PA35T","163A0605PA35T",""]
["15654","通用介入","14","14","血管鞘","普通型","/","/","已维护","湘械注准20252030225","血管鞘组","血管鞘组","不锈钢、聚氨酯、聚氯乙烯、聚乙烯、聚碳酸酯","湖南埃普特医疗器械有限公司","湖南瑞康通科技发展有限公司","C02071001500000118370000668","163A0815MJ35D","163A0815MJ35D",""]
["15654","通用介入","14","14","血管鞘","普通型","/","/","已维护","湘械注准20252030225","血管鞘组","血管鞘组","不锈钢、聚氨酯、聚氯乙烯、聚乙烯、聚碳酸酯","湖南埃普特医疗器械有限公司","湖南瑞康通科技发展有限公司","C02071001500000118370000673","163A0405MJ35T","163A0405MJ35T",""]
["15654","通用介入","14","14","血管鞘","普通型","/","/","已维护","湘械注准20252030225","血管鞘组","血管鞘组","不锈钢、聚氨酯、聚氯乙烯、聚乙烯、聚碳酸酯","湖南埃普特医疗器械有限公司","湖南瑞康通科技发展有限公司","C02071001500000118370000678","163A0715HS18D","163A0715HS18D",""]
["15654","通用介入","14","14","血管鞘","普通型","/","/","已维护","湘械注准20252030225","血管鞘组","血管鞘组","不锈钢、聚氨酯、聚氯乙烯、聚乙烯、聚碳酸酯","湖南埃普特医疗器械有限公司","湖南瑞康通科技发展有限公司","C02071001500000118370000683","163A0407MS18D","163A0407MS18D",""]
["15654","通用介入","14","14","血管鞘","普通型","/","/","已维护","湘械注准20252030225","血管鞘组","血管鞘组","不锈钢、聚氨酯、聚氯乙烯、聚乙烯、聚碳酸酯","湖南埃普特医疗器械有限公司","湖南瑞康通科技发展有限公司","C02071001500000118370000685","163A0515PA25TL","163A0515PA25TL",""]
["15654","通用介入","14","14","血管鞘","普通型","/","/","已维护","湘械注准20252030225","血管鞘组","血管鞘组","不锈钢、聚氨酯、聚氯乙烯、聚乙烯、聚碳酸酯","湖南埃普特医疗器械有限公司","湖南瑞康通科技发展有限公司","C02071001500000118370000688","163A0615PS25T","163A0615PS25T",""]
["15654","通用介入","14","14","血管鞘","普通型","/","/","已维护","湘械注准20252030225","血管鞘组","血管鞘组","不锈钢、聚氨酯、聚氯乙烯、聚乙烯、聚碳酸酯","湖南埃普特医疗器械有限公司","湖南瑞康通科技发展有限公司","C02071001500000118370000693","163B1010PS35T","163B1010PS35T",""]
["15654","通用介入","14","14","血管鞘","普通型","/","/","已维护","湘械注准20252030225","血管鞘组","血管鞘组","不锈钢、聚氨酯、聚氯乙烯、聚乙烯、聚碳酸酯","湖南埃普特医疗器械有限公司","湖南瑞康通科技发展有限公司","C02071001500000118370000698","163A6515MS25TL","163A6515MS25TL",""]
["15654","通用介入","14","14","血管鞘","普通型","/","/","已维护","湘械注准20252030225","血管鞘组","血管鞘组","不锈钢、聚氨酯、聚氯乙烯、聚乙烯、聚碳酸酯","湖南埃普特医疗器械有限公司","湖南瑞康通科技发展有限公司","C02071001500000118370000703","163A0625PS21T","163A0625PS21T",""]
["15654","通用介入","14","14","血管鞘","普通型","/","/","已维护","湘械注准20252030225","血管鞘组","血管鞘组","不锈钢、聚氨酯、聚氯乙烯、聚乙烯、聚碳酸酯","湖南埃普特医疗器械有限公司","湖南瑞康通科技发展有限公司","C02071001500000118370000709","163A0515MS25T","163A0515MS25T",""]
["15654","通用介入","14","14","血管鞘","普通型","/","/","已维护","湘械注准20252030225","血管鞘组","血管鞘组","不锈钢、聚氨酯、聚氯乙烯、聚乙烯、聚碳酸酯","湖南埃普特医疗器械有限公司","湖南瑞康通科技发展有限公司","C02071001500000118370000713","163B6507PA35T","163B6507PA35T",""]
["15654","通用介入","14","14","血管鞘","普通型","/","/","已维护","湘械注准20252030225","血管鞘组","血管鞘组","不锈钢、聚氨酯、聚氯乙烯、聚乙烯、聚碳酸酯","湖南埃普特医疗器械有限公司","湖南瑞康通科技发展有限公司","C02071001500000118370000716","163A0405PA21T","163A0405PA21T",""]
["15654","通用介入","14","14","血管鞘","普通型","/","/","已维护","湘械注准20252030225","血管鞘组","血管鞘组","不锈钢、聚氨酯、聚氯乙烯、聚乙烯、聚碳酸酯","湖南埃普特医疗器械有限公司","湖南瑞康通科技发展有限公司","C02071001500000118370000722","163B0410PA35T","163B0410PA35T",""]
["15654","通用介入","14","14","血管鞘","普通型","/","/","已维护","湘械注准20252030225","血管鞘组","血管鞘组","不锈钢、聚氨酯、聚氯乙烯、聚乙烯、聚碳酸酯","湖南埃普特医疗器械有限公司","湖南瑞康通科技发展有限公司","C02071001500000118370000728","163A0610HS18D","163A0610HS18D",""]
["15654","通用介入","14","14","血管鞘","普通型","/","/","已维护","湘械注准20252030225","血管鞘组","血管鞘组","不锈钢、聚氨酯、聚氯乙烯、聚乙烯、聚碳酸酯","湖南埃普特医疗器械有限公司","湖南瑞康通科技发展有限公司","C02071001500000118370000733","163A0607MS25T","163A0607MS25T",""]
["15654","通用介入","14","14","血管鞘","普通型","/","/","已维护","湘械注准20252030225","血管鞘组","血管鞘组","不锈钢、聚氨酯、聚氯乙烯、聚乙烯、聚碳酸酯","湖南埃普特医疗器械有限公司","湖南瑞康通科技发展有限公司","C02071001500000118370000738","163A6510PA21T","163A6510PA21T",""]
["15654","通用介入","14","14","血管鞘","普通型","/","/","已维护","湘械注准20252030225","血管鞘组","血管鞘组","不锈钢、聚氨酯、聚氯乙烯、聚乙烯、聚碳酸酯","湖南埃普特医疗器械有限公司","湖南瑞康通科技发展有限公司","C02071001500000118370000740","163A0610HS16D","163A0610HS16D",""]
["15654","通用介入","14","14","血管鞘","普通型","/","/","已维护","湘械注准20252030225","血管鞘组","血管鞘组","不锈钢、聚氨酯、聚氯乙烯、聚乙烯、聚碳酸酯","湖南埃普特医疗器械有限公司","湖南瑞康通科技发展有限公司","C02071001500000118370000747","163B0525MJ35T","163B0525MJ35T",""]
["15654","通用介入","14","14","血管鞘","普通型","/","/","已维护","湘械注准20252030225","血管鞘组","血管鞘组","不锈钢、聚氨酯、聚氯乙烯、聚乙烯、聚碳酸酯","湖南埃普特医疗器械有限公司","湖南瑞康通科技发展有限公司","C02071001500000118370000751","163A0510MS18D","163A0510MS18D",""]
["15654","通用介入","14","14","血管鞘","普通型","/","/","已维护","湘械注准20252030225","血管鞘组","血管鞘组","不锈钢、聚氨酯、聚氯乙烯、聚乙烯、聚碳酸酯","湖南埃普特医疗器械有限公司","湖南瑞康通科技发展有限公司","C02071001500000118370000752","163A0525PA25T","163A0525PA25T",""]
["15654","通用介入","14","14","血管鞘","普通型","/","/","已维护","湘械注准20252030225","血管鞘组","血管鞘组","不锈钢、聚氨酯、聚氯乙烯、聚乙烯、聚碳酸酯","湖南埃普特医疗器械有限公司","湖南瑞康通科技发展有限公司","C02071001500000118370000758","163A6515PS25T","163A6515PS25T",""]
["15654","通用介入","14","14","血管鞘","普通型","/","/","已维护","湘械注准20252030225","血管鞘组","血管鞘组","不锈钢、聚氨酯、聚氯乙烯、聚乙烯、聚碳酸酯","湖南埃普特医疗器械有限公司","湖南瑞康通科技发展有限公司","C02071001500000118370000764","163A0505PA25T","163A0505PA25T",""]
["15654","通用介入","14","14","血管鞘","普通型","/","/","已维护","湘械注准20252030225","血管鞘组","血管鞘组","不锈钢、聚氨酯、聚氯乙烯、聚乙烯、聚碳酸酯","湖南埃普特医疗器械有限公司","湖南瑞康通科技发展有限公司","C02071001500000118370000767","163B1015PA35T","163B1015PA35T",""]
["15654","通用介入","14","14","血管鞘","普通型","/","/","已维护","湘械注准20252030225","血管鞘组","血管鞘组","不锈钢、聚氨酯、聚氯乙烯、聚乙烯、聚碳酸酯","湖南埃普特医疗器械有限公司","湖南瑞康通科技发展有限公司","C02071001500000118370000771","163A0625MJ35T","163A0625MJ35T",""]
["15654","通用介入","14","14","血管鞘","普通型","/","/","已维护","湘械注准20252030225","血管鞘组","血管鞘组","不锈钢、聚氨酯、聚氯乙烯、聚乙烯、聚碳酸酯","湖南埃普特医疗器械有限公司","湖南瑞康通科技发展有限公司","C02071001500000118370000777","163B6507PS35T","163B6507PS35T",""]
["15654","通用介入","14","14","血管鞘","普通型","/","/","已维护","湘械注准20252030225","血管鞘组","血管鞘组","不锈钢、聚氨酯、聚氯乙烯、聚乙烯、聚碳酸酯","湖南埃普特医疗器械有限公司","湖南瑞康通科技发展有限公司","C02071001500000118370000782","163A6507MS21DL","163A6507MS21DL",""]
["15654","通用介入","14","14","血管鞘","普通型","/","/","已维护","湘械注准20252030225","血管鞘组","血管鞘组","不锈钢、聚氨酯、聚氯乙烯、聚乙烯、聚碳酸酯","湖南埃普特医疗器械有限公司","湖南瑞康通科技发展有限公司","C02071001500000118370000787","163B0507PS35T","163B0507PS35T",""]
["15654","通用介入","14","14","血管鞘","普通型","/","/","已维护","湘械注准20252030225","血管鞘组","血管鞘组","不锈钢、聚氨酯、聚氯乙烯、聚乙烯、聚碳酸酯","湖南埃普特医疗器械有限公司","湖南瑞康通科技发展有限公司","C02071001500000118370000792","163A0625MS21DL","163A0625MS21DL",""]
["15654","通用介入","14","14","血管鞘","普通型","/","/","已维护","湘械注准20252030225","血管鞘组","血管鞘组","不锈钢、聚氨酯、聚氯乙烯、聚乙烯、聚碳酸酯","湖南埃普特医疗器械有限公司","湖南瑞康通科技发展有限公司","C02071001500000118370000795","163B0607PS35T","163B0607PS35T",""]
["15654","通用介入","14","14","血管鞘","普通型","/","/","已维护","湘械注准20252030225","血管鞘组","血管鞘组","不锈钢、聚氨酯、聚氯乙烯、聚乙烯、聚碳酸酯","湖南埃普特医疗器械有限公司","湖南瑞康通科技发展有限公司","C02071001500000118370000802","163A0510MS25T","163A0510MS25T",""]
["15654","通用介入","14","14","血管鞘","普通型","/","/","已维护","湘械注准20252030225","血管鞘组","血管鞘组","不锈钢、聚氨酯、聚氯乙烯、聚乙烯、聚碳酸酯","湖南埃普特医疗器械有限公司","湖南瑞康通科技发展有限公司","C02071001500000118370000806","163A0715MS25TL","163A0715MS25TL",""]
["15654","通用介入","14","14","血管鞘","普通型","/","/","已维护","湘械注准20252030225","血管鞘组","血管鞘组","不锈钢、聚氨酯、聚氯乙烯、聚乙烯、聚碳酸酯","湖南埃普特医疗器械有限公司","湖南瑞康通科技发展有限公司","C02071001500000118370000807","163A0525HS18DL","163A0525HS18DL",""]
["15654","通用介入","14","14","血管鞘","普通型","/","/","已维护","湘械注准20252030225","血管鞘组","血管鞘组","不锈钢、聚氨酯、聚氯乙烯、聚乙烯、聚碳酸酯","湖南埃普特医疗器械有限公司","湖南瑞康通科技发展有限公司","C02071001500000118370000813","163A0615PA25TL","163A0615PA25TL",""]
["15654","通用介入","14","14","血管鞘","普通型","/","/","已维护","湘械注准20252030225","血管鞘组","血管鞘组","不锈钢、聚氨酯、聚氯乙烯、聚乙烯、聚碳酸酯","湖南埃普特医疗器械有限公司","湖南瑞康通科技发展有限公司","C02071001500000118370000816","163B1025PA35T","163B1025PA35T",""]
["15654","通用介入","14","14","血管鞘","普通型","/","/","已维护","湘械注准20252030225","血管鞘组","血管鞘组","不锈钢、聚氨酯、聚氯乙烯、聚乙烯、聚碳酸酯","湖南埃普特医疗器械有限公司","湖南瑞康通科技发展有限公司","C02071001500000118370000822","163B0525PA35T","163B0525PA35T",""]
["15654","通用介入","14","14","血管鞘","普通型","/","/","已维护","湘械注准20252030225","血管鞘组","血管鞘组","不锈钢、聚氨酯、聚氯乙烯、聚乙烯、聚碳酸酯","湖南埃普特医疗器械有限公司","湖南瑞康通科技发展有限公司","C02071001500000118370000826","163B0725MJ35T","163B0725MJ35T",""]
["15654","通用介入","14","14","血管鞘","普通型","/","/","已维护","湘械注准20252030225","血管鞘组","血管鞘组","不锈钢、聚氨酯、聚氯乙烯、聚乙烯、聚碳酸酯","湖南埃普特医疗器械有限公司","湖南瑞康通科技发展有限公司","C02071001500000118370000832","163B0515PA35T","163B0515PA35T",""]
["15654","通用介入","14","14","血管鞘","普通型","/","/","已维护","湘械注准20252030225","血管鞘组","血管鞘组","不锈钢、聚氨酯、聚氯乙烯、聚乙烯、聚碳酸酯","湖南埃普特医疗器械有限公司","湖南瑞康通科技发展有限公司","C02071001500000118370000837","163A0515MJ35T","163A0515MJ35T",""]
["15654","通用介入","14","14","血管鞘","普通型","/","/","已维护","湘械注准20252030225","血管鞘组","血管鞘组","不锈钢、聚氨酯、聚氯乙烯、聚乙烯、聚碳酸酯","湖南埃普特医疗器械有限公司","湖南瑞康通科技发展有限公司","C02071001500000118370000841","163A0910MJ35T","163A0910MJ35T",""]
["15654","通用介入","14","14","血管鞘","普通型","/","/","已维护","湘械注准20252030225","血管鞘组","血管鞘组","不锈钢、聚氨酯、聚氯乙烯、聚乙烯、聚碳酸酯","湖南埃普特医疗器械有限公司","湖南瑞康通科技发展有限公司","C02071001500000118370000847","163A0507HS14D","163A0507HS14D",""]
["15654","通用介入","14","14","血管鞘","普通型","/","/","已维护","湘械注准20252030225","血管鞘组","血管鞘组","不锈钢、聚氨酯、聚氯乙烯、聚乙烯、聚碳酸酯","湖南埃普特医疗器械有限公司","湖南瑞康通科技发展有限公司","C02071001500000118370000850","163A8515MJ35D","163A8515MJ35D",""]
["15654","通用介入","14","14","血管鞘","普通型","/","/","已维护","湘械注准20252030225","血管鞘组","血管鞘组","不锈钢、聚氨酯、聚氯乙烯、聚乙烯、聚碳酸酯","湖南埃普特医疗器械有限公司","湖南瑞康通科技发展有限公司","C02071001500000118370000857","163A0405MS25T","163A0405MS25T",""]
["15654","通用介入","14","14","血管鞘","普通型","/","/","已维护","湘械注准20252030225","血管鞘组","血管鞘组","不锈钢、聚氨酯、聚氯乙烯、聚乙烯、聚碳酸酯","湖南埃普特医疗器械有限公司","湖南瑞康通科技发展有限公司","C02071001500000118370000861","163A0725HS18D","163A0725HS18D",""]
["15656","通用介入","12-1","12-2","造影导丝","普通型","/","长度＞180CM","已维护","湘械注准20252030383","导丝","导丝","不锈钢","湖南埃普特医疗器械有限公司","湖南埃普特医疗器械有限公司","C02070600300000004460001523","246J2526","246J2526",""]
["15656","通用介入","12-1","12-2","造影导丝","普通型","/","长度＞180CM","已维护","湘械注准20252030383","导丝","导丝","不锈钢","湖南埃普特医疗器械有限公司","湖南埃普特医疗器械有限公司","C02070600300000004460001529","246J3826","246J3826",""]
["15656","通用介入","12-1","12-2","造影导丝","普通型","/","长度＞180CM","已维护","湘械注准20252030383","导丝","导丝","不锈钢","湖南埃普特医疗器械有限公司","湖南埃普特医疗器械有限公司","C02070600300000004460001532","246S3826","246S3826",""]
["15660","通用介入","14","14","血管鞘","普通型","/","/","已维护","国械注准20223031680","一次性使用血管鞘组","一次性使用血管鞘组","","河南驼人贝斯特医疗器械有限公司","河南驼人贝斯特医疗器械有限公司","C02071001500000047400000083","RS0510B","B型",""]
["15660","通用介入","14","14","血管鞘","普通型","/","/","已维护","国械注准20223031680","一次性使用血管鞘组","一次性使用血管鞘组","","河南驼人贝斯特医疗器械有限公司","河南驼人贝斯特医疗器械有限公司","C02071001500000047400000063","RS0516A","A型",""]
["15660","通用介入","14","14","血管鞘","普通型","/","/","已维护","国械注准20223031680","一次性使用血管鞘组","一次性使用血管鞘组","","河南驼人贝斯特医疗器械有限公司","河南驼人贝斯特医疗器械有限公司","C02071001500000047400000025","RS0716A","A型",""]
["15663","通用介入","22-1","22-1","压力延长管","压力延长管","/","300psi≤耐压值≤500psi","已维护","国械注准20183060040","一次性使用高压造影注射器及附件","一次性使用高压造影注射器及附件","PET/PP","迈德旺（苏州）医疗设备有限公司","迈德旺（苏州）医疗设备有限公司","C02071507500000013160000090","681103","681103",""]
["15663","通用介入","22-1","22-1","压力延长管","压力延长管","/","300psi≤耐压值≤500psi","已维护","国械注准20183060040","一次性使用高压造影注射器及附件","一次性使用高压造影注射器及附件","PET/PP","迈德旺（苏州）医疗设备有限公司","迈德旺（苏州）医疗设备有限公司","C02071507500000013160000120","601118","601118",""]
["15663","通用介入","22-1","22-1","压力延长管","压力延长管","/","300psi≤耐压值≤500psi","已维护","国械注准20183060040","一次性使用高压造影注射器及附件","一次性使用高压造影注射器及附件","PET/PP","迈德旺（苏州）医疗设备有限公司","迈德旺（苏州）医疗设备有限公司","C02071507500000013160000127","601101","601101",""]
["15670","通用介入","21","21","Y接头","Y接头","/","/","已维护","湘械注准20252030692","Y形连接器","Y形连接器","","湖南瑞康通科技发展有限公司","湖南瑞康通科技发展有限公司","C02071805400000118370000007","223H60403","223H60403",""]
["15670","通用介入","21","21","Y接头","Y接头","/","/","已维护","湘械注准20252030692","Y形连接器","Y形连接器","","湖南瑞康通科技发展有限公司","湖南瑞康通科技发展有限公司","C02071805400000118370000012","223J40401","223J40401",""]
["15670","通用介入","21","21","Y接头","Y接头","/","/","已维护","湘械注准20252030692","Y形连接器","Y形连接器","","湖南瑞康通科技发展有限公司","湖南瑞康通科技发展有限公司","C02071805400000118370000017","223F60402","223F60402",""]
["15670","通用介入","21","21","Y接头","Y接头","/","/","已维护","湘械注准20252030692","Y形连接器","Y形连接器","","湖南瑞康通科技发展有限公司","湖南瑞康通科技发展有限公司","C02071805400000118370000022","223H60303","223H60303",""]
["15670","通用介入","21","21","Y接头","Y接头","/","/","已维护","湘械注准20252030692","Y形连接器","Y形连接器","","湖南瑞康通科技发展有限公司","湖南瑞康通科技发展有限公司","C02071805400000118370000024","223G60101","223G60101",""]
["15670","通用介入","21","21","Y接头","Y接头","/","/","已维护","湘械注准20252030692","Y形连接器","Y形连接器","","湖南瑞康通科技发展有限公司","湖南瑞康通科技发展有限公司","C02071805400000118370000027","223I50301","223I50301",""]
["15670","通用介入","21","21","Y接头","Y接头","/","/","已维护","湘械注准20252030692","Y形连接器","Y形连接器","","湖南瑞康通科技发展有限公司","湖南瑞康通科技发展有限公司","C02071805400000118370000035","223J40102","223J40102",""]
["15670","通用介入","21","21","Y接头","Y接头","/","/","已维护","湘械注准20252030692","Y形连接器","Y形连接器","","湖南瑞康通科技发展有限公司","湖南瑞康通科技发展有限公司","C02071805400000118370000036","223K30101","223K30101",""]
["15670","通用介入","21","21","Y接头","Y接头","/","/","已维护","湘械注准20252030692","Y形连接器","Y形连接器","","湖南瑞康通科技发展有限公司","湖南瑞康通科技发展有限公司","C02071805400000118370000043","223E75202","223E75202",""]
["15670","通用介入","21","21","Y接头","Y接头","/","/","已维护","湘械注准20252030692","Y形连接器","Y形连接器","","湖南瑞康通科技发展有限公司","湖南瑞康通科技发展有限公司","C02071805400000118370000049","223C89202","223C89202",""]
["15670","通用介入","21","21","Y接头","Y接头","/","/","已维护","湘械注准20252030692","Y形连接器","Y形连接器","","湖南瑞康通科技发展有限公司","湖南瑞康通科技发展有限公司","C02071805400000118370000054","223B89402","223B89402",""]
["15670","通用介入","21","21","Y接头","Y接头","/","/","已维护","湘械注准20252030692","Y形连接器","Y形连接器","","湖南瑞康通科技发展有限公司","湖南瑞康通科技发展有限公司","C02071805400000118370000057","223A82402","223A82402",""]
["15670","通用介入","21","21","Y接头","Y接头","/","/","已维护","湘械注准20252030692","Y形连接器","Y形连接器","","湖南瑞康通科技发展有限公司","湖南瑞康通科技发展有限公司","C02071805400000118370000063","223B89201","223B89201",""]
["15670","通用介入","21","21","Y接头","Y接头","/","/","已维护","湘械注准20252030692","Y形连接器","Y形连接器","","湖南瑞康通科技发展有限公司","湖南瑞康通科技发展有限公司","C02071805400000118370000068","223C89102","223C89102",""]
["15670","通用介入","21","21","Y接头","Y接头","/","/","已维护","湘械注准20252030692","Y形连接器","Y形连接器","","湖南瑞康通科技发展有限公司","湖南瑞康通科技发展有限公司","C02071805400000118370000073","223D94103","223D94103",""]
["15670","通用介入","21","21","Y接头","Y接头","/","/","已维护","湘械注准20252030692","Y形连接器","Y形连接器","","湖南瑞康通科技发展有限公司","湖南瑞康通科技发展有限公司","C02071805400000118370000078","223E75302","223E75302",""]
["15670","通用介入","21","21","Y接头","Y接头","/","/","已维护","湘械注准20252030692","Y形连接器","Y形连接器","","湖南瑞康通科技发展有限公司","湖南瑞康通科技发展有限公司","C02071805400000118370000081","223C89101","223C89101",""]
["15670","通用介入","21","21","Y接头","Y接头","/","/","已维护","湘械注准20252030692","Y形连接器","Y形连接器","","湖南瑞康通科技发展有限公司","湖南瑞康通科技发展有限公司","C02071805400000118370000088","223B89101","223B89101",""]
["15671","通用介入","14","14","血管鞘","普通型","/","/","已维护","国械注准20163031291","血管鞘组","血管鞘组","聚四氟乙烯等","湖南埃普特医疗器械有限公司","湖南埃普特医疗器械有限公司","C02071001500000004460001124","10F-30cm ，J弯 0.038″*120cm 导丝，带单壁针","981003024",""]
["15671","通用介入","14","14","血管鞘","普通型","/","/","已维护","国械注准20163031291","血管鞘组","血管鞘组","聚四氟乙烯等","湖南埃普特医疗器械有限公司","湖南埃普特医疗器械有限公司","C02071001500000004460001104","12F-25 cm ，J弯0.038″ 80cm 导丝，皮肤切开器，带单壁针","98120250",""]
["15671","通用介入","14","14","血管鞘","普通型","/","/","已维护","国械注准20163031291","血管鞘组","血管鞘组","聚四氟乙烯等","湖南埃普特医疗器械有限公司","湖南埃普特医疗器械有限公司","C02071001500000004460001015","14F-25 cm ，J弯0.038″ 80cm 导丝，皮肤切开器，带单壁针","98140250",""]
["15671","通用介入","14","14","血管鞘","普通型","/","/","已维护","国械注准20163031291","血管鞘组","血管鞘组","聚四氟乙烯等","湖南埃普特医疗器械有限公司","湖南埃普特医疗器械有限公司","C02071001500000004460000962","11F-25 cm ，J弯0.038″ 80cm 导丝，皮肤切开器，带单壁针","98110250",""]
["15671","通用介入","14","14","血管鞘","普通型","/","/","已维护","国械注准20163031291","血管鞘组","血管鞘组","聚四氟乙烯等","湖南埃普特医疗器械有限公司","湖南埃普特医疗器械有限公司","C02071001500000004460000934","8F-30cm ，J弯 0.038″*120cm 导丝，带单壁针","980803024",""]
["15674","通用介入","22-1","22-2","压力延长管","压力延长管","/","500psi＜耐压值≤800psi","已维护","国械注准20183060040","一次性使用高压造影注射器及附件","一次性使用高压造影注射器及附件","PET/PP","迈德旺（苏州）医疗设备有限公司","迈德旺（苏州）医疗设备有限公司","C02071507500000013160000226","200CM","702218",""]
["15683","通用介入","14","14","血管鞘","普通型","/","/","已维护","国械注准20243030539","血管鞘组","血管鞘组","聚酰胺","湖南埃普特医疗器械有限公司","湖南埃普特医疗器械有限公司","C02071001500000004460002819","152A0715PS25TL","152A0715PS25TL",""]
["15683","通用介入","14","14","血管鞘","普通型","/","/","已维护","国械注准20243030539","血管鞘组","血管鞘组","聚酰胺","湖南埃普特医疗器械有限公司","湖南埃普特医疗器械有限公司","C02071001500000004460002824","152B0515MJ35D","152B0515MJ35D",""]
["15683","通用介入","14","14","血管鞘","普通型","/","/","已维护","国械注准20243030539","血管鞘组","血管鞘组","聚酰胺","湖南埃普特医疗器械有限公司","湖南埃普特医疗器械有限公司","C02071001500000004460002829","152B0405PA35T","152B0405PA35T",""]
["15683","通用介入","14","14","血管鞘","普通型","/","/","已维护","国械注准20243030539","血管鞘组","血管鞘组","聚酰胺","湖南埃普特医疗器械有限公司","湖南埃普特医疗器械有限公司","C02071001500000004460002834","152A0710PA21T","152A0710PA21T",""]
["15683","通用介入","14","14","血管鞘","普通型","/","/","已维护","国械注准20243030539","血管鞘组","血管鞘组","聚酰胺","湖南埃普特医疗器械有限公司","湖南埃普特医疗器械有限公司","C02071001500000004460002837","152A0707MS18D","152A0707MS18D",""]
["15683","通用介入","14","14","血管鞘","普通型","/","/","已维护","国械注准20243030539","血管鞘组","血管鞘组","聚酰胺","湖南埃普特医疗器械有限公司","湖南埃普特医疗器械有限公司","C02071001500000004460002846","152A0510MS21D","152A0510MS21D",""]
["15683","通用介入","14","14","血管鞘","普通型","/","/","已维护","国械注准20243030539","血管鞘组","血管鞘组","聚酰胺","湖南埃普特医疗器械有限公司","湖南埃普特医疗器械有限公司","C02071001500000004460002851","152A0615PA35T","152A0615PA35T",""]
["15683","通用介入","14","14","血管鞘","普通型","/","/","已维护","国械注准20243030539","血管鞘组","血管鞘组","聚酰胺","湖南埃普特医疗器械有限公司","湖南埃普特医疗器械有限公司","C02071001500000004460002852","152B0507MJ35T","152B0507MJ35T",""]
["15683","通用介入","14","14","血管鞘","普通型","/","/","已维护","国械注准20243030539","血管鞘组","血管鞘组","聚酰胺","湖南埃普特医疗器械有限公司","湖南埃普特医疗器械有限公司","C02071001500000004460002859","152A0625MJ35D","152A0625MJ35D",""]
["15683","通用介入","14","14","血管鞘","普通型","/","/","已维护","国械注准20243030539","血管鞘组","血管鞘组","聚酰胺","湖南埃普特医疗器械有限公司","湖南埃普特医疗器械有限公司","C02071001500000004460002862","152A0605MJ35T","152A0605MJ35T",""]
["15683","通用介入","14","14","血管鞘","普通型","/","/","已维护","国械注准20243030539","血管鞘组","血管鞘组","聚酰胺","湖南埃普特医疗器械有限公司","湖南埃普特医疗器械有限公司","C02071001500000004460002868","152A0505MJ35D","152A0505MJ35D",""]
["15683","通用介入","14","14","血管鞘","普通型","/","/","已维护","国械注准20243030539","血管鞘组","血管鞘组","聚酰胺","湖南埃普特医疗器械有限公司","湖南埃普特医疗器械有限公司","C02071001500000004460002872","152B0710PA35T","152B0710PA35T",""]
["15683","通用介入","14","14","血管鞘","普通型","/","/","已维护","国械注准20243030539","血管鞘组","血管鞘组","聚酰胺","湖南埃普特医疗器械有限公司","湖南埃普特医疗器械有限公司","C02071001500000004460002878","152A0415MJ35D","152A0415MJ35D",""]
["15683","通用介入","14","14","血管鞘","普通型","/","/","已维护","国械注准20243030539","血管鞘组","血管鞘组","聚酰胺","湖南埃普特医疗器械有限公司","湖南埃普特医疗器械有限公司","C02071001500000004460002883","152A0510MS21DL","152A0510MS21DL",""]
["15683","通用介入","14","14","血管鞘","普通型","/","/","已维护","国械注准20243030539","血管鞘组","血管鞘组","聚酰胺","湖南埃普特医疗器械有限公司","湖南埃普特医疗器械有限公司","C02071001500000004460002889","152A0510PS21T","152A0510PS21T",""]
["15683","通用介入","14","14","血管鞘","普通型","/","/","已维护","国械注准20243030539","血管鞘组","血管鞘组","聚酰胺","湖南埃普特医疗器械有限公司","湖南埃普特医疗器械有限公司","C02071001500000004460002893","152A0507MJ35D","152A0507MJ35D",""]
["15683","通用介入","14","14","血管鞘","普通型","/","/","已维护","国械注准20243030539","血管鞘组","血管鞘组","聚酰胺","湖南埃普特医疗器械有限公司","湖南埃普特医疗器械有限公司","C02071001500000004460002900","152A0407MJ35T","152A0407MJ35T",""]
["15683","通用介入","14","14","血管鞘","普通型","/","/","已维护","国械注准20243030539","血管鞘组","血管鞘组","聚酰胺","湖南埃普特医疗器械有限公司","湖南埃普特医疗器械有限公司","C02071001500000004460002905","152A0510PS35T","152A0510PS35T",""]
["15683","通用介入","14","14","血管鞘","普通型","/","/","已维护","国械注准20243030539","血管鞘组","血管鞘组","聚酰胺","湖南埃普特医疗器械有限公司","湖南埃普特医疗器械有限公司","C02071001500000004460002912","152B0510MJ35D","152B0510MJ35D",""]
["15683","通用介入","14","14","血管鞘","普通型","/","/","已维护","国械注准20243030539","血管鞘组","血管鞘组","聚酰胺","湖南埃普特医疗器械有限公司","湖南埃普特医疗器械有限公司","C02071001500000004460002917","152A0707PS25TL","152A0707PS25TL",""]
["15683","通用介入","14","14","血管鞘","普通型","/","/","已维护","国械注准20243030539","血管鞘组","血管鞘组","聚酰胺","湖南埃普特医疗器械有限公司","湖南埃普特医疗器械有限公司","C02071001500000004460002919","152A0507PA35T","152A0507PA35T",""]
["15683","通用介入","14","14","血管鞘","普通型","/","/","已维护","国械注准20243030539","血管鞘组","血管鞘组","聚酰胺","湖南埃普特医疗器械有限公司","湖南埃普特医疗器械有限公司","C02071001500000004460002923","152A0625PA21T","152A0625PA21T",""]
["15683","通用介入","14","14","血管鞘","普通型","/","/","已维护","国械注准20243030539","血管鞘组","血管鞘组","聚酰胺","湖南埃普特医疗器械有限公司","湖南埃普特医疗器械有限公司","C02071001500000004460002929","152B0425PS35T","152B0425PS35T",""]
["15683","通用介入","14","14","血管鞘","普通型","/","/","已维护","国械注准20243030539","血管鞘组","血管鞘组","聚酰胺","湖南埃普特医疗器械有限公司","湖南埃普特医疗器械有限公司","C02071001500000004460002934","152A0425PA25T","152A0425PA25T",""]
["15683","通用介入","14","14","血管鞘","普通型","/","/","已维护","国械注准20243030539","血管鞘组","血管鞘组","聚酰胺","湖南埃普特医疗器械有限公司","湖南埃普特医疗器械有限公司","C02071001500000004460002941","152A0510PA25T","152A0510PA25T",""]
["15683","通用介入","14","14","血管鞘","普通型","/","/","已维护","国械注准20243030539","血管鞘组","血管鞘组","聚酰胺","湖南埃普特医疗器械有限公司","湖南埃普特医疗器械有限公司","C02071001500000004460002948","152A0825PS35T","152A0825PS35T",""]
["15683","通用介入","14","14","血管鞘","普通型","/","/","已维护","国械注准20243030539","血管鞘组","血管鞘组","聚酰胺","湖南埃普特医疗器械有限公司","湖南埃普特医疗器械有限公司","C02071001500000004460002953","152A0507PS25TL","152A0507PS25TL",""]
["15683","通用介入","14","14","血管鞘","普通型","/","/","已维护","国械注准20243030539","血管鞘组","血管鞘组","聚酰胺","湖南埃普特医疗器械有限公司","湖南埃普特医疗器械有限公司","C02071001500000004460002956","152A0510MJ35T","152A0510MJ35T",""]
["15683","通用介入","14","14","血管鞘","普通型","/","/","已维护","国械注准20243030539","血管鞘组","血管鞘组","聚酰胺","湖南埃普特医疗器械有限公司","湖南埃普特医疗器械有限公司","C02071001500000004460002964","152A0710MS21D","152A0710MS21D",""]
["15683","通用介入","14","14","血管鞘","普通型","/","/","已维护","国械注准20243030539","血管鞘组","血管鞘组","聚酰胺","湖南埃普特医疗器械有限公司","湖南埃普特医疗器械有限公司","C02071001500000004460002519","152A0415PS35T","152A0415PS35T",""]
["15683","通用介入","14","14","血管鞘","普通型","/","/","已维护","国械注准20243030539","血管鞘组","血管鞘组","聚酰胺","湖南埃普特医疗器械有限公司","湖南埃普特医疗器械有限公司","C02071001500000004460002524","152A0607MS25TL","152A0607MS25TL",""]
["15683","通用介入","14","14","血管鞘","普通型","/","/","已维护","国械注准20243030539","血管鞘组","血管鞘组","聚酰胺","湖南埃普特医疗器械有限公司","湖南埃普特医疗器械有限公司","C02071001500000004460002532","152A0505PS21T","152A0505PS21T",""]
["15683","通用介入","14","14","血管鞘","普通型","/","/","已维护","国械注准20243030539","血管鞘组","血管鞘组","聚酰胺","湖南埃普特医疗器械有限公司","湖南埃普特医疗器械有限公司","C02071001500000004460002536","152A0605PA21T","152A0605PA21T",""]
["15683","通用介入","14","14","血管鞘","普通型","/","/","已维护","国械注准20243030539","血管鞘组","血管鞘组","聚酰胺","湖南埃普特医疗器械有限公司","湖南埃普特医疗器械有限公司","C02071001500000004460002539","152A0515MS18D","152A0515MS18D",""]
["15683","通用介入","14","14","血管鞘","普通型","/","/","已维护","国械注准20243030539","血管鞘组","血管鞘组","聚酰胺","湖南埃普特医疗器械有限公司","湖南埃普特医疗器械有限公司","C02071001500000004460002547","152A0410MS25T","152A0410MS25T",""]
["15683","通用介入","14","14","血管鞘","普通型","/","/","已维护","国械注准20243030539","血管鞘组","血管鞘组","聚酰胺","湖南埃普特医疗器械有限公司","湖南埃普特医疗器械有限公司","C02071001500000004460002548","152B0625PS35T","152B0625PS35T",""]
["15683","通用介入","14","14","血管鞘","普通型","/","/","已维护","国械注准20243030539","血管鞘组","血管鞘组","聚酰胺","湖南埃普特医疗器械有限公司","湖南埃普特医疗器械有限公司","C02071001500000004460002555","152B0510MJ35T","152B0510MJ35T",""]
["15683","通用介入","14","14","血管鞘","普通型","/","/","已维护","国械注准20243030539","血管鞘组","血管鞘组","聚酰胺","湖南埃普特医疗器械有限公司","湖南埃普特医疗器械有限公司","C02071001500000004460002562","152A0405PA35T","152A0405PA35T",""]
["15683","通用介入","14","14","血管鞘","普通型","/","/","已维护","国械注准20243030539","血管鞘组","血管鞘组","聚酰胺","湖南埃普特医疗器械有限公司","湖南埃普特医疗器械有限公司","C02071001500000004460002566","152A0710MS18DL","152A0710MS18DL",""]
["15683","通用介入","14","14","血管鞘","普通型","/","/","已维护","国械注准20243030539","血管鞘组","血管鞘组","聚酰胺","湖南埃普特医疗器械有限公司","湖南埃普特医疗器械有限公司","C02071001500000004460002571","152A0510MS18D","152A0510MS18D",""]
["15683","通用介入","14","14","血管鞘","普通型","/","/","已维护","国械注准20243030539","血管鞘组","血管鞘组","聚酰胺","湖南埃普特医疗器械有限公司","湖南埃普特医疗器械有限公司","C02071001500000004460002579","152A0607MS18DL","152A0607MS18DL",""]
["15683","通用介入","14","14","血管鞘","普通型","/","/","已维护","国械注准20243030539","血管鞘组","血管鞘组","聚酰胺","湖南埃普特医疗器械有限公司","湖南埃普特医疗器械有限公司","C02071001500000004460002585","152A0415MS18D","152A0415MS18D",""]
["15683","通用介入","14","14","血管鞘","普通型","/","/","已维护","国械注准20243030539","血管鞘组","血管鞘组","聚酰胺","湖南埃普特医疗器械有限公司","湖南埃普特医疗器械有限公司","C02071001500000004460002590","152A0507MS21D","152A0507MS21D",""]
["15683","通用介入","14","14","血管鞘","普通型","/","/","已维护","国械注准20243030539","血管鞘组","血管鞘组","聚酰胺","湖南埃普特医疗器械有限公司","湖南埃普特医疗器械有限公司","C02071001500000004460002595","152A0525MS21DL","152A0525MS21DL",""]
["15683","通用介入","14","14","血管鞘","普通型","/","/","已维护","国械注准20243030539","血管鞘组","血管鞘组","聚酰胺","湖南埃普特医疗器械有限公司","湖南埃普特医疗器械有限公司","C02071001500000004460002598","152A0605MS18D","152A0605MS18D",""]
["15683","通用介入","14","14","血管鞘","普通型","/","/","已维护","国械注准20243030539","血管鞘组","血管鞘组","聚酰胺","湖南埃普特医疗器械有限公司","湖南埃普特医疗器械有限公司","C02071001500000004460002606","152A0607MS21DL","152A0607MS21DL",""]
["15683","通用介入","14","14","血管鞘","普通型","/","/","已维护","国械注准20243030539","血管鞘组","血管鞘组","聚酰胺","湖南埃普特医疗器械有限公司","湖南埃普特医疗器械有限公司","C02071001500000004460002610","152A0507PA21T","152A0507PA21T",""]
["15683","通用介入","14","14","血管鞘","普通型","/","/","已维护","国械注准20243030539","血管鞘组","血管鞘组","聚酰胺","湖南埃普特医疗器械有限公司","湖南埃普特医疗器械有限公司","C02071001500000004460002611","152A0607PS35T","152A0607PS35T",""]
["15683","通用介入","14","14","血管鞘","普通型","/","/","已维护","国械注准20243030539","血管鞘组","血管鞘组","聚酰胺","湖南埃普特医疗器械有限公司","湖南埃普特医疗器械有限公司","C02071001500000004460002619","152A0705MJ35T","152A0705MJ35T",""]
["15683","通用介入","14","14","血管鞘","普通型","/","/","已维护","国械注准20243030539","血管鞘组","血管鞘组","聚酰胺","湖南埃普特医疗器械有限公司","湖南埃普特医疗器械有限公司","C02071001500000004460002623","152B0525MJ35D","152B0525MJ35D",""]
["15683","通用介入","14","14","血管鞘","普通型","/","/","已维护","国械注准20243030539","血管鞘组","血管鞘组","聚酰胺","湖南埃普特医疗器械有限公司","湖南埃普特医疗器械有限公司","C02071001500000004460002630","152A0525MS18D","152A0525MS18D",""]
["15683","通用介入","14","14","血管鞘","普通型","/","/","已维护","国械注准20243030539","血管鞘组","血管鞘组","聚酰胺","湖南埃普特医疗器械有限公司","湖南埃普特医疗器械有限公司","C02071001500000004460002634","152A0610PS21T","152A0610PS21T",""]
["15683","通用介入","14","14","血管鞘","普通型","/","/","已维护","国械注准20243030539","血管鞘组","血管鞘组","聚酰胺","湖南埃普特医疗器械有限公司","湖南埃普特医疗器械有限公司","C02071001500000004460002640","152A0605MS18DL","152A0605MS18DL",""]
["15683","通用介入","14","14","血管鞘","普通型","/","/","已维护","国械注准20243030539","血管鞘组","血管鞘组","聚酰胺","湖南埃普特医疗器械有限公司","湖南埃普特医疗器械有限公司","C02071001500000004460002646","152B0507PS35T","152B0507PS35T",""]
["15683","通用介入","14","14","血管鞘","普通型","/","/","已维护","国械注准20243030539","血管鞘组","血管鞘组","聚酰胺","湖南埃普特医疗器械有限公司","湖南埃普特医疗器械有限公司","C02071001500000004460002652","152B0425MJ35D","152B0425MJ35D",""]
["15683","通用介入","14","14","血管鞘","普通型","/","/","已维护","国械注准20243030539","血管鞘组","血管鞘组","聚酰胺","湖南埃普特医疗器械有限公司","湖南埃普特医疗器械有限公司","C02071001500000004460002657","152A0707MS25T","152A0707MS25T",""]
["15683","通用介入","14","14","血管鞘","普通型","/","/","已维护","国械注准20243030539","血管鞘组","血管鞘组","聚酰胺","湖南埃普特医疗器械有限公司","湖南埃普特医疗器械有限公司","C02071001500000004460002660","152A0705PS21T","152A0705PS21T",""]
["15683","通用介入","14","14","血管鞘","普通型","/","/","已维护","国械注准20243030539","血管鞘组","血管鞘组","聚酰胺","湖南埃普特医疗器械有限公司","湖南埃普特医疗器械有限公司","C02071001500000004460002667","152B0410PS35T","152B0410PS35T",""]
["15683","通用介入","14","14","血管鞘","普通型","/","/","已维护","国械注准20243030539","血管鞘组","血管鞘组","聚酰胺","湖南埃普特医疗器械有限公司","湖南埃普特医疗器械有限公司","C02071001500000004460002672","152A0607PA35T","152A0607PA35T",""]
["15683","通用介入","14","14","血管鞘","普通型","/","/","已维护","国械注准20243030539","血管鞘组","血管鞘组","聚酰胺","湖南埃普特医疗器械有限公司","湖南埃普特医疗器械有限公司","C02071001500000004460002677","152A0425PS35T","152A0425PS35T",""]
["15683","通用介入","14","14","血管鞘","普通型","/","/","已维护","国械注准20243030539","血管鞘组","血管鞘组","聚酰胺","湖南埃普特医疗器械有限公司","湖南埃普特医疗器械有限公司","C02071001500000004460002679","152A0715PS25T","152A0715PS25T",""]
["15683","通用介入","14","14","血管鞘","普通型","/","/","已维护","国械注准20243030539","血管鞘组","血管鞘组","聚酰胺","湖南埃普特医疗器械有限公司","湖南埃普特医疗器械有限公司","C02071001500000004460002682","152A0510MS25T","152A0510MS25T",""]
["15683","通用介入","14","14","血管鞘","普通型","/","/","已维护","国械注准20243030539","血管鞘组","血管鞘组","聚酰胺","湖南埃普特医疗器械有限公司","湖南埃普特医疗器械有限公司","C02071001500000004460002689","152A0625PA25T","152A0625PA25T",""]
["15683","通用介入","14","14","血管鞘","普通型","/","/","已维护","国械注准20243030539","血管鞘组","血管鞘组","聚酰胺","湖南埃普特医疗器械有限公司","湖南埃普特医疗器械有限公司","C02071001500000004460002693","152A0515MJ35D","152A0515MJ35D",""]
["15683","通用介入","14","14","血管鞘","普通型","/","/","已维护","国械注准20243030539","血管鞘组","血管鞘组","聚酰胺","湖南埃普特医疗器械有限公司","湖南埃普特医疗器械有限公司","C02071001500000004460002700","152A0615PS25T","152A0615PS25T",""]
["15683","通用介入","14","14","血管鞘","普通型","/","/","已维护","国械注准20243030539","血管鞘组","血管鞘组","聚酰胺","湖南埃普特医疗器械有限公司","湖南埃普特医疗器械有限公司","C02071001500000004460002708","152B0705PA35T","152B0705PA35T",""]
["15683","通用介入","14","14","血管鞘","普通型","/","/","已维护","国械注准20243030539","血管鞘组","血管鞘组","聚酰胺","湖南埃普特医疗器械有限公司","湖南埃普特医疗器械有限公司","C02071001500000004460002712","152A0510MS18DL","152A0510MS18DL",""]
["15683","通用介入","14","14","血管鞘","普通型","/","/","已维护","国械注准20243030539","血管鞘组","血管鞘组","聚酰胺","湖南埃普特医疗器械有限公司","湖南埃普特医疗器械有限公司","C02071001500000004460002715","152A0425MS18D","152A0425MS18D",""]
["15683","通用介入","14","14","血管鞘","普通型","/","/","已维护","国械注准20243030539","血管鞘组","血管鞘组","聚酰胺","湖南埃普特医疗器械有限公司","湖南埃普特医疗器械有限公司","C02071001500000004460002725","152A0505PA21T","152A0505PA21T",""]
["15683","通用介入","14","14","血管鞘","普通型","/","/","已维护","国械注准20243030539","血管鞘组","血管鞘组","聚酰胺","湖南埃普特医疗器械有限公司","湖南埃普特医疗器械有限公司","C02071001500000004460002730","152A0407PA25T","152A0407PA25T",""]
["15683","通用介入","14","14","血管鞘","普通型","/","/","已维护","国械注准20243030539","血管鞘组","血管鞘组","聚酰胺","湖南埃普特医疗器械有限公司","湖南埃普特医疗器械有限公司","C02071001500000004460002736","152A0507MS18DL","152A0507MS18DL",""]
["15683","通用介入","14","14","血管鞘","普通型","/","/","已维护","国械注准20243030539","血管鞘组","血管鞘组","聚酰胺","湖南埃普特医疗器械有限公司","湖南埃普特医疗器械有限公司","C02071001500000004460002741","152A0507PS25T","152A0507PS25T",""]
["15683","通用介入","14","14","血管鞘","普通型","/","/","已维护","国械注准20243030539","血管鞘组","血管鞘组","聚酰胺","湖南埃普特医疗器械有限公司","湖南埃普特医疗器械有限公司","C02071001500000004460002743","152B0407MJ35T","152B0407MJ35T",""]
["15683","通用介入","14","14","血管鞘","普通型","/","/","已维护","国械注准20243030539","血管鞘组","血管鞘组","聚酰胺","湖南埃普特医疗器械有限公司","湖南埃普特医疗器械有限公司","C02071001500000004460002748","152A0707PA21T","152A0707PA21T",""]
["15683","通用介入","14","14","血管鞘","普通型","/","/","已维护","国械注准20243030539","血管鞘组","血管鞘组","聚酰胺","湖南埃普特医疗器械有限公司","湖南埃普特医疗器械有限公司","C02071001500000004460002758","152A0705PA21T","152A0705PA21T",""]
["15683","通用介入","14","14","血管鞘","普通型","/","/","已维护","国械注准20243030539","血管鞘组","血管鞘组","聚酰胺","湖南埃普特医疗器械有限公司","湖南埃普特医疗器械有限公司","C02071001500000004460002760","152A0710MS25T","152A0710MS25T",""]
["15683","通用介入","14","14","血管鞘","普通型","/","/","已维护","国械注准20243030539","血管鞘组","血管鞘组","聚酰胺","湖南埃普特医疗器械有限公司","湖南埃普特医疗器械有限公司","C02071001500000004460002765","152A0715PS21T","152A0715PS21T",""]
["15683","通用介入","14","14","血管鞘","普通型","/","/","已维护","国械注准20243030539","血管鞘组","血管鞘组","聚酰胺","湖南埃普特医疗器械有限公司","湖南埃普特医疗器械有限公司","C02071001500000004460002772","152A0605PS35T","152A0605PS35T",""]
["15683","通用介入","14","14","血管鞘","普通型","/","/","已维护","国械注准20243030539","血管鞘组","血管鞘组","聚酰胺","湖南埃普特医疗器械有限公司","湖南埃普特医疗器械有限公司","C02071001500000004460002777","152B0505PS35T","152B0505PS35T",""]
["15683","通用介入","14","14","血管鞘","普通型","/","/","已维护","国械注准20243030539","血管鞘组","血管鞘组","聚酰胺","湖南埃普特医疗器械有限公司","湖南埃普特医疗器械有限公司","C02071001500000004460002780","152A0715MS18DL","152A0715MS18DL",""]
["15683","通用介入","14","14","血管鞘","普通型","/","/","已维护","国械注准20243030539","血管鞘组","血管鞘组","聚酰胺","湖南埃普特医疗器械有限公司","湖南埃普特医疗器械有限公司","C02071001500000004460002789","152A0415MS18DL","152A0415MS18DL",""]
["15683","通用介入","14","14","血管鞘","普通型","/","/","已维护","国械注准20243030539","血管鞘组","血管鞘组","聚酰胺","湖南埃普特医疗器械有限公司","湖南埃普特医疗器械有限公司","C02071001500000004460002794","152A0610MS21D","152A0610MS21D",""]
["15683","通用介入","14","14","血管鞘","普通型","/","/","已维护","国械注准20243030539","血管鞘组","血管鞘组","聚酰胺","湖南埃普特医疗器械有限公司","湖南埃普特医疗器械有限公司","C02071001500000004460002801","152B0725MJ35T","152B0725MJ35T",""]
["15683","通用介入","14","14","血管鞘","普通型","/","/","已维护","国械注准20243030539","血管鞘组","血管鞘组","聚酰胺","湖南埃普特医疗器械有限公司","湖南埃普特医疗器械有限公司","C02071001500000004460002807","152B0410PA35T","152B0410PA35T",""]
["15683","通用介入","14","14","血管鞘","普通型","/","/","已维护","国械注准20243030539","血管鞘组","血管鞘组","聚酰胺","湖南埃普特医疗器械有限公司","湖南埃普特医疗器械有限公司","C02071001500000004460002809","152A0715MJ35T","152A0715MJ35T",""]
["15689","通用介入","18","18","抓捕器","抓捕器","/","/","已维护","国械注准20253030763","多环抓捕系统","多环抓捕系统","","先健科技（深圳）有限公司","先健科技(深圳)有限公司","C02071407400002033770000002","LT-MC-20","LT-MC-20",""]
["15703","通用介入","2-1","2-1","中心静脉导管类","中心静脉导管（cvc）","抗感染型","单腔型","已维护","国械注准20173033288","一次性使用含药中心静脉导管包","一次性使用含药中心静脉导管包","聚氨酯","北京天地和协科技有限公司","北京天地和协科技有限公司","C02070300401003084380001516","MMPCVCBY1-20-20","MMPCVCBY1-20-20",""]
["15703","通用介入","2-1","2-1","中心静脉导管类","中心静脉导管（cvc）","抗感染型","单腔型","已维护","国械注准20173033288","一次性使用含药中心静脉导管包","一次性使用含药中心静脉导管包","聚氨酯","北京天地和协科技有限公司","北京天地和协科技有限公司","C02070300401003084380001560","MMPCVCBJY1-20-20","MMPCVCBJY1-20-20",""]
["15703","通用介入","2-1","2-1","中心静脉导管类","中心静脉导管（cvc）","抗感染型","单腔型","已维护","国械注准20173033288","一次性使用含药中心静脉导管包","一次性使用含药中心静脉导管包","聚氨酯","北京天地和协科技有限公司","北京天地和协科技有限公司","C02070300401003084380001540","MMPCVCBJY1-20-15","MMPCVCBJY1-20-15",""]
["15703","通用介入","2-1","2-1","中心静脉导管类","中心静脉导管（cvc）","抗感染型","单腔型","已维护","国械注准20173033288","一次性使用含药中心静脉导管包","一次性使用含药中心静脉导管包","聚氨酯","北京天地和协科技有限公司","北京天地和协科技有限公司","C02070300401003084380001510","MMPCVCBJY1-18-20","MMPCVCBJY1-18-20",""]
["15703","通用介入","2-1","2-1","中心静脉导管类","中心静脉导管（cvc）","抗感染型","单腔型","已维护","国械注准20173033288","一次性使用含药中心静脉导管包","一次性使用含药中心静脉导管包","聚氨酯","北京天地和协科技有限公司","北京天地和协科技有限公司","C02070300401003084380001290","MMPCVCB1-18-15","MMPCVCB1-18-15",""]
["15703","通用介入","2-1","2-1","中心静脉导管类","中心静脉导管（cvc）","抗感染型","单腔型","已维护","国械注准20173033288","一次性使用含药中心静脉导管包","一次性使用含药中心静脉导管包","聚氨酯","北京天地和协科技有限公司","北京天地和协科技有限公司","C02070300401003084380001305","MMPCVCBJ1-16-20","MMPCVCBJ1-16-20",""]
["15703","通用介入","2-1","2-1","中心静脉导管类","中心静脉导管（cvc）","抗感染型","单腔型","已维护","国械注准20173033288","一次性使用含药中心静脉导管包","一次性使用含药中心静脉导管包","聚氨酯","北京天地和协科技有限公司","北京天地和协科技有限公司","C02070300401003084380001589","MMPCVCB1-16-15","MMPCVCB1-16-15",""]
["15703","通用介入","2-1","2-1","中心静脉导管类","中心静脉导管（cvc）","抗感染型","单腔型","已维护","国械注准20173033288","一次性使用含药中心静脉导管包","一次性使用含药中心静脉导管包","聚氨酯","北京天地和协科技有限公司","北京天地和协科技有限公司","C02070300401003084380001713","MMPCVCBJY1-14-20","MMPCVCBJY1-14-20",""]
["15706","通用介入","2-1","2-2","中心静脉导管类","中心静脉导管（cvc）","抗感染型","双腔型","已维护","国械注准20173033288","一次性使用含药中心静脉导管包","一次性使用含药中心静脉导管包","聚氨酯","北京天地和协科技有限公司","北京天地和协科技有限公司","C02070300401003084380001386","MMPCVCBJ2-70-20","MMPCVCBJ2-70-20",""]
["15706","通用介入","2-1","2-2","中心静脉导管类","中心静脉导管（cvc）","抗感染型","双腔型","已维护","国械注准20173033288","一次性使用含药中心静脉导管包","一次性使用含药中心静脉导管包","聚氨酯","北京天地和协科技有限公司","北京天地和协科技有限公司","C02070300401003084380001355","MMPCVCBJY2-70-15","MMPCVCBJY2-70-15",""]
["15706","通用介入","2-1","2-2","中心静脉导管类","中心静脉导管（cvc）","抗感染型","双腔型","已维护","国械注准20173033288","一次性使用含药中心静脉导管包","一次性使用含药中心静脉导管包","聚氨酯","北京天地和协科技有限公司","北京天地和协科技有限公司","C02070300401003084380001362","MMPCVCB2-50-20","MMPCVCB2-50-20",""]
["15706","通用介入","2-1","2-2","中心静脉导管类","中心静脉导管（cvc）","抗感染型","双腔型","已维护","国械注准20173033288","一次性使用含药中心静脉导管包","一次性使用含药中心静脉导管包","聚氨酯","北京天地和协科技有限公司","北京天地和协科技有限公司","C02070300401003084380001551","MMPCVCBJ2-50-15","MMPCVCBJ2-50-15",""]
["15706","通用介入","2-1","2-2","中心静脉导管类","中心静脉导管（cvc）","抗感染型","双腔型","已维护","国械注准20173033288","一次性使用含药中心静脉导管包","一次性使用含药中心静脉导管包","聚氨酯","北京天地和协科技有限公司","北京天地和协科技有限公司","C02070300401003084380001684","MMPCVCB2-50-13","MMPCVCB2-50-13",""]
["15706","通用介入","2-1","2-2","中心静脉导管类","中心静脉导管（cvc）","抗感染型","双腔型","已维护","国械注准20173033288","一次性使用含药中心静脉导管包","一次性使用含药中心静脉导管包","聚氨酯","北京天地和协科技有限公司","北京天地和协科技有限公司","C02070300401003084380001265","MMPCVCBJ2-50-08","MMPCVCBJ2-50-08",""]
["15706","通用介入","2-1","2-2","中心静脉导管类","中心静脉导管（cvc）","抗感染型","双腔型","已维护","国械注准20173033288","一次性使用含药中心静脉导管包","一次性使用含药中心静脉导管包","聚氨酯","北京天地和协科技有限公司","北京天地和协科技有限公司","C02070300401003084380001623","MMPCVCBJY2-40-15","MMPCVCBJY2-40-15",""]
["15706","通用介入","2-1","2-2","中心静脉导管类","中心静脉导管（cvc）","抗感染型","双腔型","已维护","国械注准20173033288","一次性使用含药中心静脉导管包","一次性使用含药中心静脉导管包","聚氨酯","北京天地和协科技有限公司","北京天地和协科技有限公司","C02070300401003084380001404","MMPCVCB2-40-13","MMPCVCB2-40-13",""]
["15706","通用介入","2-1","2-2","中心静脉导管类","中心静脉导管（cvc）","抗感染型","双腔型","已维护","国械注准20173033288","一次性使用含药中心静脉导管包","一次性使用含药中心静脉导管包","聚氨酯","北京天地和协科技有限公司","北京天地和协科技有限公司","C02070300401003084380001495","MMPCVCBJY2-40-08","MMPCVCBJY2-40-08",""]
["15706","通用介入","2-1","2-2","中心静脉导管类","中心静脉导管（cvc）","抗感染型","双腔型","已维护","国械注准20173033288","一次性使用含药中心静脉导管包","一次性使用含药中心静脉导管包","聚氨酯","北京天地和协科技有限公司","北京天地和协科技有限公司","C02070300401003084380001611","MMPCVCBJ2-40-05","MMPCVCBJ2-40-05",""]
["15709","通用介入","18","18","抓捕器","抓捕器","/","/","已维护","国械注准20233031422","多环圈套器","多环圈套器","聚丙烯扭矩、套环（镍钛合金丝、镀金钨丝）、PTFE套管（镍钛合金丝、PTFE热缩管）","上海形状记忆合金材料有限公司","上海形状记忆合金材料有限公司","C02071407400002033230000006","DHQTQ-008-006","DHQTQ-008-006",""]
["15712","通用介入","2-1","2-3","中心静脉导管类","中心静脉导管（cvc）","抗感染型","多腔型","已维护","国械注准20173033288","一次性使用含药中心静脉导管包","一次性使用含药中心静脉导管包","聚氨酯","北京天地和协科技有限公司","北京天地和协科技有限公司","C02070300401003084380001260","MMPCVCBJY3-70-15","MMPCVCBJY3-70-15",""]
["15712","通用介入","2-1","2-3","中心静脉导管类","中心静脉导管（cvc）","抗感染型","多腔型","已维护","国械注准20173033288","一次性使用含药中心静脉导管包","一次性使用含药中心静脉导管包","聚氨酯","北京天地和协科技有限公司","北京天地和协科技有限公司","C02070300401003084380001252","MMPCVCB3-55-20","MMPCVCB3-55-20",""]
["15712","通用介入","2-1","2-3","中心静脉导管类","中心静脉导管（cvc）","抗感染型","多腔型","已维护","国械注准20173033288","一次性使用含药中心静脉导管包","一次性使用含药中心静脉导管包","聚氨酯","北京天地和协科技有限公司","北京天地和协科技有限公司","C02070300401003084380001532","MMPCVCBJ3-55-20","MMPCVCBJ3-55-20",""]
["15712","通用介入","2-1","2-3","中心静脉导管类","中心静脉导管（cvc）","抗感染型","多腔型","已维护","国械注准20173033288","一次性使用含药中心静脉导管包","一次性使用含药中心静脉导管包","聚氨酯","北京天地和协科技有限公司","北京天地和协科技有限公司","C02070300401003084380001617","MMPCVCBY3-55-08","MMPCVCBY3-55-08",""]
["15731","通用介入","13-1","13-1","造影导丝","亲水型","/","长度≤180CM","已维护","湘械注准20252030122","亲水涂层导丝","亲水涂层导丝","镍钛合金、含钨聚氨酯、聚乙烯吡络烷酮","湖南埃普特医疗器械有限公司","湖南埃普特医疗器械有限公司","C02070600300000004460000253","直径:0.038\",导丝弯形:S,导丝长度:50cm,导丝柔软度:加硬","10S23805",""]
["15731","通用介入","13-1","13-1","造影导丝","亲水型","/","长度≤180CM","已维护","湘械注准20252030122","亲水涂层导丝","亲水涂层导丝","镍钛合金、含钨聚氨酯、聚乙烯吡络烷酮","湖南埃普特医疗器械有限公司","湖南埃普特医疗器械有限公司","C02070600300000004460000171","直径:0.025\",导丝弯形:S,导丝长度:50cm,导丝柔软度:标准","10S12505",""]
["15731","通用介入","13-1","13-1","造影导丝","亲水型","/","长度≤180CM","已维护","湘械注准20252030122","亲水涂层导丝","亲水涂层导丝","镍钛合金、含钨聚氨酯、聚乙烯吡络烷酮","湖南埃普特医疗器械有限公司","湖南埃普特医疗器械有限公司","C02070600300000004460000026","直径:0.035\",导丝长度(cm):80,导丝弯形:J（R4.0mm）,导丝柔软度:标准","10J13508",""]
["15731","通用介入","13-1","13-1","造影导丝","亲水型","/","长度≤180CM","已维护","湘械注准20252030122","亲水涂层导丝","亲水涂层导丝","镍钛合金、含钨聚氨酯、聚乙烯吡络烷酮","湖南埃普特医疗器械有限公司","湖南埃普特医疗器械有限公司","C02070600300000004460000099","直径:0.035\",导丝长度(cm):50,导丝弯形:J（R2.0mm）,导丝柔软度:标准","10J1350520",""]
["15731","通用介入","13-1","13-1","造影导丝","亲水型","/","长度≤180CM","已维护","湘械注准20252030122","亲水涂层导丝","亲水涂层导丝","镍钛合金、含钨聚氨酯、聚乙烯吡络烷酮","湖南埃普特医疗器械有限公司","湖南埃普特医疗器械有限公司","C02070600300000004460000260","直径:0.025\",导丝长度(cm):80,导丝弯形:J（R2.0mm）,导丝柔软度:标准","10J1250820",""]
["15731","通用介入","13-1","13-1","造影导丝","亲水型","/","长度≤180CM","已维护","湘械注准20252030122","亲水涂层导丝","亲水涂层导丝","镍钛合金、含钨聚氨酯、聚乙烯吡络烷酮","湖南埃普特医疗器械有限公司","湖南埃普特医疗器械有限公司","C02070600300000004460000056","直径:0.035\",导丝弯形:A,导丝长度:50cm,导丝柔软度:标准","10A13505",""]
["15731","通用介入","13-1","13-1","造影导丝","亲水型","/","长度≤180CM","已维护","湘械注准20252030122","亲水涂层导丝","亲水涂层导丝","镍钛合金、含钨聚氨酯、聚乙烯吡络烷酮","湖南埃普特医疗器械有限公司","湖南埃普特医疗器械有限公司","C02070600300000004460000242","直径:0.025\",导丝弯形:A,导丝长度:50cm,导丝柔软度:标准","10A12505",""]
["15734","通用介入","13-1","13-1","造影导丝","亲水型","/","长度≤180CM","已维护","湘械注准20252030302","亲水涂层导丝","亲水涂层导丝","镍钛芯丝","湖南埃普特医疗器械有限公司","湖南埃普特医疗器械有限公司","C02070600300000004460001254","HS13218Q","HS13218Q",""]
["15734","通用介入","13-1","13-1","造影导丝","亲水型","/","长度≤180CM","已维护","湘械注准20252030302","亲水涂层导丝","亲水涂层导丝","镍钛芯丝","湖南埃普特医疗器械有限公司","湖南埃普特医疗器械有限公司","C02070600300000004460001202","H333218Q","H333218Q",""]
["15734","通用介入","13-1","13-1","造影导丝","亲水型","/","长度≤180CM","已维护","湘械注准20252030302","亲水涂层导丝","亲水涂层导丝","镍钛芯丝","湖南埃普特医疗器械有限公司","湖南埃普特医疗器械有限公司","C02070600300000004460001209","H613515Q","H613515Q",""]
["15734","通用介入","13-1","13-1","造影导丝","亲水型","/","长度≤180CM","已维护","湘械注准20252030302","亲水涂层导丝","亲水涂层导丝","镍钛芯丝","湖南埃普特医疗器械有限公司","湖南埃普特医疗器械有限公司","C02070600300000004460001221","H311812Q","H311812Q",""]
["15734","通用介入","13-1","13-1","造影导丝","亲水型","/","长度≤180CM","已维护","湘械注准20252030302","亲水涂层导丝","亲水涂层导丝","镍钛芯丝","湖南埃普特医疗器械有限公司","湖南埃普特医疗器械有限公司","C02070600300000004460001236","H223215Q","H223215Q",""]
["15734","通用介入","13-1","13-1","造影导丝","亲水型","/","长度≤180CM","已维护","湘械注准20252030302","亲水涂层导丝","亲水涂层导丝","镍钛芯丝","湖南埃普特医疗器械有限公司","湖南埃普特医疗器械有限公司","C02070600300000004460001244","H623818Q","H623818Q",""]
["15734","通用介入","13-1","13-1","造影导丝","亲水型","/","长度≤180CM","已维护","湘械注准20252030302","亲水涂层导丝","亲水涂层导丝","镍钛芯丝","湖南埃普特医疗器械有限公司","湖南埃普特医疗器械有限公司","C02070600300000004460001251","HA11805Q","HA11805Q",""]
["15734","通用介入","13-1","13-1","造影导丝","亲水型","/","长度≤180CM","已维护","湘械注准20252030302","亲水涂层导丝","亲水涂层导丝","镍钛芯丝","湖南埃普特医疗器械有限公司","湖南埃普特医疗器械有限公司","C02070600300000004460001266","H113515Q","H113515Q",""]
["15734","通用介入","13-1","13-1","造影导丝","亲水型","/","长度≤180CM","已维护","湘械注准20252030302","亲水涂层导丝","亲水涂层导丝","镍钛芯丝","湖南埃普特医疗器械有限公司","湖南埃普特医疗器械有限公司","C02070600300000004460001269","H323515Q","H323515Q",""]
["15734","通用介入","13-1","13-1","造影导丝","亲水型","/","长度≤180CM","已维护","湘械注准20252030302","亲水涂层导丝","亲水涂层导丝","镍钛芯丝","湖南埃普特医疗器械有限公司","湖南埃普特医疗器械有限公司","C02070600300000004460001276","HA23808Q","HA23808Q",""]
["15734","通用介入","13-1","13-1","造影导丝","亲水型","/","长度≤180CM","已维护","湘械注准20252030302","亲水涂层导丝","亲水涂层导丝","镍钛芯丝","湖南埃普特医疗器械有限公司","湖南埃普特医疗器械有限公司","C02070600300000004460001288","HS12508Q","HS12508Q",""]
["15734","通用介入","13-1","13-1","造影导丝","亲水型","/","长度≤180CM","已维护","湘械注准20252030302","亲水涂层导丝","亲水涂层导丝","镍钛芯丝","湖南埃普特医疗器械有限公司","湖南埃普特医疗器械有限公司","C02070600300000004460001289","H313515Q","H313515Q",""]
["15734","通用介入","13-1","13-1","造影导丝","亲水型","/","长度≤180CM","已维护","湘械注准20252030302","亲水涂层导丝","亲水涂层导丝","镍钛芯丝","湖南埃普特医疗器械有限公司","湖南埃普特医疗器械有限公司","C02070600300000004460001297","H313512Q","H313512Q",""]
["15734","通用介入","13-1","13-1","造影导丝","亲水型","/","长度≤180CM","已维护","湘械注准20252030302","亲水涂层导丝","亲水涂层导丝","镍钛芯丝","湖南埃普特医疗器械有限公司","湖南埃普特医疗器械有限公司","C02070600300000004460001304","H212505Q","H212505Q",""]
["15734","通用介入","13-1","13-1","造影导丝","亲水型","/","长度≤180CM","已维护","湘械注准20252030302","亲水涂层导丝","亲水涂层导丝","镍钛芯丝","湖南埃普特医疗器械有限公司","湖南埃普特医疗器械有限公司","C02070600300000004460001313","HA22515Q","HA22515Q",""]
["15734","通用介入","13-1","13-1","造影导丝","亲水型","/","长度≤180CM","已维护","湘械注准20252030302","亲水涂层导丝","亲水涂层导丝","镍钛芯丝","湖南埃普特医疗器械有限公司","湖南埃普特医疗器械有限公司","C02070600300000004460001319","H223518Q","H223518Q",""]
["15734","通用介入","13-1","13-1","造影导丝","亲水型","/","长度≤180CM","已维护","湘械注准20252030302","亲水涂层导丝","亲水涂层导丝","镍钛芯丝","湖南埃普特医疗器械有限公司","湖南埃普特医疗器械有限公司","C02070600300000004460001330","H123518Q","H123518Q",""]
["15734","通用介入","13-1","13-1","造影导丝","亲水型","/","长度≤180CM","已维护","湘械注准20252030302","亲水涂层导丝","亲水涂层导丝","镍钛芯丝","湖南埃普特医疗器械有限公司","湖南埃普特医疗器械有限公司","C02070600300000004460001341","H223218Q","H223218Q",""]
["15734","通用介入","13-1","13-1","造影导丝","亲水型","/","长度≤180CM","已维护","湘械注准20252030302","亲水涂层导丝","亲水涂层导丝","镍钛芯丝","湖南埃普特医疗器械有限公司","湖南埃普特医疗器械有限公司","C02070600300000004460001346","H303518Q","H303518Q",""]
["15734","通用介入","13-1","13-1","造影导丝","亲水型","/","长度≤180CM","已维护","湘械注准20252030302","亲水涂层导丝","亲水涂层导丝","镍钛芯丝","湖南埃普特医疗器械有限公司","湖南埃普特医疗器械有限公司","C02070600300000004460001354","HA23818Q","HA23818Q",""]
["15734","通用介入","13-1","13-1","造影导丝","亲水型","/","长度≤180CM","已维护","湘械注准20252030302","亲水涂层导丝","亲水涂层导丝","镍钛芯丝","湖南埃普特医疗器械有限公司","湖南埃普特医疗器械有限公司","C02070600300000004460001357","H211815Q","H211815Q",""]
["15734","通用介入","13-1","13-1","造影导丝","亲水型","/","长度≤180CM","已维护","湘械注准20252030302","亲水涂层导丝","亲水涂层导丝","镍钛芯丝","湖南埃普特医疗器械有限公司","湖南埃普特医疗器械有限公司","C02070600300000004460001373","H313505Q","H313505Q",""]
["15734","通用介入","13-1","13-1","造影导丝","亲水型","/","长度≤180CM","已维护","湘械注准20252030302","亲水涂层导丝","亲水涂层导丝","镍钛芯丝","湖南埃普特医疗器械有限公司","湖南埃普特医疗器械有限公司","C02070600300000004460001379","HA11818Q","HA11818Q",""]
["15734","通用介入","13-1","13-1","造影导丝","亲水型","/","长度≤180CM","已维护","湘械注准20252030302","亲水涂层导丝","亲水涂层导丝","镍钛芯丝","湖南埃普特医疗器械有限公司","湖南埃普特医疗器械有限公司","C02070600300000004460001381","HA23518Q","HA23518Q",""]
["15734","通用介入","13-1","13-1","造影导丝","亲水型","/","长度≤180CM","已维护","湘械注准20252030302","亲水涂层导丝","亲水涂层导丝","镍钛芯丝","湖南埃普特医疗器械有限公司","湖南埃普特医疗器械有限公司","C02070600300000004460001392","H113818Q","H113818Q",""]
["15734","通用介入","13-1","13-1","造影导丝","亲水型","/","长度≤180CM","已维护","湘械注准20252030302","亲水涂层导丝","亲水涂层导丝","镍钛芯丝","湖南埃普特医疗器械有限公司","湖南埃普特医疗器械有限公司","C02070600300000004460001398","H111812Q","H111812Q",""]
["15734","通用介入","13-1","13-1","造影导丝","亲水型","/","长度≤180CM","已维护","湘械注准20252030302","亲水涂层导丝","亲水涂层导丝","镍钛芯丝","湖南埃普特医疗器械有限公司","湖南埃普特医疗器械有限公司","C02070600300000004460001403","HS11805Q","HS11805Q",""]
["15734","通用介入","13-1","13-1","造影导丝","亲水型","/","长度≤180CM","已维护","湘械注准20252030302","亲水涂层导丝","亲水涂层导丝","镍钛芯丝","湖南埃普特医疗器械有限公司","湖南埃普特医疗器械有限公司","C02070600300000004460001409","H213515Q","H213515Q",""]
["15734","通用介入","13-1","13-1","造影导丝","亲水型","/","长度≤180CM","已维护","湘械注准20252030302","亲水涂层导丝","亲水涂层导丝","镍钛芯丝","湖南埃普特医疗器械有限公司","湖南埃普特医疗器械有限公司","C02070600300000004460001419","H233515Q","H233515Q",""]
["15734","通用介入","13-1","13-1","造影导丝","亲水型","/","长度≤180CM","已维护","湘械注准20252030302","亲水涂层导丝","亲水涂层导丝","镍钛芯丝","湖南埃普特医疗器械有限公司","湖南埃普特医疗器械有限公司","C02070600300000004460001427","H222515Q","H222515Q",""]
["15734","通用介入","13-1","13-1","造影导丝","亲水型","/","长度≤180CM","已维护","湘械注准20252030302","亲水涂层导丝","亲水涂层导丝","镍钛芯丝","湖南埃普特医疗器械有限公司","湖南埃普特医疗器械有限公司","C02070600300000004460001436","H123515Q","H123515Q",""]
["15734","通用介入","13-1","13-1","造影导丝","亲水型","/","长度≤180CM","已维护","湘械注准20252030302","亲水涂层导丝","亲水涂层导丝","镍钛芯丝","湖南埃普特医疗器械有限公司","湖南埃普特医疗器械有限公司","C02070600300000004460001444","H312518Q","H312518Q",""]
["15734","通用介入","13-1","13-1","造影导丝","亲水型","/","长度≤180CM","已维护","湘械注准20252030302","亲水涂层导丝","亲水涂层导丝","镍钛芯丝","湖南埃普特医疗器械有限公司","湖南埃普特医疗器械有限公司","C02070600300000004460001450","H233518Q","H233518Q",""]
["15734","通用介入","13-1","13-1","造影导丝","亲水型","/","长度≤180CM","已维护","湘械注准20252030302","亲水涂层导丝","亲水涂层导丝","镍钛芯丝","湖南埃普特医疗器械有限公司","湖南埃普特医疗器械有限公司","C02070600300000004460001464","HS13815Q","HS13815Q",""]
["15734","通用介入","13-1","13-1","造影导丝","亲水型","/","长度≤180CM","已维护","湘械注准20252030302","亲水涂层导丝","亲水涂层导丝","镍钛芯丝","湖南埃普特医疗器械有限公司","湖南埃普特医疗器械有限公司","C02070600300000004460001469","H223815Q","H223815Q",""]
["15734","通用介入","13-1","13-1","造影导丝","亲水型","/","长度≤180CM","已维护","湘械注准20252030302","亲水涂层导丝","亲水涂层导丝","镍钛芯丝","湖南埃普特医疗器械有限公司","湖南埃普特医疗器械有限公司","C02070600300000004460001470","HS12518Q","HS12518Q",""]
["15734","通用介入","13-1","13-1","造影导丝","亲水型","/","长度≤180CM","已维护","湘械注准20252030302","亲水涂层导丝","亲水涂层导丝","镍钛芯丝","湖南埃普特医疗器械有限公司","湖南埃普特医疗器械有限公司","C02070600300000004460001482","H322515Q","H322515Q",""]
["15734","通用介入","13-1","13-1","造影导丝","亲水型","/","长度≤180CM","已维护","湘械注准20252030302","亲水涂层导丝","亲水涂层导丝","镍钛芯丝","湖南埃普特医疗器械有限公司","湖南埃普特医疗器械有限公司","C02070600300000004460001486","HA03515Q","HA03515Q",""]
["15734","通用介入","13-1","13-1","造影导丝","亲水型","/","长度≤180CM","已维护","湘械注准20252030302","亲水涂层导丝","亲水涂层导丝","镍钛芯丝","湖南埃普特医疗器械有限公司","湖南埃普特医疗器械有限公司","C02070600300000004460001492","HA11815Q","HA11815Q",""]
["15734","通用介入","13-1","13-1","造影导丝","亲水型","/","长度≤180CM","已维护","湘械注准20252030302","亲水涂层导丝","亲水涂层导丝","镍钛芯丝","湖南埃普特医疗器械有限公司","湖南埃普特医疗器械有限公司","C02070600300000004460001497","HS13505Q","HS13505Q",""]
["15734","通用介入","13-1","13-1","造影导丝","亲水型","/","长度≤180CM","已维护","湘械注准20252030302","亲水涂层导丝","亲水涂层导丝","镍钛芯丝","湖南埃普特医疗器械有限公司","湖南埃普特医疗器械有限公司","C02070600300000004460001506","HA12505Q","HA12505Q",""]
["15760","通用介入","10","10","造影导管","亲水型","/","/","已维护","国械注准20243031065","外周血管亲水涂层造影导管","外周血管亲水涂层造影导管","聚酰胺","深圳市业聚实业有限公司","深圳市新业聚介入医学科技有限公司","C02070100400000223290000004","Benstson2","03-5100-38",""]
["15760","通用介入","10","10","造影导管","亲水型","/","/","已维护","国械注准20243031065","外周血管亲水涂层造影导管","外周血管亲水涂层造影导管","聚酰胺","深圳市业聚实业有限公司","深圳市新业聚介入医学科技有限公司","C02070100400000223290000008","MIK","03-5060-24",""]
["15760","通用介入","10","10","造影导管","亲水型","/","/","已维护","国械注准20243031065","外周血管亲水涂层造影导管","外周血管亲水涂层造影导管","聚酰胺","深圳市业聚实业有限公司","深圳市新业聚介入医学科技有限公司","C02070100400000223290000011","MPA2","03-5122-07",""]
["15760","通用介入","10","10","造影导管","亲水型","/","/","已维护","国械注准20243031065","外周血管亲水涂层造影导管","外周血管亲水涂层造影导管","聚酰胺","深圳市业聚实业有限公司","深圳市新业聚介入医学科技有限公司","C02070100400000223290000018","MPA2","03-5102-07",""]
["15760","通用介入","10","10","造影导管","亲水型","/","/","已维护","国械注准20243031065","外周血管亲水涂层造影导管","外周血管亲水涂层造影导管","聚酰胺","深圳市业聚实业有限公司","深圳市新业聚介入医学科技有限公司","C02070100400000223290000023","C1","03-5060-14",""]
["15760","通用介入","10","10","造影导管","亲水型","/","/","已维护","国械注准20243031065","外周血管亲水涂层造影导管","外周血管亲水涂层造影导管","聚酰胺","深圳市业聚实业有限公司","深圳市新业聚介入医学科技有限公司","C02070100400000223290000028","JC1","03-5080-21",""]
["15760","通用介入","10","10","造影导管","亲水型","/","/","已维护","国械注准20243031065","外周血管亲水涂层造影导管","外周血管亲水涂层造影导管","聚酰胺","深圳市业聚实业有限公司","深圳市新业聚介入医学科技有限公司","C02070100400000223290000033","Straight","03-5106-04",""]
["15760","通用介入","10","10","造影导管","亲水型","/","/","已维护","国械注准20243031065","外周血管亲水涂层造影导管","外周血管亲水涂层造影导管","聚酰胺","深圳市业聚实业有限公司","深圳市新业聚介入医学科技有限公司","C02070100400000223290000035","RH","03-5080-09",""]
["15760","通用介入","10","10","造影导管","亲水型","/","/","已维护","国械注准20243031065","外周血管亲水涂层造影导管","外周血管亲水涂层造影导管","聚酰胺","深圳市业聚实业有限公司","深圳市新业聚介入医学科技有限公司","C02070100400000223290000038","CT","03-5080-19",""]
["15760","通用介入","10","10","造影导管","亲水型","/","/","已维护","国械注准20243031065","外周血管亲水涂层造影导管","外周血管亲水涂层造影导管","聚酰胺","深圳市业聚实业有限公司","深圳市新业聚介入医学科技有限公司","C02070100400000223290000046","CT","03-5060-19",""]
["15760","通用介入","10","10","造影导管","亲水型","/","/","已维护","国械注准20243031065","外周血管亲水涂层造影导管","外周血管亲水涂层造影导管","聚酰胺","深圳市业聚实业有限公司","深圳市新业聚介入医学科技有限公司","C02070100400000223290000048","YAS","03-5070-11",""]
["15760","通用介入","10","10","造影导管","亲水型","/","/","已维护","国械注准20243031065","外周血管亲水涂层造影导管","外周血管亲水涂层造影导管","聚酰胺","深圳市业聚实业有限公司","深圳市新业聚介入医学科技有限公司","C02070100400000223290000053","JC2","03-5060-22",""]
["15760","通用介入","10","10","造影导管","亲水型","/","/","已维护","国械注准20243031065","外周血管亲水涂层造影导管","外周血管亲水涂层造影导管","聚酰胺","深圳市业聚实业有限公司","深圳市新业聚介入医学科技有限公司","C02070100400000223290000059","BERN1","03-5040-35",""]
["15760","通用介入","10","10","造影导管","亲水型","/","/","已维护","国械注准20243031065","外周血管亲水涂层造影导管","外周血管亲水涂层造影导管","聚酰胺","深圳市业聚实业有限公司","深圳市新业聚介入医学科技有限公司","C02070100400000223290000063","C3","03-5060-16",""]
["15760","通用介入","10","10","造影导管","亲水型","/","/","已维护","国械注准20243031065","外周血管亲水涂层造影导管","外周血管亲水涂层造影导管","聚酰胺","深圳市业聚实业有限公司","深圳市新业聚介入医学科技有限公司","C02070100400000223290000066","C1","03-5062-14",""]
["15760","通用介入","10","10","造影导管","亲水型","/","/","已维护","国械注准20243031065","外周血管亲水涂层造影导管","外周血管亲水涂层造影导管","聚酰胺","深圳市业聚实业有限公司","深圳市新业聚介入医学科技有限公司","C02070100400000223290000073","PIG145°","03-5086-02",""]
["15760","通用介入","10","10","造影导管","亲水型","/","/","已维护","国械注准20243031065","外周血管亲水涂层造影导管","外周血管亲水涂层造影导管","聚酰胺","深圳市业聚实业有限公司","深圳市新业聚介入医学科技有限公司","C02070100400000223290000077","MIK","03-5080-24",""]
["15760","通用介入","10","10","造影导管","亲水型","/","/","已维护","国械注准20243031065","外周血管亲水涂层造影导管","外周血管亲水涂层造影导管","聚酰胺","深圳市业聚实业有限公司","深圳市新业聚介入医学科技有限公司","C02070100400000223290000082","JC3","03-5060-23",""]
["15760","通用介入","10","10","造影导管","亲水型","/","/","已维护","国械注准20243031065","外周血管亲水涂层造影导管","外周血管亲水涂层造影导管","聚酰胺","深圳市业聚实业有限公司","深圳市新业聚介入医学科技有限公司","C02070100400000223290000088","PIG155°","03-5126-03",""]
["15760","通用介入","10","10","造影导管","亲水型","/","/","已维护","国械注准20243031065","外周血管亲水涂层造影导管","外周血管亲水涂层造影导管","聚酰胺","深圳市业聚实业有限公司","深圳市新业聚介入医学科技有限公司","C02070100400000223290000090","PIG180°","03-5086-01",""]
["15760","通用介入","10","10","造影导管","亲水型","/","/","已维护","国械注准20243031065","外周血管亲水涂层造影导管","外周血管亲水涂层造影导管","聚酰胺","深圳市业聚实业有限公司","深圳市新业聚介入医学科技有限公司","C02070100400000223290000093","VERT","03-5120-39",""]
["15760","通用介入","10","10","造影导管","亲水型","/","/","已维护","国械注准20243031065","外周血管亲水涂层造影导管","外周血管亲水涂层造影导管","聚酰胺","深圳市业聚实业有限公司","深圳市新业聚介入医学科技有限公司","C02070100400000223290000101","VTK","03-5120-40",""]
["15760","通用介入","10","10","造影导管","亲水型","/","/","已维护","国械注准20243031065","外周血管亲水涂层造影导管","外周血管亲水涂层造影导管","聚酰胺","深圳市业聚实业有限公司","深圳市新业聚介入医学科技有限公司","C02070100400000223290000102","PIG145°","03-5116-02",""]
["15760","通用介入","10","10","造影导管","亲水型","/","/","已维护","国械注准20243031065","外周血管亲水涂层造影导管","外周血管亲水涂层造影导管","聚酰胺","深圳市业聚实业有限公司","深圳市新业聚介入医学科技有限公司","C02070100400000223290000108","Straight","03-5116-04",""]
["15760","通用介入","10","10","造影导管","亲水型","/","/","已维护","国械注准20243031065","外周血管亲水涂层造影导管","外周血管亲水涂层造影导管","聚酰胺","深圳市业聚实业有限公司","深圳市新业聚介入医学科技有限公司","C02070100400000223290000114","H2","03-5080-44",""]
["15760","通用介入","10","10","造影导管","亲水型","/","/","已维护","国械注准20243031065","外周血管亲水涂层造影导管","外周血管亲水涂层造影导管","聚酰胺","深圳市业聚实业有限公司","深圳市新业聚介入医学科技有限公司","C02070100400000223290000117","Straight","03-5126-04",""]
["15760","通用介入","10","10","造影导管","亲水型","/","/","已维护","国械注准20243031065","外周血管亲水涂层造影导管","外周血管亲水涂层造影导管","聚酰胺","深圳市业聚实业有限公司","深圳市新业聚介入医学科技有限公司","C02070100400000223290000121","H5","03-5100-45",""]
["15760","通用介入","10","10","造影导管","亲水型","/","/","已维护","国械注准20243031065","外周血管亲水涂层造影导管","外周血管亲水涂层造影导管","聚酰胺","深圳市业聚实业有限公司","深圳市新业聚介入医学科技有限公司","C02070100400000223290000127","H3","03-5080-31",""]
["15763","通用介入","21","21","Y接头","Y接头","/","/","已维护","浙械注准20232031965","Y型连接器","Y型连接器","","微创龙脉医疗科技（嘉兴）有限公司","微创龙脉医疗科技(嘉兴)有限公司","C02071805400000122920000001","LM-Y-3N","LM-Y-3N",""]
["15766","通用介入","13-1","13-2","造影导丝","亲水型","/","长度＞180CM","已维护","湘械注准20252030302","亲水涂层导丝","亲水涂层导丝","镍钛芯丝","湖南埃普特医疗器械有限公司","湖南埃普特医疗器械有限公司","C02070600300000004460001211","H213526Q","H213526Q",""]
["15766","通用介入","13-1","13-2","造影导丝","亲水型","/","长度＞180CM","已维护","湘械注准20252030302","亲水涂层导丝","亲水涂层导丝","镍钛芯丝","湖南埃普特医疗器械有限公司","湖南埃普特医疗器械有限公司","C02070600300000004460001216","H122526Q","H122526Q",""]
["15766","通用介入","13-1","13-2","造影导丝","亲水型","/","长度＞180CM","已维护","湘械注准20252030302","亲水涂层导丝","亲水涂层导丝","镍钛芯丝","湖南埃普特医疗器械有限公司","湖南埃普特医疗器械有限公司","C02070600300000004460001223","H103226Q","H103226Q",""]
["15766","通用介入","13-1","13-2","造影导丝","亲水型","/","长度＞180CM","已维护","湘械注准20252030302","亲水涂层导丝","亲水涂层导丝","镍钛芯丝","湖南埃普特医疗器械有限公司","湖南埃普特医疗器械有限公司","C02070600300000004460001235","HS12522Q","HS12522Q",""]
["15766","通用介入","13-1","13-2","造影导丝","亲水型","/","长度＞180CM","已维护","湘械注准20252030302","亲水涂层导丝","亲水涂层导丝","镍钛芯丝","湖南埃普特医疗器械有限公司","湖南埃普特医疗器械有限公司","C02070600300000004460001246","H111840Q","H111840Q",""]
["15766","通用介入","13-1","13-2","造影导丝","亲水型","/","长度＞180CM","已维护","湘械注准20252030302","亲水涂层导丝","亲水涂层导丝","镍钛芯丝","湖南埃普特医疗器械有限公司","湖南埃普特医疗器械有限公司","C02070600300000004460001248","H311840Q","H311840Q",""]
["15766","通用介入","13-1","13-2","造影导丝","亲水型","/","长度＞180CM","已维护","湘械注准20252030302","亲水涂层导丝","亲水涂层导丝","镍钛芯丝","湖南埃普特医疗器械有限公司","湖南埃普特医疗器械有限公司","C02070600300000004460001366","H211840Q","H211840Q",""]
["15766","通用介入","13-1","13-2","造影导丝","亲水型","/","长度＞180CM","已维护","湘械注准20252030302","亲水涂层导丝","亲水涂层导丝","镍钛芯丝","湖南埃普特医疗器械有限公司","湖南埃普特医疗器械有限公司","C02070600300000004460001260","H103240Q","H103240Q",""]
["15766","通用介入","13-1","13-2","造影导丝","亲水型","/","长度＞180CM","已维护","湘械注准20252030302","亲水涂层导丝","亲水涂层导丝","镍钛芯丝","湖南埃普特医疗器械有限公司","湖南埃普特医疗器械有限公司","C02070600300000004460001267","HA13822Q","HA13822Q",""]
["15766","通用介入","13-1","13-2","造影导丝","亲水型","/","长度＞180CM","已维护","湘械注准20252030302","亲水涂层导丝","亲水涂层导丝","镍钛芯丝","湖南埃普特医疗器械有限公司","湖南埃普特医疗器械有限公司","C02070600300000004460001275","HS03222Q","HS03222Q",""]
["15766","通用介入","13-1","13-2","造影导丝","亲水型","/","长度＞180CM","已维护","湘械注准20252030302","亲水涂层导丝","亲水涂层导丝","镍钛芯丝","湖南埃普特医疗器械有限公司","湖南埃普特医疗器械有限公司","C02070600300000004460001296","HS03526Q","HS03526Q",""]
["15766","通用介入","13-1","13-2","造影导丝","亲水型","/","长度＞180CM","已维护","湘械注准20252030302","亲水涂层导丝","亲水涂层导丝","镍钛芯丝","湖南埃普特医疗器械有限公司","湖南埃普特医疗器械有限公司","C02070600300000004460001310","H123526Q","H123526Q",""]
["15766","通用介入","13-1","13-2","造影导丝","亲水型","/","长度＞180CM","已维护","湘械注准20252030302","亲水涂层导丝","亲水涂层导丝","镍钛芯丝","湖南埃普特医疗器械有限公司","湖南埃普特医疗器械有限公司","C02070600300000004460001320","HA12530Q","HA12530Q",""]
["15766","通用介入","13-1","13-2","造影导丝","亲水型","/","长度＞180CM","已维护","湘械注准20252030302","亲水涂层导丝","亲水涂层导丝","镍钛芯丝","湖南埃普特医疗器械有限公司","湖南埃普特医疗器械有限公司","C02070600300000004460001323","H111826Q","H111826Q",""]
["15766","通用介入","13-1","13-2","造影导丝","亲水型","/","长度＞180CM","已维护","湘械注准20252030302","亲水涂层导丝","亲水涂层导丝","镍钛芯丝","湖南埃普特医疗器械有限公司","湖南埃普特医疗器械有限公司","C02070600300000004460001339","H311830Q","H311830Q",""]
["15766","通用介入","13-1","13-2","造影导丝","亲水型","/","长度＞180CM","已维护","湘械注准20252030302","亲水涂层导丝","亲水涂层导丝","镍钛芯丝","湖南埃普特医疗器械有限公司","湖南埃普特医疗器械有限公司","C02070600300000004460001372","H322526Q","H322526Q",""]
["15766","通用介入","13-1","13-2","造影导丝","亲水型","/","长度＞180CM","已维护","湘械注准20252030302","亲水涂层导丝","亲水涂层导丝","镍钛芯丝","湖南埃普特医疗器械有限公司","湖南埃普特医疗器械有限公司","C02070600300000004460001383","H223230Q","H223230Q",""]
["15766","通用介入","13-1","13-2","造影导丝","亲水型","/","长度＞180CM","已维护","湘械注准20252030302","亲水涂层导丝","亲水涂层导丝","镍钛芯丝","湖南埃普特医疗器械有限公司","湖南埃普特医疗器械有限公司","C02070600300000004460001393","HA13826Q","HA13826Q",""]
["15766","通用介入","13-1","13-2","造影导丝","亲水型","/","长度＞180CM","已维护","湘械注准20252030302","亲水涂层导丝","亲水涂层导丝","镍钛芯丝","湖南埃普特医疗器械有限公司","湖南埃普特医疗器械有限公司","C02070600300000004460001405","H313840Q","H313840Q",""]
["15766","通用介入","13-1","13-2","造影导丝","亲水型","/","长度＞180CM","已维护","湘械注准20252030302","亲水涂层导丝","亲水涂层导丝","镍钛芯丝","湖南埃普特医疗器械有限公司","湖南埃普特医疗器械有限公司","C02070600300000004460001413","HA13226Q","HA13226Q",""]
["15766","通用介入","13-1","13-2","造影导丝","亲水型","/","长度＞180CM","已维护","湘械注准20252030302","亲水涂层导丝","亲水涂层导丝","镍钛芯丝","湖南埃普特医疗器械有限公司","湖南埃普特医疗器械有限公司","C02070600300000004460001431","H303240Q","H303240Q",""]
["15766","通用介入","13-1","13-2","造影导丝","亲水型","/","长度＞180CM","已维护","湘械注准20252030302","亲水涂层导丝","亲水涂层导丝","镍钛芯丝","湖南埃普特医疗器械有限公司","湖南埃普特医疗器械有限公司","C02070600300000004460001437","HS33826Q","HS33826Q",""]
["15766","通用介入","13-1","13-2","造影导丝","亲水型","/","长度＞180CM","已维护","湘械注准20252030302","亲水涂层导丝","亲水涂层导丝","镍钛芯丝","湖南埃普特医疗器械有限公司","湖南埃普特医疗器械有限公司","C02070600300000004460001449","H212526Q","H212526Q",""]
["15766","通用介入","13-1","13-2","造影导丝","亲水型","/","长度＞180CM","已维护","湘械注准20252030302","亲水涂层导丝","亲水涂层导丝","镍钛芯丝","湖南埃普特医疗器械有限公司","湖南埃普特医疗器械有限公司","C02070600300000004460001461","H233530Q","H233530Q",""]
["15766","通用介入","13-1","13-2","造影导丝","亲水型","/","长度＞180CM","已维护","湘械注准20252030302","亲水涂层导丝","亲水涂层导丝","镍钛芯丝","湖南埃普特医疗器械有限公司","湖南埃普特医疗器械有限公司","C02070600300000004460001473","HA13830Q","HA13830Q",""]
["15766","通用介入","13-1","13-2","造影导丝","亲水型","/","长度＞180CM","已维护","湘械注准20252030302","亲水涂层导丝","亲水涂层导丝","镍钛芯丝","湖南埃普特医疗器械有限公司","湖南埃普特医疗器械有限公司","C02070600300000004460001478","H123826Q","H123826Q",""]
["15769","通用介入","13-1","13-1","造影导丝","亲水型","/","长度≤180CM","已维护","国械注准20243030810","造影导丝","造影导丝","","深圳市联科翰微医疗科技有限公司","深圳市联科翰微医疗科技有限公司","C02070600300000215740000002","0.035in*800mm","AW-35080EA",""]
["15769","通用介入","13-1","13-1","造影导丝","亲水型","/","长度≤180CM","已维护","国械注准20243030810","造影导丝","造影导丝","","深圳市联科翰微医疗科技有限公司","深圳市联科翰微医疗科技有限公司","C02070600300000215740000009","0.021in*450mm","AW-21045NS",""]
["15769","通用介入","13-1","13-1","造影导丝","亲水型","/","长度≤180CM","已维护","国械注准20243030810","造影导丝","造影导丝","","深圳市联科翰微医疗科技有限公司","深圳市联科翰微医疗科技有限公司","C02070600300000215740000017","0.032in*1500mm","AW-32150NA",""]
["15769","通用介入","13-1","13-1","造影导丝","亲水型","/","长度≤180CM","已维护","国械注准20243030810","造影导丝","造影导丝","","深圳市联科翰微医疗科技有限公司","深圳市联科翰微医疗科技有限公司","C02070600300000215740000028","0.035in*800mm","AW-35080ES",""]
["15769","通用介入","13-1","13-1","造影导丝","亲水型","/","长度≤180CM","已维护","国械注准20243030810","造影导丝","造影导丝","","深圳市联科翰微医疗科技有限公司","深圳市联科翰微医疗科技有限公司","C02070600300000215740000030","0.035in*450mm","AW-35045NA",""]
["15769","通用介入","13-1","13-1","造影导丝","亲水型","/","长度≤180CM","已维护","国械注准20243030810","造影导丝","造影导丝","","深圳市联科翰微医疗科技有限公司","深圳市联科翰微医疗科技有限公司","C02070600300000215740000033","0.035in*800mm","AW-35080NS",""]
["15769","通用介入","13-1","13-1","造影导丝","亲水型","/","长度≤180CM","已维护","国械注准20243030810","造影导丝","造影导丝","","深圳市联科翰微医疗科技有限公司","深圳市联科翰微医疗科技有限公司","C02070600300000215740000053","0.032in*1500mm","AW-32150EA",""]
["15769","通用介入","13-1","13-1","造影导丝","亲水型","/","长度≤180CM","已维护","国械注准20243030810","造影导丝","造影导丝","","深圳市联科翰微医疗科技有限公司","深圳市联科翰微医疗科技有限公司","C02070600300000215740000057","0.035in*450mm","AW-35045NS",""]
["15769","通用介入","13-1","13-1","造影导丝","亲水型","/","长度≤180CM","已维护","国械注准20243030810","造影导丝","造影导丝","","深圳市联科翰微医疗科技有限公司","深圳市联科翰微医疗科技有限公司","C02070600300000215740000073","0.025in*450mm","AW-25045NS",""]
["15769","通用介入","13-1","13-1","造影导丝","亲水型","/","长度≤180CM","已维护","国械注准20243030810","造影导丝","造影导丝","","深圳市联科翰微医疗科技有限公司","深圳市联科翰微医疗科技有限公司","C02070600300000215740000087","0.035in*800mm","AW-35080NA",""]
["15769","通用介入","13-1","13-1","造影导丝","亲水型","/","长度≤180CM","已维护","国械注准20243030810","造影导丝","造影导丝","","深圳市联科翰微医疗科技有限公司","深圳市联科翰微医疗科技有限公司","C02070600300000215740000093","0.018in*1500mm","AW-18150NS",""]
["15774","通用介入","1-1","1-1","中心静脉导管类","中心静脉导管（cvc）","普通型","单腔型","已维护","国械注准20243032520","一次性使用无菌中心静脉导管及附件","一次性使用无菌中心静脉导管及附件","","荆州市益海科技有限公司","荆州市益海科技有限公司","C02070300401003110810000011","CVCP1-18G-20cm","CVCP1-18G-20cm","管径范围：18G\n长度范围：20cm\n材质：苯乙烯-丁二烯-丙烯腈共聚物（ABS）、聚氨酯（PU）、06Cr19Ni10牌号的奥氏体不锈钢、聚丙烯（PP）、聚氯乙烯(PVC"]
["15776","通用介入","1-1","1-2","中心静脉导管类","中心静脉导管（cvc）","普通型","双腔型","已维护","国械注准20243032520","一次性使用无菌中心静脉导管及附件","一次性使用无菌中心静脉导管及附件","","荆州市益海科技有限公司","荆州市益海科技有限公司","C02070300401003110810000003","CVCP2-4F-13cm","CVCP2-4F-13cm","管径范围：4F\n长度范围：13cm\n材质：苯乙烯-丁二烯-丙烯腈共聚物（ABS）、聚氨酯（PU）、06Cr19Ni10牌号的奥氏体不锈钢、聚丙烯（PP）、聚氯乙烯(PVC"]
["15778","通用介入","1-1","1-3","中心静脉导管类","中心静脉导管（cvc）","普通型","多腔型","已维护","国械注准20243032520","一次性使用无菌中心静脉导管及附件","一次性使用无菌中心静脉导管及附件","","荆州市益海科技有限公司","荆州市益海科技有限公司","C02070300401003110810000007","CVCP3-8.5F-20cm","CVCP3-8.5F-20cm","管径范围：8.5F\n长度范围：20cm\n材质：苯乙烯-丁二烯-丙烯腈共聚物（ABS）、聚氨酯（PU）、06Cr19Ni10牌号的奥氏体不锈钢、聚丙烯（PP）、聚氯乙烯(PVC"]
["15781","通用介入","18","18","抓捕器","抓捕器","/","/","已维护","国械注准20233030732","外周血管抓捕器","外周血管抓捕器","/","上海恩盛医疗科技有限公司","上海恩盛医疗科技有限公司","C02071407400001213350000004","G-25","G-25",""]
["15790","通用介入","13-1","13-2","造影导丝","亲水型","/","长度＞180CM","已维护","国械注准20243030810","造影导丝","造影导丝","","深圳市联科翰微医疗科技有限公司","深圳市联科翰微医疗科技有限公司","C02070600300000215740000010","0.032in*2600mm","AW-32260NA",""]
["15790","通用介入","13-1","13-2","造影导丝","亲水型","/","长度＞180CM","已维护","国械注准20243030810","造影导丝","造影导丝","","深圳市联科翰微医疗科技有限公司","深圳市联科翰微医疗科技有限公司","C02070600300000215740000014","0.032in*3500mm","AW-32350EA",""]
["15790","通用介入","13-1","13-2","造影导丝","亲水型","/","长度＞180CM","已维护","国械注准20243030810","造影导丝","造影导丝","","深圳市联科翰微医疗科技有限公司","深圳市联科翰微医疗科技有限公司","C02070600300000215740000035","0.038in*3000mm","AW-38300NA",""]
["15790","通用介入","13-1","13-2","造影导丝","亲水型","/","长度＞180CM","已维护","国械注准20243030810","造影导丝","造影导丝","","深圳市联科翰微医疗科技有限公司","深圳市联科翰微医疗科技有限公司","C02070600300000215740000042","0.032in*3500mm","AW-32350NS",""]
["15790","通用介入","13-1","13-2","造影导丝","亲水型","/","长度＞180CM","已维护","国械注准20243030810","造影导丝","造影导丝","","深圳市联科翰微医疗科技有限公司","深圳市联科翰微医疗科技有限公司","C02070600300000215740000043","0.038in*3500mm","AW-38350NA",""]
["15790","通用介入","13-1","13-2","造影导丝","亲水型","/","长度＞180CM","已维护","国械注准20243030810","造影导丝","造影导丝","","深圳市联科翰微医疗科技有限公司","深圳市联科翰微医疗科技有限公司","C02070600300000215740000052","0.038in*2600mm","AW-38260NS",""]
["15790","通用介入","13-1","13-2","造影导丝","亲水型","/","长度＞180CM","已维护","国械注准20243030810","造影导丝","造影导丝","","深圳市联科翰微医疗科技有限公司","深圳市联科翰微医疗科技有限公司","C02070600300000215740000060","0.035in*2600mm","AW-35260ES",""]
["15790","通用介入","13-1","13-2","造影导丝","亲水型","/","长度＞180CM","已维护","国械注准20243030810","造影导丝","造影导丝","","深圳市联科翰微医疗科技有限公司","深圳市联科翰微医疗科技有限公司","C02070600300000215740000067","0.021in*2600mm","AW-21260NS",""]
["15790","通用介入","13-1","13-2","造影导丝","亲水型","/","长度＞180CM","已维护","国械注准20243030810","造影导丝","造影导丝","","深圳市联科翰微医疗科技有限公司","深圳市联科翰微医疗科技有限公司","C02070600300000215740000072","0.035in*3000mm","AW-35300ES",""]
["15790","通用介入","13-1","13-2","造影导丝","亲水型","/","长度＞180CM","已维护","国械注准20243030810","造影导丝","造影导丝","","深圳市联科翰微医疗科技有限公司","深圳市联科翰微医疗科技有限公司","C02070600300000215740000084","0.025in*3500mm","AW-25350NA",""]
["15790","通用介入","13-1","13-2","造影导丝","亲水型","/","长度＞180CM","已维护","国械注准20243030810","造影导丝","造影导丝","","深圳市联科翰微医疗科技有限公司","深圳市联科翰微医疗科技有限公司","C02070600300000215740000094","0.025in*3500mm","AW-25350NS",""]
["15800","通用介入","9","9","造影导管","普通型","/","/","已维护","国械注准20173033051","造影导管","造影导管","尼龙等","湖南埃普特医疗器械有限公司","湖南埃普特医疗器械有限公司","C02070100400000004460001908","11610075","11610075",""]
["15800","通用介入","9","9","造影导管","普通型","/","/","已维护","国械注准20173033051","造影导管","造影导管","尼龙等","湖南埃普特医疗器械有限公司","湖南埃普特医疗器械有限公司","C02070100400000004460001910","11606542","11606542",""]
["15800","通用介入","9","9","造影导管","普通型","/","/","已维护","国械注准20173033051","造影导管","造影导管","尼龙等","湖南埃普特医疗器械有限公司","湖南埃普特医疗器械有限公司","C02070100400000004460001918","11412590","11412590",""]
["15800","通用介入","9","9","造影导管","普通型","/","/","已维护","国械注准20173033051","造影导管","造影导管","尼龙等","湖南埃普特医疗器械有限公司","湖南埃普特医疗器械有限公司","C02070100400000004460001923","115040114","115040114",""]
["15800","通用介入","9","9","造影导管","普通型","/","/","已维护","国械注准20173033051","造影导管","造影导管","尼龙等","湖南埃普特医疗器械有限公司","湖南埃普特医疗器械有限公司","C02070100400000004460001927","11610089","11610089",""]
["15800","通用介入","9","9","造影导管","普通型","/","/","已维护","国械注准20173033051","造影导管","造影导管","尼龙等","湖南埃普特医疗器械有限公司","湖南埃普特医疗器械有限公司","C02070100400000004460001928","11508090","11508090",""]
["15800","通用介入","9","9","造影导管","普通型","/","/","已维护","国械注准20173033051","造影导管","造影导管","尼龙等","湖南埃普特医疗器械有限公司","湖南埃普特医疗器械有限公司","C02070100400000004460001934","11504089","11504089",""]
["15800","通用介入","9","9","造影导管","普通型","/","/","已维护","国械注准20173033051","造影导管","造影导管","尼龙等","湖南埃普特医疗器械有限公司","湖南埃普特医疗器械有限公司","C02070100400000004460001937","11415061","11415061",""]
["15800","通用介入","9","9","造影导管","普通型","/","/","已维护","国械注准20173033051","造影导管","造影导管","尼龙等","湖南埃普特医疗器械有限公司","湖南埃普特医疗器械有限公司","C02070100400000004460001943","11512542","11512542",""]
["15800","通用介入","9","9","造影导管","普通型","/","/","已维护","国械注准20173033051","造影导管","造影导管","尼龙等","湖南埃普特医疗器械有限公司","湖南埃普特医疗器械有限公司","C02070100400000004460001947","11410040","11410040",""]
["15800","通用介入","9","9","造影导管","普通型","/","/","已维护","国械注准20173033051","造影导管","造影导管","尼龙等","湖南埃普特医疗器械有限公司","湖南埃普特医疗器械有限公司","C02070100400000004460001953","11415044","11415044",""]
["15800","通用介入","9","9","造影导管","普通型","/","/","已维护","国械注准20173033051","造影导管","造影导管","尼龙等","湖南埃普特医疗器械有限公司","湖南埃普特医疗器械有限公司","C02070100400000004460001958","11615060","11615060",""]
["15800","通用介入","9","9","造影导管","普通型","/","/","已维护","国械注准20173033051","造影导管","造影导管","尼龙等","湖南埃普特医疗器械有限公司","湖南埃普特医疗器械有限公司","C02070100400000004460001962","11512585","11512585",""]
["15800","通用介入","9","9","造影导管","普通型","/","/","已维护","国械注准20173033051","造影导管","造影导管","尼龙等","湖南埃普特医疗器械有限公司","湖南埃普特医疗器械有限公司","C02070100400000004460001965","11510092","11510092",""]
["15800","通用介入","9","9","造影导管","普通型","/","/","已维护","国械注准20173033051","造影导管","造影导管","尼龙等","湖南埃普特医疗器械有限公司","湖南埃普特医疗器械有限公司","C02070100400000004460001972","11608051","11608051",""]
["15800","通用介入","9","9","造影导管","普通型","/","/","已维护","国械注准20173033051","造影导管","造影导管","尼龙等","湖南埃普特医疗器械有限公司","湖南埃普特医疗器械有限公司","C02070100400000004460001978","11513057","11513057",""]
["15800","通用介入","9","9","造影导管","普通型","/","/","已维护","国械注准20173033051","造影导管","造影导管","尼龙等","湖南埃普特医疗器械有限公司","湖南埃普特医疗器械有限公司","C02070100400000004460001982","11412579","11412579",""]
["15800","通用介入","9","9","造影导管","普通型","/","/","已维护","国械注准20173033051","造影导管","造影导管","尼龙等","湖南埃普特医疗器械有限公司","湖南埃普特医疗器械有限公司","C02070100400000004460001987","11413060","11413060",""]
["15800","通用介入","9","9","造影导管","普通型","/","/","已维护","国械注准20173033051","造影导管","造影导管","尼龙等","湖南埃普特医疗器械有限公司","湖南埃普特医疗器械有限公司","C02070100400000004460001989","11404095","11404095",""]
["15800","通用介入","9","9","造影导管","普通型","/","/","已维护","国械注准20173033051","造影导管","造影导管","尼龙等","湖南埃普特医疗器械有限公司","湖南埃普特医疗器械有限公司","C02070100400000004460001992","11411076","11411076",""]
["15800","通用介入","9","9","造影导管","普通型","/","/","已维护","国械注准20173033051","造影导管","造影导管","尼龙等","湖南埃普特医疗器械有限公司","湖南埃普特医疗器械有限公司","C02070100400000004460002000","11612570","11612570",""]
["15800","通用介入","9","9","造影导管","普通型","/","/","已维护","国械注准20173033051","造影导管","造影导管","尼龙等","湖南埃普特医疗器械有限公司","湖南埃普特医疗器械有限公司","C02070100400000004460002002","11413043","11413043",""]
["15800","通用介入","9","9","造影导管","普通型","/","/","已维护","国械注准20173033051","造影导管","造影导管","尼龙等","湖南埃普特医疗器械有限公司","湖南埃普特医疗器械有限公司","C02070100400000004460002007","115030106","115030106",""]
["15800","通用介入","9","9","造影导管","普通型","/","/","已维护","国械注准20173033051","造影导管","造影导管","尼龙等","湖南埃普特医疗器械有限公司","湖南埃普特医疗器械有限公司","C02070100400000004460002013","11611081","11611081",""]
["15800","通用介入","9","9","造影导管","普通型","/","/","已维护","国械注准20173033051","造影导管","造影导管","尼龙等","湖南埃普特医疗器械有限公司","湖南埃普特医疗器械有限公司","C02070100400000004460002017","11611041","11611041",""]
["15800","通用介入","9","9","造影导管","普通型","/","/","已维护","国械注准20173033051","造影导管","造影导管","尼龙等","湖南埃普特医疗器械有限公司","湖南埃普特医疗器械有限公司","C02070100400000004460002020","11612576","11612576",""]
["15800","通用介入","9","9","造影导管","普通型","/","/","已维护","国械注准20173033051","造影导管","造影导管","尼龙等","湖南埃普特医疗器械有限公司","湖南埃普特医疗器械有限公司","C02070100400000004460002027","115100108","115100108",""]
["15800","通用介入","9","9","造影导管","普通型","/","/","已维护","国械注准20173033051","造影导管","造影导管","尼龙等","湖南埃普特医疗器械有限公司","湖南埃普特医疗器械有限公司","C02070100400000004460002031","11612559","11612559",""]
["15800","通用介入","9","9","造影导管","普通型","/","/","已维护","国械注准20173033051","造影导管","造影导管","尼龙等","湖南埃普特医疗器械有限公司","湖南埃普特医疗器械有限公司","C02070100400000004460002037","115125110","115125110",""]
["15800","通用介入","9","9","造影导管","普通型","/","/","已维护","国械注准20173033051","造影导管","造影导管","尼龙等","湖南埃普特医疗器械有限公司","湖南埃普特医疗器械有限公司","C02070100400000004460002042","115110112","115110112",""]
["15800","通用介入","9","9","造影导管","普通型","/","/","已维护","国械注准20173033051","造影导管","造影导管","尼龙等","湖南埃普特医疗器械有限公司","湖南埃普特医疗器械有限公司","C02070100400000004460002044","114080116","114080116",""]
["15800","通用介入","9","9","造影导管","普通型","/","/","已维护","国械注准20173033051","造影导管","造影导管","尼龙等","湖南埃普特医疗器械有限公司","湖南埃普特医疗器械有限公司","C02070100400000004460002047","11606087","11606087",""]
["15800","通用介入","9","9","造影导管","普通型","/","/","已维护","国械注准20173033051","造影导管","造影导管","尼龙等","湖南埃普特医疗器械有限公司","湖南埃普特医疗器械有限公司","C02070100400000004460002055","11610043","11610043",""]
["15800","通用介入","9","9","造影导管","普通型","/","/","已维护","国械注准20173033051","造影导管","造影导管","尼龙等","湖南埃普特医疗器械有限公司","湖南埃普特医疗器械有限公司","C02070100400000004460002056","11511071","11511071",""]
["15800","通用介入","9","9","造影导管","普通型","/","/","已维护","国械注准20173033051","造影导管","造影导管","尼龙等","湖南埃普特医疗器械有限公司","湖南埃普特医疗器械有限公司","C02070100400000004460002062","115125113","115125113",""]
["15800","通用介入","9","9","造影导管","普通型","/","/","已维护","国械注准20173033051","造影导管","造影导管","尼龙等","湖南埃普特医疗器械有限公司","湖南埃普特医疗器械有限公司","C02070100400000004460002068","11504051","11504051",""]
["15800","通用介入","9","9","造影导管","普通型","/","/","已维护","国械注准20173033051","造影导管","造影导管","尼龙等","湖南埃普特医疗器械有限公司","湖南埃普特医疗器械有限公司","C02070100400000004460002072","11610046","11610046",""]
["15800","通用介入","9","9","造影导管","普通型","/","/","已维护","国械注准20173033051","造影导管","造影导管","尼龙等","湖南埃普特医疗器械有限公司","湖南埃普特医疗器械有限公司","C02070100400000004460002075","11610074","11610074",""]
["15800","通用介入","9","9","造影导管","普通型","/","/","已维护","国械注准20173033051","造影导管","造影导管","尼龙等","湖南埃普特医疗器械有限公司","湖南埃普特医疗器械有限公司","C02070100400000004460002081","11412548","11412548",""]
["15800","通用介入","9","9","造影导管","普通型","/","/","已维护","国械注准20173033051","造影导管","造影导管","尼龙等","湖南埃普特医疗器械有限公司","湖南埃普特医疗器械有限公司","C02070100400000004460002086","11410088","11410088",""]
["15800","通用介入","9","9","造影导管","普通型","/","/","已维护","国械注准20173033051","造影导管","造影导管","尼龙等","湖南埃普特医疗器械有限公司","湖南埃普特医疗器械有限公司","C02070100400000004460002091","11406574","11406574",""]
["15800","通用介入","9","9","造影导管","普通型","/","/","已维护","国械注准20173033051","造影导管","造影导管","尼龙等","湖南埃普特医疗器械有限公司","湖南埃普特医疗器械有限公司","C02070100400000004460002096","11612569","11612569",""]
["15800","通用介入","9","9","造影导管","普通型","/","/","已维护","国械注准20173033051","造影导管","造影导管","尼龙等","湖南埃普特医疗器械有限公司","湖南埃普特医疗器械有限公司","C02070100400000004460002099","11510073","11510073",""]
["15804","通用介入","3-1","3-5","中心静脉导管类","经外周中心静脉导管（PICC）","普通型","长度≤12cm","已维护","国械注准20243030271","经外周穿刺中线导管","经外周穿刺中线导管","聚氨酯、聚丙烯、聚乙烯、聚碳酸酯","北京天地和协科技有限公司","北京天地和协科技有限公司","C02070500400003084380000024","MML60X-04110","MML60X-04110",""]
["15804","通用介入","3-1","3-5","中心静脉导管类","经外周中心静脉导管（PICC）","普通型","长度≤12cm","已维护","国械注准20243030271","经外周穿刺中线导管","经外周穿刺中线导管","聚氨酯、聚丙烯、聚乙烯、聚碳酸酯","北京天地和协科技有限公司","北京天地和协科技有限公司","C02070500400003084380000071","MML60X-03110","MML60X-03110",""]
["15804","通用介入","3-1","3-5","中心静脉导管类","经外周中心静脉导管（PICC）","普通型","长度≤12cm","已维护","国械注准20243030271","经外周穿刺中线导管","经外周穿刺中线导管","聚氨酯、聚丙烯、聚乙烯、聚碳酸酯","北京天地和协科技有限公司","北京天地和协科技有限公司","C02070500400003084380000015","MML60X-03108","MML60X-03108",""]
["15804","通用介入","3-1","3-5","中心静脉导管类","经外周中心静脉导管（PICC）","普通型","长度≤12cm","已维护","国械注准20243030271","经外周穿刺中线导管","经外周穿刺中线导管","聚氨酯、聚丙烯、聚乙烯、聚碳酸酯","北京天地和协科技有限公司","北京天地和协科技有限公司","C02070500400003084380000028","MML600-04112","MML600-04112",""]
["15804","通用介入","3-1","3-5","中心静脉导管类","经外周中心静脉导管（PICC）","普通型","长度≤12cm","已维护","国械注准20243030271","经外周穿刺中线导管","经外周穿刺中线导管","聚氨酯、聚丙烯、聚乙烯、聚碳酸酯","北京天地和协科技有限公司","北京天地和协科技有限公司","C02070500400003084380000014","MML600-03112","MML600-03112",""]
["15808","通用介入","14","14","血管鞘","普通型","/","/","已维护","浙械注准20242031692","导管鞘组","导管鞘组","","微创龙脉医疗科技（嘉兴）有限公司","微创龙脉医疗科技(嘉兴)有限公司","C02071001500000122920000002","CS*W6C05PS2545C20","CS*W6C05PS2545C20",""]
["15808","通用介入","14","14","血管鞘","普通型","/","/","已维护","浙械注准20242031692","导管鞘组","导管鞘组","","微创龙脉医疗科技（嘉兴）有限公司","微创龙脉医疗科技(嘉兴)有限公司","C02071001500000122920000006","CS*W6C16PS2545C20","CS*W6C16PS2545C20",""]
["15815","通用介入","10","10","造影导管","亲水型","/","/","已维护","国械注准20253031630","亲水涂层造影导管","亲水涂层造影导管","聚醚酰胺、聚酰胺、硫酸钡","迪泰医学科技（苏州）有限公司","迪泰医学科技(苏州)有限公司","C02070100400000078160001924","5F Pigtail Straight,125cm,6孔","5103P5PGTK6",""]
["15815","通用介入","10","10","造影导管","亲水型","/","/","已维护","国械注准20253031630","亲水涂层造影导管","亲水涂层造影导管","聚醚酰胺、聚酰胺、硫酸钡","迪泰医学科技（苏州）有限公司","迪泰医学科技(苏州)有限公司","C02070100400000078160001929","5F Radial Tig2,110cm,1孔","5103P5RT2H1",""]
["15815","通用介入","10","10","造影导管","亲水型","/","/","已维护","国械注准20253031630","亲水涂层造影导管","亲水涂层造影导管","聚醚酰胺、聚酰胺、硫酸钡","迪泰医学科技（苏州）有限公司","迪泰医学科技(苏州)有限公司","C02070100400000078160001934","5F Vertebral (VERT),125cm,0孔","5103P5VETK0",""]
["15815","通用介入","10","10","造影导管","亲水型","/","/","已维护","国械注准20253031630","亲水涂层造影导管","亲水涂层造影导管","聚醚酰胺、聚酰胺、硫酸钡","迪泰医学科技（苏州）有限公司","迪泰医学科技(苏州)有限公司","C02070100400000078160001936","5F Radial Tig1,110cm,0孔","5103P5RT1H0",""]
["15815","通用介入","10","10","造影导管","亲水型","/","/","已维护","国械注准20253031630","亲水涂层造影导管","亲水涂层造影导管","聚醚酰胺、聚酰胺、硫酸钡","迪泰医学科技（苏州）有限公司","迪泰医学科技(苏州)有限公司","C02070100400000078160001943","5F Shepard Hook (SHK0.8),125cm,0孔","5103P5SKAK0",""]
["15815","通用介入","10","10","造影导管","亲水型","/","/","已维护","国械注准20253031630","亲水涂层造影导管","亲水涂层造影导管","聚醚酰胺、聚酰胺、硫酸钡","迪泰医学科技（苏州）有限公司","迪泰医学科技(苏州)有限公司","C02070100400000078160001949","6F Multipurpose A-1,80cm,0孔","5103P6MA1E0",""]
["15815","通用介入","10","10","造影导管","亲水型","/","/","已维护","国械注准20253031630","亲水涂层造影导管","亲水涂层造影导管","聚醚酰胺、聚酰胺、硫酸钡","迪泰医学科技（苏州）有限公司","迪泰医学科技(苏州)有限公司","C02070100400000078160001953","5F Pigtail Straight,130cm,8孔","5103P5PGTL8",""]
["15815","通用介入","10","10","造影导管","亲水型","/","/","已维护","国械注准20253031630","亲水涂层造影导管","亲水涂层造影导管","聚醚酰胺、聚酰胺、硫酸钡","迪泰医学科技（苏州）有限公司","迪泰医学科技(苏州)有限公司","C02070100400000078160001954","6F AMPLATZ Right Ⅰ,100cm,0孔","5103P6AR1G0",""]
["15815","通用介入","10","10","造影导管","亲水型","/","/","已维护","国械注准20253031630","亲水涂层造影导管","亲水涂层造影导管","聚醚酰胺、聚酰胺、硫酸钡","迪泰医学科技（苏州）有限公司","迪泰医学科技(苏州)有限公司","C02070100400000078160001960","5F Radial Tig1,125cm,0孔","5103P5RT1K0",""]
["15815","通用介入","10","10","造影导管","亲水型","/","/","已维护","国械注准20253031630","亲水涂层造影导管","亲水涂层造影导管","聚醚酰胺、聚酰胺、硫酸钡","迪泰医学科技（苏州）有限公司","迪泰医学科技(苏州)有限公司","C02070100400000078160001963","6F Straight,125cm,6孔","5103P6STRK6",""]
["15815","通用介入","10","10","造影导管","亲水型","/","/","已维护","国械注准20253031630","亲水涂层造影导管","亲水涂层造影导管","聚醚酰胺、聚酰胺、硫酸钡","迪泰医学科技（苏州）有限公司","迪泰医学科技(苏州)有限公司","C02070100400000078160001971","5F Hinck,100cm,0孔","5103P5HK0G0",""]
["15815","通用介入","10","10","造影导管","亲水型","/","/","已维护","国械注准20253031630","亲水涂层造影导管","亲水涂层造影导管","聚醚酰胺、聚酰胺、硫酸钡","迪泰医学科技（苏州）有限公司","迪泰医学科技(苏州)有限公司","C02070100400000078160001973","5F BerensteinⅡ (BER2),125cm,0孔","5103P5BE2K0",""]
["15815","通用介入","10","10","造影导管","亲水型","/","/","已维护","国械注准20253031630","亲水涂层造影导管","亲水涂层造影导管","聚醚酰胺、聚酰胺、硫酸钡","迪泰医学科技（苏州）有限公司","迪泰医学科技(苏州)有限公司","C02070100400000078160001979","6F Renal double bumper tip,80cm,2孔","5103P6RDBE2",""]
["15815","通用介入","10","10","造影导管","亲水型","/","/","已维护","国械注准20253031630","亲水涂层造影导管","亲水涂层造影导管","聚醚酰胺、聚酰胺、硫酸钡","迪泰医学科技（苏州）有限公司","迪泰医学科技(苏州)有限公司","C02070100400000078160001984","6F Radial Tig3,100cm,2孔","5103P6RT3G2",""]
["15815","通用介入","10","10","造影导管","亲水型","/","/","已维护","国械注准20253031630","亲水涂层造影导管","亲水涂层造影导管","聚醚酰胺、聚酰胺、硫酸钡","迪泰医学科技（苏州）有限公司","迪泰医学科技(苏州)有限公司","C02070100400000078160001988","5F Straight,65cm,8孔","5103P5STRC8",""]
["15815","通用介入","10","10","造影导管","亲水型","/","/","已维护","国械注准20253031630","亲水涂层造影导管","亲水涂层造影导管","聚醚酰胺、聚酰胺、硫酸钡","迪泰医学科技（苏州）有限公司","迪泰医学科技(苏州)有限公司","C02070100400000078160001991","6F Pigtail 155°,125cm,6孔","5103P6PG5K6",""]
["15815","通用介入","10","10","造影导管","亲水型","/","/","已维护","国械注准20253031630","亲水涂层造影导管","亲水涂层造影导管","聚醚酰胺、聚酰胺、硫酸钡","迪泰医学科技（苏州）有限公司","迪泰医学科技(苏州)有限公司","C02070100400000078160001998","5F BERN,65cm,0孔","5103P5BENC0",""]
["15815","通用介入","10","10","造影导管","亲水型","/","/","已维护","国械注准20253031630","亲水涂层造影导管","亲水涂层造影导管","聚醚酰胺、聚酰胺、硫酸钡","迪泰医学科技（苏州）有限公司","迪泰医学科技(苏州)有限公司","C02070100400000078160002003","5F Cobra – Small Adult (C2),125cm,0孔","5103P5CA2K0",""]
["15815","通用介入","10","10","造影导管","亲水型","/","/","已维护","国械注准20253031630","亲水涂层造影导管","亲水涂层造影导管","聚醚酰胺、聚酰胺、硫酸钡","迪泰医学科技（苏州）有限公司","迪泰医学科技(苏州)有限公司","C02070100400000078160002008","5F Radial Tig3,125cm,0孔","5103P5RT3K0",""]
["15815","通用介入","10","10","造影导管","亲水型","/","/","已维护","国械注准20253031630","亲水涂层造影导管","亲水涂层造影导管","聚醚酰胺、聚酰胺、硫酸钡","迪泰医学科技（苏州）有限公司","迪泰医学科技(苏州)有限公司","C02070100400000078160002013","6F HN4,100cm,0孔","5103P6HN4G0",""]
["15815","通用介入","10","10","造影导管","亲水型","/","/","已维护","国械注准20253031630","亲水涂层造影导管","亲水涂层造影导管","聚醚酰胺、聚酰胺、硫酸钡","迪泰医学科技（苏州）有限公司","迪泰医学科技(苏州)有限公司","C02070100400000078160002015","5F 3DRC,100cm,0孔","5103P5DRCG0",""]
["15815","通用介入","10","10","造影导管","亲水型","/","/","已维护","国械注准20253031630","亲水涂层造影导管","亲水涂层造影导管","聚醚酰胺、聚酰胺、硫酸钡","迪泰医学科技（苏州）有限公司","迪泰医学科技(苏州)有限公司","C02070100400000078160002018","6F Multipurpose B-2,125cm,2孔","5103P6MB2K2",""]
["15815","通用介入","10","10","造影导管","亲水型","/","/","已维护","国械注准20253031630","亲水涂层造影导管","亲水涂层造影导管","聚醚酰胺、聚酰胺、硫酸钡","迪泰医学科技（苏州）有限公司","迪泰医学科技(苏州)有限公司","C02070100400000078160002026","5F RH_Doublemesh,100cm,0孔","5103P5RHDG0",""]
["15815","通用介入","10","10","造影导管","亲水型","/","/","已维护","国械注准20253031630","亲水涂层造影导管","亲水涂层造影导管","聚醚酰胺、聚酰胺、硫酸钡","迪泰医学科技（苏州）有限公司","迪泰医学科技(苏州)有限公司","C02070100400000078160002028","6F Headhunter 5,100cm,0孔","5103P6HH5G0",""]
["15815","通用介入","10","10","造影导管","亲水型","/","/","已维护","国械注准20253031630","亲水涂层造影导管","亲水涂层造影导管","聚醚酰胺、聚酰胺、硫酸钡","迪泰医学科技（苏州）有限公司","迪泰医学科技(苏州)有限公司","C02070100400000078160002033","5F Pigtail Straight,65cm,8孔","5103P5PGTC8",""]
["15815","通用介入","10","10","造影导管","亲水型","/","/","已维护","国械注准20253031630","亲水涂层造影导管","亲水涂层造影导管","聚醚酰胺、聚酰胺、硫酸钡","迪泰医学科技（苏州）有限公司","迪泰医学科技(苏州)有限公司","C02070100400000078160002039","5F Son 3,125cm,0孔","5103P5SN3K0",""]
["15815","通用介入","10","10","造影导管","亲水型","/","/","已维护","国械注准20253031630","亲水涂层造影导管","亲水涂层造影导管","聚醚酰胺、聚酰胺、硫酸钡","迪泰医学科技（苏州）有限公司","迪泰医学科技(苏州)有限公司","C02070100400000078160002043","5F RH_Doublemesh,80cm,0孔","5103P5RHDE0",""]
["15815","通用介入","10","10","造影导管","亲水型","/","/","已维护","国械注准20253031630","亲水涂层造影导管","亲水涂层造影导管","聚醚酰胺、聚酰胺、硫酸钡","迪泰医学科技（苏州）有限公司","迪泰医学科技(苏州)有限公司","C02070100400000078160002046","6F JB1 (BentsonⅠ),125cm,0孔","5103P6JB1K0",""]
["15815","通用介入","10","10","造影导管","亲水型","/","/","已维护","国械注准20253031630","亲水涂层造影导管","亲水涂层造影导管","聚醚酰胺、聚酰胺、硫酸钡","迪泰医学科技（苏州）有限公司","迪泰医学科技(苏州)有限公司","C02070100400000078160002053","6F Pigtail 145°,110cm,5孔","5103P6PG4H5",""]
["15815","通用介入","10","10","造影导管","亲水型","/","/","已维护","国械注准20253031630","亲水涂层造影导管","亲水涂层造影导管","聚醚酰胺、聚酰胺、硫酸钡","迪泰医学科技（苏州）有限公司","迪泰医学科技(苏州)有限公司","C02070100400000078160002057","5F Son 3,80cm,0孔","5103P5SN3E0",""]
["15815","通用介入","10","10","造影导管","亲水型","/","/","已维护","国械注准20253031630","亲水涂层造影导管","亲水涂层造影导管","聚醚酰胺、聚酰胺、硫酸钡","迪泰医学科技（苏州）有限公司","迪泰医学科技(苏州)有限公司","C02070100400000078160002062","5F JB3 (BentsonⅢ),125cm,0孔","5103P5JB3K0",""]
["15815","通用介入","10","10","造影导管","亲水型","/","/","已维护","国械注准20253031630","亲水涂层造影导管","亲水涂层造影导管","聚醚酰胺、聚酰胺、硫酸钡","迪泰医学科技（苏州）有限公司","迪泰医学科技(苏州)有限公司","C02070100400000078160002068","6F Modified Pigtail,110cm,8孔","5103P6PGMH8",""]
["15815","通用介入","10","10","造影导管","亲水型","/","/","已维护","国械注准20253031630","亲水涂层造影导管","亲水涂层造影导管","聚醚酰胺、聚酰胺、硫酸钡","迪泰医学科技（苏州）有限公司","迪泰医学科技(苏州)有限公司","C02070100400000078160002070","6F Judkins Right 4.0,100cm,0孔","5103P6JRCG0",""]
["15815","通用介入","10","10","造影导管","亲水型","/","/","已维护","国械注准20253031630","亲水涂层造影导管","亲水涂层造影导管","聚醚酰胺、聚酰胺、硫酸钡","迪泰医学科技（苏州）有限公司","迪泰医学科技(苏州)有限公司","C02070100400000078160002073","5F Yashiro_Type,70cm,0孔","5103P5YATD0",""]
["15815","通用介入","10","10","造影导管","亲水型","/","/","已维护","国械注准20253031630","亲水涂层造影导管","亲水涂层造影导管","聚醚酰胺、聚酰胺、硫酸钡","迪泰医学科技（苏州）有限公司","迪泰医学科技(苏州)有限公司","C02070100400000078160002081","6F NIH,65cm,4孔","5103P6NIHC4",""]
["15815","通用介入","10","10","造影导管","亲水型","/","/","已维护","国械注准20253031630","亲水涂层造影导管","亲水涂层造影导管","聚醚酰胺、聚酰胺、硫酸钡","迪泰医学科技（苏州）有限公司","迪泰医学科技(苏州)有限公司","C02070100400000078160002082","5F Pigtail Straight,65cm,5孔","5103P5PGTC5",""]
["15815","通用介入","10","10","造影导管","亲水型","/","/","已维护","国械注准20253031630","亲水涂层造影导管","亲水涂层造影导管","聚醚酰胺、聚酰胺、硫酸钡","迪泰医学科技（苏州）有限公司","迪泰医学科技(苏州)有限公司","C02070100400000078160002088","5F Multipurpose B large curve (MPB),125cm,0孔","5103P5MPBK0",""]
["15815","通用介入","10","10","造影导管","亲水型","/","/","已维护","国械注准20253031630","亲水涂层造影导管","亲水涂层造影导管","聚醚酰胺、聚酰胺、硫酸钡","迪泰医学科技（苏州）有限公司","迪泰医学科技(苏州)有限公司","C02070100400000078160002092","6F Renal double bumper tip,65cm,0孔","5103P6RDBC0",""]
["15815","通用介入","10","10","造影导管","亲水型","/","/","已维护","国械注准20253031630","亲水涂层造影导管","亲水涂层造影导管","聚醚酰胺、聚酰胺、硫酸钡","迪泰医学科技（苏州）有限公司","迪泰医学科技(苏州)有限公司","C02070100400000078160002097","6F Simmons 4,100cm,0孔","5103P6SM4G0",""]
["15815","通用介入","10","10","造影导管","亲水型","/","/","已维护","国械注准20253031630","亲水涂层造影导管","亲水涂层造影导管","聚醚酰胺、聚酰胺、硫酸钡","迪泰医学科技（苏州）有限公司","迪泰医学科技(苏州)有限公司","C02070100400000078160002101","6F Straight,100cm,6孔","5103P6STRG6",""]
["15815","通用介入","10","10","造影导管","亲水型","/","/","已维护","国械注准20253031630","亲水涂层造影导管","亲水涂层造影导管","聚醚酰胺、聚酰胺、硫酸钡","迪泰医学科技（苏州）有限公司","迪泰医学科技(苏州)有限公司","C02070100400000078160002107","6F Pigtail 155°,100cm,8孔","5103P6PG5G8",""]
["15815","通用介入","10","10","造影导管","亲水型","/","/","已维护","国械注准20253031630","亲水涂层造影导管","亲水涂层造影导管","聚醚酰胺、聚酰胺、硫酸钡","迪泰医学科技（苏州）有限公司","迪泰医学科技(苏州)有限公司","C02070100400000078160002112","6F Radial Tig3,80cm,0孔","5103P6RT3E0",""]
["15815","通用介入","10","10","造影导管","亲水型","/","/","已维护","国械注准20253031630","亲水涂层造影导管","亲水涂层造影导管","聚醚酰胺、聚酰胺、硫酸钡","迪泰医学科技（苏州）有限公司","迪泰医学科技(苏州)有限公司","C02070100400000078160002117","6F Radial Tig,125cm,0孔","5103P6RT0K0",""]
["15815","通用介入","10","10","造影导管","亲水型","/","/","已维护","国械注准20253031630","亲水涂层造影导管","亲水涂层造影导管","聚醚酰胺、聚酰胺、硫酸钡","迪泰医学科技（苏州）有限公司","迪泰医学科技(苏州)有限公司","C02070100400000078160002119","5F Headhunter 1,100cm,0孔","5103P5HH1G0",""]
["15815","通用介入","10","10","造影导管","亲水型","/","/","已维护","国械注准20253031630","亲水涂层造影导管","亲水涂层造影导管","聚醚酰胺、聚酰胺、硫酸钡","迪泰医学科技（苏州）有限公司","迪泰医学科技(苏州)有限公司","C02070100400000078160002127","6F BerensteinⅡ (BER2),65cm,0孔","5103P6BE2C0",""]
["15815","通用介入","10","10","造影导管","亲水型","/","/","已维护","国械注准20253031630","亲水涂层造影导管","亲水涂层造影导管","聚醚酰胺、聚酰胺、硫酸钡","迪泰医学科技（苏州）有限公司","迪泰医学科技(苏州)有限公司","C02070100400000078160002132","5F Son 2,125cm,0孔","5103P5SN2K0",""]
["15815","通用介入","10","10","造影导管","亲水型","/","/","已维护","国械注准20253031630","亲水涂层造影导管","亲水涂层造影导管","聚醚酰胺、聚酰胺、硫酸钡","迪泰医学科技（苏州）有限公司","迪泰医学科技(苏州)有限公司","C02070100400000078160002136","5F AMPLATZ Left Ⅰ,125cm,0孔","5103P5AL1K0",""]
["15815","通用介入","10","10","造影导管","亲水型","/","/","已维护","国械注准20253031630","亲水涂层造影导管","亲水涂层造影导管","聚醚酰胺、聚酰胺、硫酸钡","迪泰医学科技（苏州）有限公司","迪泰医学科技(苏州)有限公司","C02070100400000078160002137","6F Judkins Left 5.0,100cm,0孔","5103P6JLFG0",""]
["15815","通用介入","10","10","造影导管","亲水型","/","/","已维护","国械注准20253031630","亲水涂层造影导管","亲水涂层造影导管","聚醚酰胺、聚酰胺、硫酸钡","迪泰医学科技（苏州）有限公司","迪泰医学科技(苏州)有限公司","C02070100400000078160002143","6F AMPLATZ Left Ⅰ,100cm,0孔","5103P6AL1G0",""]
["15815","通用介入","10","10","造影导管","亲水型","/","/","已维护","国械注准20253031630","亲水涂层造影导管","亲水涂层造影导管","聚醚酰胺、聚酰胺、硫酸钡","迪泰医学科技（苏州）有限公司","迪泰医学科技(苏州)有限公司","C02070100400000078160002147","5F Son 1,100cm,0孔","5103P5SN1G0",""]
["15815","通用介入","10","10","造影导管","亲水型","/","/","已维护","国械注准20253031630","亲水涂层造影导管","亲水涂层造影导管","聚醚酰胺、聚酰胺、硫酸钡","迪泰医学科技（苏州）有限公司","迪泰医学科技(苏州)有限公司","C02070100400000078160002152","5F Multipurpose B-2,65cm,2孔","5103P5MB2C2",""]
["15815","通用介入","10","10","造影导管","亲水型","/","/","已维护","国械注准20253031630","亲水涂层造影导管","亲水涂层造影导管","聚醚酰胺、聚酰胺、硫酸钡","迪泰医学科技（苏州）有限公司","迪泰医学科技(苏州)有限公司","C02070100400000078160002156","5F VTK,125cm,0孔","5103P5VTKK0",""]
["15815","通用介入","10","10","造影导管","亲水型","/","/","已维护","国械注准20253031630","亲水涂层造影导管","亲水涂层造影导管","聚醚酰胺、聚酰胺、硫酸钡","迪泰医学科技（苏州）有限公司","迪泰医学科技(苏州)有限公司","C02070100400000078160002162","6F Straight,90cm,5孔","5103P6STRF5",""]
["15815","通用介入","10","10","造影导管","亲水型","/","/","已维护","国械注准20253031630","亲水涂层造影导管","亲水涂层造影导管","聚醚酰胺、聚酰胺、硫酸钡","迪泰医学科技（苏州）有限公司","迪泰医学科技(苏州)有限公司","C02070100400000078160001449","6F Pigtail Straight,110cm,8孔","5103P6PGTH8",""]
["15815","通用介入","10","10","造影导管","亲水型","/","/","已维护","国械注准20253031630","亲水涂层造影导管","亲水涂层造影导管","聚醚酰胺、聚酰胺、硫酸钡","迪泰医学科技（苏州）有限公司","迪泰医学科技(苏州)有限公司","C02070100400000078160001454","5F Radial Tig2,80cm,0孔","5103P5RT2E0",""]
["15815","通用介入","10","10","造影导管","亲水型","/","/","已维护","国械注准20253031630","亲水涂层造影导管","亲水涂层造影导管","聚醚酰胺、聚酰胺、硫酸钡","迪泰医学科技（苏州）有限公司","迪泰医学科技(苏州)有限公司","C02070100400000078160001456","5F Cobra1,100cm,0孔","5103P5CA1G0",""]
["15815","通用介入","10","10","造影导管","亲水型","/","/","已维护","国械注准20253031630","亲水涂层造影导管","亲水涂层造影导管","聚醚酰胺、聚酰胺、硫酸钡","迪泰医学科技（苏州）有限公司","迪泰医学科技(苏州)有限公司","C02070100400000078160001463","5F Pigtail 155°,100cm,6孔","5103P5PG5G6",""]
["15815","通用介入","10","10","造影导管","亲水型","/","/","已维护","国械注准20253031630","亲水涂层造影导管","亲水涂层造影导管","聚醚酰胺、聚酰胺、硫酸钡","迪泰医学科技（苏州）有限公司","迪泰医学科技(苏州)有限公司","C02070100400000078160001469","6F Radial Tig1,125cm,0孔","5103P6RT1K0",""]
["15815","通用介入","10","10","造影导管","亲水型","/","/","已维护","国械注准20253031630","亲水涂层造影导管","亲水涂层造影导管","聚醚酰胺、聚酰胺、硫酸钡","迪泰医学科技（苏州）有限公司","迪泰医学科技(苏州)有限公司","C02070100400000078160001473","5F J Curve 2 (RC2),65cm,0孔","5103P5RC2C0",""]
["15815","通用介入","10","10","造影导管","亲水型","/","/","已维护","国械注准20253031630","亲水涂层造影导管","亲水涂层造影导管","聚醚酰胺、聚酰胺、硫酸钡","迪泰医学科技（苏州）有限公司","迪泰医学科技(苏州)有限公司","C02070100400000078160001478","5F Cobra1,125cm,0孔","5103P5CA1K0",""]
["15815","通用介入","10","10","造影导管","亲水型","/","/","已维护","国械注准20253031630","亲水涂层造影导管","亲水涂层造影导管","聚醚酰胺、聚酰胺、硫酸钡","迪泰医学科技（苏州）有限公司","迪泰医学科技(苏州)有限公司","C02070100400000078160001480","6F Modified Pigtail,100cm,6孔","5103P6PGMG6",""]
["15815","通用介入","10","10","造影导管","亲水型","/","/","已维护","国械注准20253031630","亲水涂层造影导管","亲水涂层造影导管","聚醚酰胺、聚酰胺、硫酸钡","迪泰医学科技（苏州）有限公司","迪泰医学科技(苏州)有限公司","C02070100400000078160001483","6F Mani 2 (MAN 2),125cm,0孔","5103P6MN2K0",""]
["15815","通用介入","10","10","造影导管","亲水型","/","/","已维护","国械注准20253031630","亲水涂层造影导管","亲水涂层造影导管","聚醚酰胺、聚酰胺、硫酸钡","迪泰医学科技（苏州）有限公司","迪泰医学科技(苏州)有限公司","C02070100400000078160001491","6F Simmons 3,125cm,2孔","5103P6SM3K2",""]
["15815","通用介入","10","10","造影导管","亲水型","/","/","已维护","国械注准20253031630","亲水涂层造影导管","亲水涂层造影导管","聚醚酰胺、聚酰胺、硫酸钡","迪泰医学科技（苏州）有限公司","迪泰医学科技(苏州)有限公司","C02070100400000078160001493","5F Shepard Hook (SHK1.0),65cm,0孔","5103P5SKBC0",""]
["15815","通用介入","10","10","造影导管","亲水型","/","/","已维护","国械注准20253031630","亲水涂层造影导管","亲水涂层造影导管","聚醚酰胺、聚酰胺、硫酸钡","迪泰医学科技（苏州）有限公司","迪泰医学科技(苏州)有限公司","C02070100400000078160001498","5F Pigtail 145°,80cm,6孔","5103P5PG4E6",""]
["15815","通用介入","10","10","造影导管","亲水型","/","/","已维护","国械注准20253031630","亲水涂层造影导管","亲水涂层造影导管","聚醚酰胺、聚酰胺、硫酸钡","迪泰医学科技（苏州）有限公司","迪泰医学科技(苏州)有限公司","C02070100400000078160001504","6F Modified Pigtail,110cm,6孔","5103P6PGMH6",""]
["15815","通用介入","10","10","造影导管","亲水型","/","/","已维护","国械注准20253031630","亲水涂层造影导管","亲水涂层造影导管","聚醚酰胺、聚酰胺、硫酸钡","迪泰医学科技（苏州）有限公司","迪泰医学科技(苏州)有限公司","C02070100400000078160001508","5F Davis,80cm,0孔","5103P5DA1E0",""]
["15815","通用介入","10","10","造影导管","亲水型","/","/","已维护","国械注准20253031630","亲水涂层造影导管","亲水涂层造影导管","聚醚酰胺、聚酰胺、硫酸钡","迪泰医学科技（苏州）有限公司","迪泰医学科技(苏州)有限公司","C02070100400000078160001511","5F Modified Pigtail,80cm,8孔","5103P5PGME8",""]
["15815","通用介入","10","10","造影导管","亲水型","/","/","已维护","国械注准20253031630","亲水涂层造影导管","亲水涂层造影导管","聚醚酰胺、聚酰胺、硫酸钡","迪泰医学科技（苏州）有限公司","迪泰医学科技(苏州)有限公司","C02070100400000078160001518","6F Multipurpose B-1,100cm,0孔","5103P6MB1G0",""]
["15815","通用介入","10","10","造影导管","亲水型","/","/","已维护","国械注准20253031630","亲水涂层造影导管","亲水涂层造影导管","聚醚酰胺、聚酰胺、硫酸钡","迪泰医学科技（苏州）有限公司","迪泰医学科技(苏州)有限公司","C02070100400000078160001522","5F Multipurpose B-2,125cm,2孔","5103P5MB2K2",""]
["15815","通用介入","10","10","造影导管","亲水型","/","/","已维护","国械注准20253031630","亲水涂层造影导管","亲水涂层造影导管","聚醚酰胺、聚酰胺、硫酸钡","迪泰医学科技（苏州）有限公司","迪泰医学科技(苏州)有限公司","C02070100400000078160001528","6F Simmons 1,65cm,0孔","5103P6SM1C0",""]
["15815","通用介入","10","10","造影导管","亲水型","/","/","已维护","国械注准20253031630","亲水涂层造影导管","亲水涂层造影导管","聚醚酰胺、聚酰胺、硫酸钡","迪泰医学科技（苏州）有限公司","迪泰医学科技(苏州)有限公司","C02070100400000078160001533","5F AMPLATZ Right Modified,100cm,0孔","5103P5ARMG0",""]
["15815","通用介入","10","10","造影导管","亲水型","/","/","已维护","国械注准20253031630","亲水涂层造影导管","亲水涂层造影导管","聚醚酰胺、聚酰胺、硫酸钡","迪泰医学科技（苏州）有限公司","迪泰医学科技(苏州)有限公司","C02070100400000078160001535","5F Modified Pigtail,135cm,0孔","5103P5PGMM0",""]
["15815","通用介入","10","10","造影导管","亲水型","/","/","已维护","国械注准20253031630","亲水涂层造影导管","亲水涂层造影导管","聚醚酰胺、聚酰胺、硫酸钡","迪泰医学科技（苏州）有限公司","迪泰医学科技(苏州)有限公司","C02070100400000078160001538","6F Judkins Left 3.0,100cm,0孔","5103P6JLAG0",""]
["15815","通用介入","10","10","造影导管","亲水型","/","/","已维护","国械注准20253031630","亲水涂层造影导管","亲水涂层造影导管","聚醚酰胺、聚酰胺、硫酸钡","迪泰医学科技（苏州）有限公司","迪泰医学科技(苏州)有限公司","C02070100400000078160001546","6F Newton technique 2,100cm,0孔","5103P6NT2G0",""]
["15815","通用介入","10","10","造影导管","亲水型","/","/","已维护","国械注准20253031630","亲水涂层造影导管","亲水涂层造影导管","聚醚酰胺、聚酰胺、硫酸钡","迪泰医学科技（苏州）有限公司","迪泰医学科技(苏州)有限公司","C02070100400000078160001548","6F Yashiro_Type,125cm,0孔","5103P6YATK0",""]
["15815","通用介入","10","10","造影导管","亲水型","/","/","已维护","国械注准20253031630","亲水涂层造影导管","亲水涂层造影导管","聚醚酰胺、聚酰胺、硫酸钡","迪泰医学科技（苏州）有限公司","迪泰医学科技(苏州)有限公司","C02070100400000078160001553","6FYashiro_Type,100cm,0孔","5103P6YATG0",""]
["15815","通用介入","10","10","造影导管","亲水型","/","/","已维护","国械注准20253031630","亲水涂层造影导管","亲水涂层造影导管","聚醚酰胺、聚酰胺、硫酸钡","迪泰医学科技（苏州）有限公司","迪泰医学科技(苏州)有限公司","C02070100400000078160001557","6F Straight,100cm,5孔","5103P6STRG5",""]
["15815","通用介入","10","10","造影导管","亲水型","/","/","已维护","国械注准20253031630","亲水涂层造影导管","亲水涂层造影导管","聚醚酰胺、聚酰胺、硫酸钡","迪泰医学科技（苏州）有限公司","迪泰医学科技(苏州)有限公司","C02070100400000078160001563","6F Headhunter 5,125cm,0孔","5103P6HH5K0",""]
["15815","通用介入","10","10","造影导管","亲水型","/","/","已维护","国械注准20253031630","亲水涂层造影导管","亲水涂层造影导管","聚醚酰胺、聚酰胺、硫酸钡","迪泰医学科技（苏州）有限公司","迪泰医学科技(苏州)有限公司","C02070100400000078160001566","6F Judkins Left 6.0,100cm,0孔","5103P6JLGG0",""]
["15815","通用介入","10","10","造影导管","亲水型","/","/","已维护","国械注准20253031630","亲水涂层造影导管","亲水涂层造影导管","聚醚酰胺、聚酰胺、硫酸钡","迪泰医学科技（苏州）有限公司","迪泰医学科技(苏州)有限公司","C02070100400000078160001572","6F Radial Tig,100cm,2孔","5103P6RT0G2",""]
["15815","通用介入","10","10","造影导管","亲水型","/","/","已维护","国械注准20253031630","亲水涂层造影导管","亲水涂层造影导管","聚醚酰胺、聚酰胺、硫酸钡","迪泰医学科技（苏州）有限公司","迪泰医学科技(苏州)有限公司","C02070100400000078160001577","6F NIH,125cm,4孔","5103P6NIHK4",""]
["15815","通用介入","10","10","造影导管","亲水型","/","/","已维护","国械注准20253031630","亲水涂层造影导管","亲水涂层造影导管","聚醚酰胺、聚酰胺、硫酸钡","迪泰医学科技（苏州）有限公司","迪泰医学科技(苏州)有限公司","C02070100400000078160001582","6F Pigtail 145°,125cm,8孔","5103P6PG4K8",""]
["15815","通用介入","10","10","造影导管","亲水型","/","/","已维护","国械注准20253031630","亲水涂层造影导管","亲水涂层造影导管","聚醚酰胺、聚酰胺、硫酸钡","迪泰医学科技（苏州）有限公司","迪泰医学科技(苏州)有限公司","C02070100400000078160001588","6F VTK,125cm,0孔","5103P6VTKK0",""]
["15815","通用介入","10","10","造影导管","亲水型","/","/","已维护","国械注准20253031630","亲水涂层造影导管","亲水涂层造影导管","聚醚酰胺、聚酰胺、硫酸钡","迪泰医学科技（苏州）有限公司","迪泰医学科技(苏州)有限公司","C02070100400000078160001590","6F J Curve 2 (RC2),125cm,0孔","5103P6RC2K0",""]
["15815","通用介入","10","10","造影导管","亲水型","/","/","已维护","国械注准20253031630","亲水涂层造影导管","亲水涂层造影导管","聚醚酰胺、聚酰胺、硫酸钡","迪泰医学科技（苏州）有限公司","迪泰医学科技(苏州)有限公司","C02070100400000078160001597","5F Judkins Left 3.5,100cm,0孔","5103P5JLBG0",""]
["15815","通用介入","10","10","造影导管","亲水型","/","/","已维护","国械注准20253031630","亲水涂层造影导管","亲水涂层造影导管","聚醚酰胺、聚酰胺、硫酸钡","迪泰医学科技（苏州）有限公司","迪泰医学科技(苏州)有限公司","C02070100400000078160001601","5F Radial Tig,125cm,0孔","5103P5RT0K0",""]
["15815","通用介入","10","10","造影导管","亲水型","/","/","已维护","国械注准20253031630","亲水涂层造影导管","亲水涂层造影导管","聚醚酰胺、聚酰胺、硫酸钡","迪泰医学科技（苏州）有限公司","迪泰医学科技(苏州)有限公司","C02070100400000078160001602","5F Mikaelsson Pulmonary,80cm,0孔","5103P5MK0E0",""]
["15815","通用介入","10","10","造影导管","亲水型","/","/","已维护","国械注准20253031630","亲水涂层造影导管","亲水涂层造影导管","聚醚酰胺、聚酰胺、硫酸钡","迪泰医学科技（苏州）有限公司","迪泰医学科技(苏州)有限公司","C02070100400000078160001608","5F Pigtail 155°,125cm,6孔","5103P5PG5K6",""]
["15815","通用介入","10","10","造影导管","亲水型","/","/","已维护","国械注准20253031630","亲水涂层造影导管","亲水涂层造影导管","聚醚酰胺、聚酰胺、硫酸钡","迪泰医学科技（苏州）有限公司","迪泰医学科技(苏州)有限公司","C02070100400000078160001612","6F Judkins Right 5.0,100cm,0孔","5103P6JREG0",""]
["15815","通用介入","10","10","造影导管","亲水型","/","/","已维护","国械注准20253031630","亲水涂层造影导管","亲水涂层造影导管","聚醚酰胺、聚酰胺、硫酸钡","迪泰医学科技（苏州）有限公司","迪泰医学科技(苏州)有限公司","C02070100400000078160001617","6F Son 3,100cm,4孔","5103P6SN3G4",""]
["15815","通用介入","10","10","造影导管","亲水型","/","/","已维护","国械注准20253031630","亲水涂层造影导管","亲水涂层造影导管","聚醚酰胺、聚酰胺、硫酸钡","迪泰医学科技（苏州）有限公司","迪泰医学科技(苏州)有限公司","C02070100400000078160001621","5F Pigtail Straight,125cm,8孔","5103P5PGTK8",""]
["15815","通用介入","10","10","造影导管","亲水型","/","/","已维护","国械注准20253031630","亲水涂层造影导管","亲水涂层造影导管","聚醚酰胺、聚酰胺、硫酸钡","迪泰医学科技（苏州）有限公司","迪泰医学科技(苏州)有限公司","C02070100400000078160001627","6F Renal (small) (RDC1),80cm,2孔","5103P6RDCE2",""]
["15815","通用介入","10","10","造影导管","亲水型","/","/","已维护","国械注准20253031630","亲水涂层造影导管","亲水涂层造影导管","聚醚酰胺、聚酰胺、硫酸钡","迪泰医学科技（苏州）有限公司","迪泰医学科技(苏州)有限公司","C02070100400000078160001632","6F Multipurpose B-2,100cm,2孔","5103P6MB2G2",""]
["15815","通用介入","10","10","造影导管","亲水型","/","/","已维护","国械注准20253031630","亲水涂层造影导管","亲水涂层造影导管","聚醚酰胺、聚酰胺、硫酸钡","迪泰医学科技（苏州）有限公司","迪泰医学科技(苏州)有限公司","C02070100400000078160001637","6F UNIV flush,90cm,5孔","5103P6UNFF5",""]
["15815","通用介入","10","10","造影导管","亲水型","/","/","已维护","国械注准20253031630","亲水涂层造影导管","亲水涂层造影导管","聚醚酰胺、聚酰胺、硫酸钡","迪泰医学科技（苏州）有限公司","迪泰医学科技(苏州)有限公司","C02070100400000078160001639","6F Multipurpose B-1,125cm,0孔","5103P6MB1K0",""]
["15815","通用介入","10","10","造影导管","亲水型","/","/","已维护","国械注准20253031630","亲水涂层造影导管","亲水涂层造影导管","聚醚酰胺、聚酰胺、硫酸钡","迪泰医学科技（苏州）有限公司","迪泰医学科技(苏州)有限公司","C02070100400000078160001647","6F VS 1(Uni SelectⅠ),80cm,0孔","5103P6VS1E0",""]
["15815","通用介入","10","10","造影导管","亲水型","/","/","已维护","国械注准20253031630","亲水涂层造影导管","亲水涂层造影导管","聚醚酰胺、聚酰胺、硫酸钡","迪泰医学科技（苏州）有限公司","迪泰医学科技(苏州)有限公司","C02070100400000078160001652","5F Newton technique 3,125cm,0孔","5103P5NT3K0",""]
["15815","通用介入","10","10","造影导管","亲水型","/","/","已维护","国械注准20253031630","亲水涂层造影导管","亲水涂层造影导管","聚醚酰胺、聚酰胺、硫酸钡","迪泰医学科技（苏州）有限公司","迪泰医学科技(苏州)有限公司","C02070100400000078160001656","5F Simmons 2,100cm,2孔","5103P5SM2G2",""]
["15815","通用介入","10","10","造影导管","亲水型","/","/","已维护","国械注准20253031630","亲水涂层造影导管","亲水涂层造影导管","聚醚酰胺、聚酰胺、硫酸钡","迪泰医学科技（苏州）有限公司","迪泰医学科技(苏州)有限公司","C02070100400000078160001657","5F Radial Tig2,80cm,2孔","5103P5RT2E2",""]
["15815","通用介入","10","10","造影导管","亲水型","/","/","已维护","国械注准20253031630","亲水涂层造影导管","亲水涂层造影导管","聚醚酰胺、聚酰胺、硫酸钡","迪泰医学科技（苏州）有限公司","迪泰医学科技(苏州)有限公司","C02070100400000078160001663","6F Simmons 1,100cm,2孔","5103P6SM1G2",""]
["15815","通用介入","10","10","造影导管","亲水型","/","/","已维护","国械注准20253031630","亲水涂层造影导管","亲水涂层造影导管","聚醚酰胺、聚酰胺、硫酸钡","迪泰医学科技（苏州）有限公司","迪泰医学科技(苏州)有限公司","C02070100400000078160001667","5F Bentson-Hanafee-Wilson 1,125cm,0孔","5103P5BH1K0",""]
["15815","通用介入","10","10","造影导管","亲水型","/","/","已维护","国械注准20253031630","亲水涂层造影导管","亲水涂层造影导管","聚醚酰胺、聚酰胺、硫酸钡","迪泰医学科技（苏州）有限公司","迪泰医学科技(苏州)有限公司","C02070100400000078160001674","6F Radial Tig1,110cm,2孔","5103P6RT1H2",""]
["15815","通用介入","10","10","造影导管","亲水型","/","/","已维护","国械注准20253031630","亲水涂层造影导管","亲水涂层造影导管","聚醚酰胺、聚酰胺、硫酸钡","迪泰医学科技（苏州）有限公司","迪泰医学科技(苏州)有限公司","C02070100400000078160001676","6F Son 2,125cm,4孔","5103P6SN2K4",""]
["15815","通用介入","10","10","造影导管","亲水型","/","/","已维护","国械注准20253031630","亲水涂层造影导管","亲水涂层造影导管","聚醚酰胺、聚酰胺、硫酸钡","迪泰医学科技（苏州）有限公司","迪泰医学科技(苏州)有限公司","C02070100400000078160001682","5F Cobra – Small Adult (C2),80cm,0孔","5103P5CA2E0",""]
["15815","通用介入","10","10","造影导管","亲水型","/","/","已维护","国械注准20253031630","亲水涂层造影导管","亲水涂层造影导管","聚醚酰胺、聚酰胺、硫酸钡","迪泰医学科技（苏州）有限公司","迪泰医学科技(苏州)有限公司","C02070100400000078160001687","5F Modified Pigtail,100cm,8孔","5103P5PGMG8",""]
["15815","通用介入","10","10","造影导管","亲水型","/","/","已维护","国械注准20253031630","亲水涂层造影导管","亲水涂层造影导管","聚醚酰胺、聚酰胺、硫酸钡","迪泰医学科技（苏州）有限公司","迪泰医学科技(苏州)有限公司","C02070100400000078160001691","6F Headhunter 3,125cm,0孔","5103P6HH3K0",""]
["15815","通用介入","10","10","造影导管","亲水型","/","/","已维护","国械注准20253031630","亲水涂层造影导管","亲水涂层造影导管","聚醚酰胺、聚酰胺、硫酸钡","迪泰医学科技（苏州）有限公司","迪泰医学科技(苏州)有限公司","C02070100400000078160001694","6F Cobra1,80cm,0孔","5103P6CA1E0",""]
["15815","通用介入","10","10","造影导管","亲水型","/","/","已维护","国械注准20253031630","亲水涂层造影导管","亲水涂层造影导管","聚醚酰胺、聚酰胺、硫酸钡","迪泰医学科技（苏州）有限公司","迪泰医学科技(苏州)有限公司","C02070100400000078160001701","5F Straight,90cm,8孔","5103P5STRF8",""]
["15815","通用介入","10","10","造影导管","亲水型","/","/","已维护","国械注准20253031630","亲水涂层造影导管","亲水涂层造影导管","聚醚酰胺、聚酰胺、硫酸钡","迪泰医学科技（苏州）有限公司","迪泰医学科技(苏州)有限公司","C02070100400000078160001707","6F RH_Doublemesh,80cm,0孔","5103P6RHDE0",""]
["15815","通用介入","10","10","造影导管","亲水型","/","/","已维护","国械注准20253031630","亲水涂层造影导管","亲水涂层造影导管","聚醚酰胺、聚酰胺、硫酸钡","迪泰医学科技（苏州）有限公司","迪泰医学科技(苏州)有限公司","C02070100400000078160001711","5F Cobra1,80cm,0孔","5103P5CA1E0",""]
["15815","通用介入","10","10","造影导管","亲水型","/","/","已维护","国械注准20253031630","亲水涂层造影导管","亲水涂层造影导管","聚醚酰胺、聚酰胺、硫酸钡","迪泰医学科技（苏州）有限公司","迪泰医学科技(苏州)有限公司","C02070100400000078160001716","5F Newton technique 1,100cm,0孔","5103P5NT1G0",""]
["15815","通用介入","10","10","造影导管","亲水型","/","/","已维护","国械注准20253031630","亲水涂层造影导管","亲水涂层造影导管","聚醚酰胺、聚酰胺、硫酸钡","迪泰医学科技（苏州）有限公司","迪泰医学科技(苏州)有限公司","C02070100400000078160001718","5F NIH,125cm,4孔","5103P5NIHK4",""]
["15815","通用介入","10","10","造影导管","亲水型","/","/","已维护","国械注准20253031630","亲水涂层造影导管","亲水涂层造影导管","聚醚酰胺、聚酰胺、硫酸钡","迪泰医学科技（苏州）有限公司","迪泰医学科技(苏州)有限公司","C02070100400000078160001721","6F Bentson-Hanafee-Wilson 2,125cm,0孔","5103P6BH2K0",""]
["15815","通用介入","10","10","造影导管","亲水型","/","/","已维护","国械注准20253031630","亲水涂层造影导管","亲水涂层造影导管","聚醚酰胺、聚酰胺、硫酸钡","迪泰医学科技（苏州）有限公司","迪泰医学科技(苏州)有限公司","C02070100400000078160001729","6F EI Gamal Bypass 2,125cm,2孔","5103P6EG2K2",""]
["15815","通用介入","10","10","造影导管","亲水型","/","/","已维护","国械注准20253031630","亲水涂层造影导管","亲水涂层造影导管","聚醚酰胺、聚酰胺、硫酸钡","迪泰医学科技（苏州）有限公司","迪泰医学科技(苏州)有限公司","C02070100400000078160001731","6F Judkins Left 5.0,125cm,0孔","5103P6JLFK0",""]
["15815","通用介入","10","10","造影导管","亲水型","/","/","已维护","国械注准20253031630","亲水涂层造影导管","亲水涂层造影导管","聚醚酰胺、聚酰胺、硫酸钡","迪泰医学科技（苏州）有限公司","迪泰医学科技(苏州)有限公司","C02070100400000078160001736","5F Headhunter 5,100cm,0孔","5103P5HH5G0",""]
["15815","通用介入","10","10","造影导管","亲水型","/","/","已维护","国械注准20253031630","亲水涂层造影导管","亲水涂层造影导管","聚醚酰胺、聚酰胺、硫酸钡","迪泰医学科技（苏州）有限公司","迪泰医学科技(苏州)有限公司","C02070100400000078160001742","5F Newton technique 1,125cm,0孔","5103P5NT1K0",""]
["15815","通用介入","10","10","造影导管","亲水型","/","/","已维护","国械注准20253031630","亲水涂层造影导管","亲水涂层造影导管","聚醚酰胺、聚酰胺、硫酸钡","迪泰医学科技（苏州）有限公司","迪泰医学科技(苏州)有限公司","C02070100400000078160001746","6F Renal (small) (RDC1),65cm,0孔","5103P6RDCC0",""]
["15815","通用介入","10","10","造影导管","亲水型","/","/","已维护","国械注准20253031630","亲水涂层造影导管","亲水涂层造影导管","聚醚酰胺、聚酰胺、硫酸钡","迪泰医学科技（苏州）有限公司","迪泰医学科技(苏州)有限公司","C02070100400000078160001749","5F Pigtail Straight,110cm,6孔","5103P5PGTH6",""]
["15815","通用介入","10","10","造影导管","亲水型","/","/","已维护","国械注准20253031630","亲水涂层造影导管","亲水涂层造影导管","聚醚酰胺、聚酰胺、硫酸钡","迪泰医学科技（苏州）有限公司","迪泰医学科技(苏州)有限公司","C02070100400000078160001756","5F Shepard Hook (SHK0.8),65cm,0孔","5103P5SKAC0",""]
["15815","通用介入","10","10","造影导管","亲水型","/","/","已维护","国械注准20253031630","亲水涂层造影导管","亲水涂层造影导管","聚醚酰胺、聚酰胺、硫酸钡","迪泰医学科技（苏州）有限公司","迪泰医学科技(苏州)有限公司","C02070100400000078160001760","5F Son 1,125cm,0孔","5103P5SN1K0",""]
["15815","通用介入","10","10","造影导管","亲水型","/","/","已维护","国械注准20253031630","亲水涂层造影导管","亲水涂层造影导管","聚醚酰胺、聚酰胺、硫酸钡","迪泰医学科技（苏州）有限公司","迪泰医学科技(苏州)有限公司","C02070100400000078160001766","6F Multipurpose A-2,100cm,0孔","5103P6MA2G0",""]
["15815","通用介入","10","10","造影导管","亲水型","/","/","已维护","国械注准20253031630","亲水涂层造影导管","亲水涂层造影导管","聚醚酰胺、聚酰胺、硫酸钡","迪泰医学科技（苏州）有限公司","迪泰医学科技(苏州)有限公司","C02070100400000078160001771","5F RUC,90cm,0孔","5103P5RUCF0",""]
["15815","通用介入","10","10","造影导管","亲水型","/","/","已维护","国械注准20253031630","亲水涂层造影导管","亲水涂层造影导管","聚醚酰胺、聚酰胺、硫酸钡","迪泰医学科技（苏州）有限公司","迪泰医学科技(苏州)有限公司","C02070100400000078160001773","5F Modified Pigtail,80cm,6孔","5103P5PGME6",""]
["15815","通用介入","10","10","造影导管","亲水型","/","/","已维护","国械注准20253031630","亲水涂层造影导管","亲水涂层造影导管","聚醚酰胺、聚酰胺、硫酸钡","迪泰医学科技（苏州）有限公司","迪泰医学科技(苏州)有限公司","C02070100400000078160001776","6F Multipurpose B-2,65cm,2孔","5103P6MB2C2",""]
["15815","通用介入","10","10","造影导管","亲水型","/","/","已维护","国械注准20253031630","亲水涂层造影导管","亲水涂层造影导管","聚醚酰胺、聚酰胺、硫酸钡","迪泰医学科技（苏州）有限公司","迪泰医学科技(苏州)有限公司","C02070100400000078160001784","6F Pigtail Straight,125cm,6孔","5103P6PGTK6",""]
["15815","通用介入","10","10","造影导管","亲水型","/","/","已维护","国械注准20253031630","亲水涂层造影导管","亲水涂层造影导管","聚醚酰胺、聚酰胺、硫酸钡","迪泰医学科技（苏州）有限公司","迪泰医学科技(苏州)有限公司","C02070100400000078160001785","6F AMPLATZ Right Ⅰ,125cm,0孔","5103P6AR1K0",""]
["15815","通用介入","10","10","造影导管","亲水型","/","/","已维护","国械注准20253031630","亲水涂层造影导管","亲水涂层造影导管","聚醚酰胺、聚酰胺、硫酸钡","迪泰医学科技（苏州）有限公司","迪泰医学科技(苏州)有限公司","C02070100400000078160001791","6F Davis,100cm,0孔","5103P6DA1G0",""]
["15815","通用介入","10","10","造影导管","亲水型","/","/","已维护","国械注准20253031630","亲水涂层造影导管","亲水涂层造影导管","聚醚酰胺、聚酰胺、硫酸钡","迪泰医学科技（苏州）有限公司","迪泰医学科技(苏州)有限公司","C02070100400000078160001795","6F Pigtail Straight,90cm,8孔","5103P6PGTF8",""]
["15815","通用介入","10","10","造影导管","亲水型","/","/","已维护","国械注准20253031630","亲水涂层造影导管","亲水涂层造影导管","聚醚酰胺、聚酰胺、硫酸钡","迪泰医学科技（苏州）有限公司","迪泰医学科技(苏州)有限公司","C02070100400000078160001801","5F Son 2,125cm,2孔","5103P5SN2K2",""]
["15815","通用介入","10","10","造影导管","亲水型","/","/","已维护","国械注准20253031630","亲水涂层造影导管","亲水涂层造影导管","聚醚酰胺、聚酰胺、硫酸钡","迪泰医学科技（苏州）有限公司","迪泰医学科技(苏州)有限公司","C02070100400000078160001804","6F Multipurpose A-1,125cm,2孔","5103P6MA1K2",""]
["15815","通用介入","10","10","造影导管","亲水型","/","/","已维护","国械注准20253031630","亲水涂层造影导管","亲水涂层造影导管","聚醚酰胺、聚酰胺、硫酸钡","迪泰医学科技（苏州）有限公司","迪泰医学科技(苏州)有限公司","C02070100400000078160001810","6F Radial Tig3,110cm,2孔","5103P6RT3H2",""]
["15815","通用介入","10","10","造影导管","亲水型","/","/","已维护","国械注准20253031630","亲水涂层造影导管","亲水涂层造影导管","聚醚酰胺、聚酰胺、硫酸钡","迪泰医学科技（苏州）有限公司","迪泰医学科技(苏州)有限公司","C02070100400000078160001815","6F Renal (small) (RDC1),80cm,0孔","5103P6RDCE0",""]
["15815","通用介入","10","10","造影导管","亲水型","/","/","已维护","国械注准20253031630","亲水涂层造影导管","亲水涂层造影导管","聚醚酰胺、聚酰胺、硫酸钡","迪泰医学科技（苏州）有限公司","迪泰医学科技(苏州)有限公司","C02070100400000078160001820","5F Radial Tig3,80cm,2孔","5103P5RT3E2",""]
["15815","通用介入","10","10","造影导管","亲水型","/","/","已维护","国械注准20253031630","亲水涂层造影导管","亲水涂层造影导管","聚醚酰胺、聚酰胺、硫酸钡","迪泰医学科技（苏州）有限公司","迪泰医学科技(苏州)有限公司","C02070100400000078160001822","5F Modified Pigtail,110cm,8孔","5103P5PGMH8",""]
["15815","通用介入","10","10","造影导管","亲水型","/","/","已维护","国械注准20253031630","亲水涂层造影导管","亲水涂层造影导管","聚醚酰胺、聚酰胺、硫酸钡","迪泰医学科技（苏州）有限公司","迪泰医学科技(苏州)有限公司","C02070100400000078160001830","5F Radial Tig,125cm,1孔","5103P5RT0K1",""]
["15815","通用介入","10","10","造影导管","亲水型","/","/","已维护","国械注准20253031630","亲水涂层造影导管","亲水涂层造影导管","聚醚酰胺、聚酰胺、硫酸钡","迪泰医学科技（苏州）有限公司","迪泰医学科技(苏州)有限公司","C02070100400000078160001835","5F Multipurpose B large curve (MPB),100cm,6孔","5103P5MPBG6",""]
["15815","通用介入","10","10","造影导管","亲水型","/","/","已维护","国械注准20253031630","亲水涂层造影导管","亲水涂层造影导管","聚醚酰胺、聚酰胺、硫酸钡","迪泰医学科技（苏州）有限公司","迪泰医学科技(苏州)有限公司","C02070100400000078160001839","5F Renal (small) (RDC1),65cm,2孔","5103P5RDCC2",""]
["15815","通用介入","10","10","造影导管","亲水型","/","/","已维护","国械注准20253031630","亲水涂层造影导管","亲水涂层造影导管","聚醚酰胺、聚酰胺、硫酸钡","迪泰医学科技（苏州）有限公司","迪泰医学科技(苏州)有限公司","C02070100400000078160001840","5F HN 3,125cm,0孔","5103P5HN3K0",""]
["15815","通用介入","10","10","造影导管","亲水型","/","/","已维护","国械注准20253031630","亲水涂层造影导管","亲水涂层造影导管","聚醚酰胺、聚酰胺、硫酸钡","迪泰医学科技（苏州）有限公司","迪泰医学科技(苏州)有限公司","C02070100400000078160001846","5F AMPLATZ Right Ⅰ,125cm,0孔","5103P5AR1K0",""]
["15815","通用介入","10","10","造影导管","亲水型","/","/","已维护","国械注准20253031630","亲水涂层造影导管","亲水涂层造影导管","聚醚酰胺、聚酰胺、硫酸钡","迪泰医学科技（苏州）有限公司","迪泰医学科技(苏州)有限公司","C02070100400000078160001850","5F Judkins Left 4.5,100cm,0孔","5103P5JLEG0",""]
["15815","通用介入","10","10","造影导管","亲水型","/","/","已维护","国械注准20253031630","亲水涂层造影导管","亲水涂层造影导管","聚醚酰胺、聚酰胺、硫酸钡","迪泰医学科技（苏州）有限公司","迪泰医学科技(苏州)有限公司","C02070100400000078160001855","5F Radial Tig1,80cm,2孔","5103P5RT1E2",""]
["15815","通用介入","10","10","造影导管","亲水型","/","/","已维护","国械注准20253031630","亲水涂层造影导管","亲水涂层造影导管","聚醚酰胺、聚酰胺、硫酸钡","迪泰医学科技（苏州）有限公司","迪泰医学科技(苏州)有限公司","C02070100400000078160001859","5F AMPLATZ Right Modified,125cm,0孔","5103P5ARMK0",""]
["15815","通用介入","10","10","造影导管","亲水型","/","/","已维护","国械注准20253031630","亲水涂层造影导管","亲水涂层造影导管","聚醚酰胺、聚酰胺、硫酸钡","迪泰医学科技（苏州）有限公司","迪泰医学科技(苏州)有限公司","C02070100400000078160001865","6F Simmons 2,125cm,0孔","5103P6SM2K0",""]
["15815","通用介入","10","10","造影导管","亲水型","/","/","已维护","国械注准20253031630","亲水涂层造影导管","亲水涂层造影导管","聚醚酰胺、聚酰胺、硫酸钡","迪泰医学科技（苏州）有限公司","迪泰医学科技(苏州)有限公司","C02070100400000078160001870","5F Multipurpose B large curve (MPB),65cm,2孔","5103P5MPBC2",""]
["15815","通用介入","10","10","造影导管","亲水型","/","/","已维护","国械注准20253031630","亲水涂层造影导管","亲水涂层造影导管","聚醚酰胺、聚酰胺、硫酸钡","迪泰医学科技（苏州）有限公司","迪泰医学科技(苏州)有限公司","C02070100400000078160001875","6F Modified Pigtail,100cm,8孔","5103P6PGMG8",""]
["15815","通用介入","10","10","造影导管","亲水型","/","/","已维护","国械注准20253031630","亲水涂层造影导管","亲水涂层造影导管","聚醚酰胺、聚酰胺、硫酸钡","迪泰医学科技（苏州）有限公司","迪泰医学科技(苏州)有限公司","C02070100400000078160001877","5F Straight,80cm,0孔","5103P5STRE0",""]
["15815","通用介入","10","10","造影导管","亲水型","/","/","已维护","国械注准20253031630","亲水涂层造影导管","亲水涂层造影导管","聚醚酰胺、聚酰胺、硫酸钡","迪泰医学科技（苏州）有限公司","迪泰医学科技(苏州)有限公司","C02070100400000078160001884","6F Straight,100cm,8孔","5103P6STRG8",""]
["15815","通用介入","10","10","造影导管","亲水型","/","/","已维护","国械注准20253031630","亲水涂层造影导管","亲水涂层造影导管","聚醚酰胺、聚酰胺、硫酸钡","迪泰医学科技（苏州）有限公司","迪泰医学科技(苏州)有限公司","C02070100400000078160001890","5F Straight,100cm,0孔","5103P5STRG0",""]
["15815","通用介入","10","10","造影导管","亲水型","/","/","已维护","国械注准20253031630","亲水涂层造影导管","亲水涂层造影导管","聚醚酰胺、聚酰胺、硫酸钡","迪泰医学科技（苏州）有限公司","迪泰医学科技(苏州)有限公司","C02070100400000078160001894","6F VS 1(Uni SelectⅠ),125cm,0孔","5103P6VS1K0",""]
["15815","通用介入","10","10","造影导管","亲水型","/","/","已维护","国械注准20253031630","亲水涂层造影导管","亲水涂层造影导管","聚醚酰胺、聚酰胺、硫酸钡","迪泰医学科技（苏州）有限公司","迪泰医学科技(苏州)有限公司","C02070100400000078160001895","6F Headhunter 6,100cm,0孔","5103P6HH6G0",""]
["15815","通用介入","10","10","造影导管","亲水型","/","/","已维护","国械注准20253031630","亲水涂层造影导管","亲水涂层造影导管","聚醚酰胺、聚酰胺、硫酸钡","迪泰医学科技（苏州）有限公司","迪泰医学科技(苏州)有限公司","C02070100400000078160001901","6F RUC,90cm,0孔","5103P6RUCF0",""]
["15815","通用介入","10","10","造影导管","亲水型","/","/","已维护","国械注准20253031630","亲水涂层造影导管","亲水涂层造影导管","聚醚酰胺、聚酰胺、硫酸钡","迪泰医学科技（苏州）有限公司","迪泰医学科技(苏州)有限公司","C02070100400000078160001904","5F Cobra III (C3),80cm,0孔","5103P5CA3E0",""]
["15815","通用介入","10","10","造影导管","亲水型","/","/","已维护","国械注准20253031630","亲水涂层造影导管","亲水涂层造影导管","聚醚酰胺、聚酰胺、硫酸钡","迪泰医学科技（苏州）有限公司","迪泰医学科技(苏州)有限公司","C02070100400000078160001912","5F Judkins Left 3.5,125cm,0孔","5103P5JLBK0",""]
["15815","通用介入","10","10","造影导管","亲水型","/","/","已维护","国械注准20253031630","亲水涂层造影导管","亲水涂层造影导管","聚醚酰胺、聚酰胺、硫酸钡","迪泰医学科技（苏州）有限公司","迪泰医学科技(苏州)有限公司","C02070100400000078160001914","6F EI Gamal Bypass 2,100cm,2孔","5103P6EG2G2",""]
["15815","通用介入","10","10","造影导管","亲水型","/","/","已维护","国械注准20253031630","亲水涂层造影导管","亲水涂层造影导管","聚醚酰胺、聚酰胺、硫酸钡","迪泰医学科技（苏州）有限公司","迪泰医学科技(苏州)有限公司","C02070100400000078160001920","6F Headhunter 2,125cm,0孔","5103P6HH2K0",""]
["15823","通用介入","13-1","13-1","造影导丝","亲水型","/","长度≤180CM","已维护","苏械注准20242031963","亲水涂层导丝","亲水涂层导丝","-","迪泰医学科技（苏州）有限公司","迪泰医学科技(苏州)有限公司","C02070800300000078160000003","5GWH35S180","5GWH35S180",""]
["15825","通用介入","13-1","13-2","造影导丝","亲水型","/","长度＞180CM","已维护","苏械注准20242031963","亲水涂层导丝","亲水涂层导丝","-","迪泰医学科技（苏州）有限公司","迪泰医学科技(苏州)有限公司","C02070800300000078160000006","5GWH35A260","5GWH35A260",""]
["15826","通用介入","9","9","造影导管","普通型","/","/","已维护","国械注准20253031940","冠状动脉血管造影导管","冠状动脉血管造影导管","","微创龙脉医疗科技（嘉兴）有限公司","微创龙脉医疗科技(嘉兴)有限公司","C02021800400000122920000003","5FLRS3.5","5FLRS3.5",""]
["15826","通用介入","9","9","造影导管","普通型","/","/","已维护","国械注准20253031940","冠状动脉血管造影导管","冠状动脉血管造影导管","","微创龙脉医疗科技（嘉兴）有限公司","微创龙脉医疗科技(嘉兴)有限公司","C02021800400000122920000010","6FJR3.5","6FJR3.5",""]
["15837","通用介入","17","17","血管止血装置","非侵入式","/","/","已维护","鲁械注准20242140653","动脉止血器","动脉止血器","","淄博创奇医疗用品有限公司","淄博创奇医疗用品有限公司","C02071207300003068360000003","(ZXQB1-2)B1","B1",""]
["15843","通用介入","12-1","12-1","造影导丝","普通型","/","长度≤180CM","已维护","浙械注准20232032105","血管造影导丝","血管造影导丝","","微创龙脉医疗科技(嘉兴)有限公司","微创龙脉医疗科技(嘉兴)有限公司","C02022200300001122920000003","PJ-35-SS","PJ-35-SS",""]
["15844","通用介入","12-1","12-2","造影导丝","普通型","/","长度＞180CM","已维护","浙械注准20232032105","血管造影导丝","血管造影导丝","","微创龙脉医疗科技(嘉兴)有限公司","微创龙脉医疗科技(嘉兴)有限公司","C02022200300002122920000002","PJ-35-SS-26","PJ-35-SS-26",""]
["15845","通用介入","9","9","造影导管","普通型","/","/","已维护","国械注准20203030642","一次性使用造影导管","一次性使用造影导管","导管头端含热塑性聚氨酯、硫酸钡、潘通蓝，管身含聚醚嵌段聚酰胺（Pebax）、聚酰胺、次碳酸铋、潘通蓝、不锈钢丝，去应力管含聚烯烃。","深圳市业聚实业有限公司","深圳市业聚实业有限公司","C02021800400000012190000053","PIG145°","25PB-1456-5-1",""]
["15846","通用介入","3-1","3-3","中心静脉导管类","经外周中心静脉导管（PICC）","普通型","12cm＜长度＜50cm-单腔","已维护","国械注准20143032347","一次性使用中心静脉导管套装","一次性使用中心静脉导管套装","聚氨酯","昊朗科技（佛山）有限公司","昊朗科技(佛山)有限公司","C02070300401007006660000649","单腔2Fr×35cm","PB-B 2Fr×35cm","管径范围：2Fr，长度范围：35cm，材质：聚氨酯"]
["15847","通用介入","13-1","13-1","造影导丝","亲水型","/","长度≤180CM","已维护","国械注准20243030540","一次性使用亲水涂层导丝","一次性使用亲水涂层导丝","内芯为一体的镍钛合金丝，外层为聚氨酯","深圳市业聚实业有限公司","深圳市新业聚介入医学科技有限公司","C02070600300000223290000019","0.035×180","04-35GS-180",""]
["15847","通用介入","13-1","13-1","造影导丝","亲水型","/","长度≤180CM","已维护","国械注准20243030540","一次性使用亲水涂层导丝","一次性使用亲水涂层导丝","内芯为一体的镍钛合金丝，外层为聚氨酯","深圳市业聚实业有限公司","深圳市新业聚介入医学科技有限公司","C02070600300000223290000047","0.032×180","04-32SA-180",""]
["15847","通用介入","13-1","13-1","造影导丝","亲水型","/","长度≤180CM","已维护","国械注准20243030540","一次性使用亲水涂层导丝","一次性使用亲水涂层导丝","内芯为一体的镍钛合金丝，外层为聚氨酯","深圳市业聚实业有限公司","深圳市新业聚介入医学科技有限公司","C02070600300000223290000070","0.038×180","04-38SA-180",""]
["15847","通用介入","13-1","13-1","造影导丝","亲水型","/","长度≤180CM","已维护","国械注准20243030540","一次性使用亲水涂层导丝","一次性使用亲水涂层导丝","内芯为一体的镍钛合金丝，外层为聚氨酯","深圳市业聚实业有限公司","深圳市新业聚介入医学科技有限公司","C02070600300000223290000089","0.025×180","04-25SS-180",""]
["15847","通用介入","13-1","13-1","造影导丝","亲水型","/","长度≤180CM","已维护","国械注准20243030540","一次性使用亲水涂层导丝","一次性使用亲水涂层导丝","内芯为一体的镍钛合金丝，外层为聚氨酯","深圳市业聚实业有限公司","深圳市新业聚介入医学科技有限公司","C02070600300000223290000011","0.038×150","04-38SS-150",""]
["15847","通用介入","13-1","13-1","造影导丝","亲水型","/","长度≤180CM","已维护","国械注准20243030540","一次性使用亲水涂层导丝","一次性使用亲水涂层导丝","内芯为一体的镍钛合金丝，外层为聚氨酯","深圳市业聚实业有限公司","深圳市新业聚介入医学科技有限公司","C02070600300000223290000025","0.035×150","04-35GS-150",""]
["15847","通用介入","13-1","13-1","造影导丝","亲水型","/","长度≤180CM","已维护","国械注准20243030540","一次性使用亲水涂层导丝","一次性使用亲水涂层导丝","内芯为一体的镍钛合金丝，外层为聚氨酯","深圳市业聚实业有限公司","深圳市新业聚介入医学科技有限公司","C02070600300000223290000084","0.032×150","04-32SA-150",""]
["15847","通用介入","13-1","13-1","造影导丝","亲水型","/","长度≤180CM","已维护","国械注准20243030540","一次性使用亲水涂层导丝","一次性使用亲水涂层导丝","内芯为一体的镍钛合金丝，外层为聚氨酯","深圳市业聚实业有限公司","深圳市新业聚介入医学科技有限公司","C02070600300000223290000018","0.032×80","04-32GS-080",""]
["15847","通用介入","13-1","13-1","造影导丝","亲水型","/","长度≤180CM","已维护","国械注准20243030540","一次性使用亲水涂层导丝","一次性使用亲水涂层导丝","内芯为一体的镍钛合金丝，外层为聚氨酯","深圳市业聚实业有限公司","深圳市新业聚介入医学科技有限公司","C02070600300000223290000039","0.032×80","04-32GA-080",""]
["15847","通用介入","13-1","13-1","造影导丝","亲水型","/","长度≤180CM","已维护","国械注准20243030540","一次性使用亲水涂层导丝","一次性使用亲水涂层导丝","内芯为一体的镍钛合金丝，外层为聚氨酯","深圳市业聚实业有限公司","深圳市新业聚介入医学科技有限公司","C02070600300000223290000076","0.035×80","04-35SS-080",""]
["15847","通用介入","13-1","13-1","造影导丝","亲水型","/","长度≤180CM","已维护","国械注准20243030540","一次性使用亲水涂层导丝","一次性使用亲水涂层导丝","内芯为一体的镍钛合金丝，外层为聚氨酯","深圳市业聚实业有限公司","深圳市新业聚介入医学科技有限公司","C02070600300000223290000092","0.038×80","04-38GA-080",""]
["15847","通用介入","13-1","13-1","造影导丝","亲水型","/","长度≤180CM","已维护","国械注准20243030540","一次性使用亲水涂层导丝","一次性使用亲水涂层导丝","内芯为一体的镍钛合金丝，外层为聚氨酯","深圳市业聚实业有限公司","深圳市新业聚介入医学科技有限公司","C02070600300000223290000027","0.035×45","04-35GS-045",""]
["15847","通用介入","13-1","13-1","造影导丝","亲水型","/","长度≤180CM","已维护","国械注准20243030540","一次性使用亲水涂层导丝","一次性使用亲水涂层导丝","内芯为一体的镍钛合金丝，外层为聚氨酯","深圳市业聚实业有限公司","深圳市新业聚介入医学科技有限公司","C02070600300000223290000068","0.035×45","04-35SS-045",""]
["15847","通用介入","13-1","13-1","造影导丝","亲水型","/","长度≤180CM","已维护","国械注准20243030540","一次性使用亲水涂层导丝","一次性使用亲水涂层导丝","内芯为一体的镍钛合金丝，外层为聚氨酯","深圳市业聚实业有限公司","深圳市新业聚介入医学科技有限公司","C02070600300000223290000079","0.038×45","04-38SA-045",""]
["15849","通用介入","13-1","13-2","造影导丝","亲水型","/","长度＞180CM","已维护","国械注准20243030540","一次性使用亲水涂层导丝","一次性使用亲水涂层导丝","内芯为一体的镍钛合金丝，外层为聚氨酯","深圳市业聚实业有限公司","深圳市新业聚介入医学科技有限公司","C02070600300000223290000016","0.032×260","04-32GS-260",""]
["15849","通用介入","13-1","13-2","造影导丝","亲水型","/","长度＞180CM","已维护","国械注准20243030540","一次性使用亲水涂层导丝","一次性使用亲水涂层导丝","内芯为一体的镍钛合金丝，外层为聚氨酯","深圳市业聚实业有限公司","深圳市新业聚介入医学科技有限公司","C02070600300000223290000041","0.032×260","04-32SS-260",""]
["15849","通用介入","13-1","13-2","造影导丝","亲水型","/","长度＞180CM","已维护","国械注准20243030540","一次性使用亲水涂层导丝","一次性使用亲水涂层导丝","内芯为一体的镍钛合金丝，外层为聚氨酯","深圳市业聚实业有限公司","深圳市新业聚介入医学科技有限公司","C02070600300000223290000069","0.025×260","04-25SA-260",""]
["15849","通用介入","13-1","13-2","造影导丝","亲水型","/","长度＞180CM","已维护","国械注准20243030540","一次性使用亲水涂层导丝","一次性使用亲水涂层导丝","内芯为一体的镍钛合金丝，外层为聚氨酯","深圳市业聚实业有限公司","深圳市新业聚介入医学科技有限公司","C02070600300000223290000094","0.025×260","04-25GA-260",""]
["15849","通用介入","13-1","13-2","造影导丝","亲水型","/","长度＞180CM","已维护","国械注准20243030540","一次性使用亲水涂层导丝","一次性使用亲水涂层导丝","内芯为一体的镍钛合金丝，外层为聚氨酯","深圳市业聚实业有限公司","深圳市新业聚介入医学科技有限公司","C02070600300000223290000042","0.035×220","04-35SS-220",""]
["15849","通用介入","13-1","13-2","造影导丝","亲水型","/","长度＞180CM","已维护","国械注准20243030540","一次性使用亲水涂层导丝","一次性使用亲水涂层导丝","内芯为一体的镍钛合金丝，外层为聚氨酯","深圳市业聚实业有限公司","深圳市新业聚介入医学科技有限公司","C02070600300000223290000054","0.035×220","04-35SA-220",""]
["15849","通用介入","13-1","13-2","造影导丝","亲水型","/","长度＞180CM","已维护","国械注准20243030540","一次性使用亲水涂层导丝","一次性使用亲水涂层导丝","内芯为一体的镍钛合金丝，外层为聚氨酯","深圳市业聚实业有限公司","深圳市新业聚介入医学科技有限公司","C02070600300000223290000072","0.038×220","04-38SA-220",""]
["15850","通用介入","9","9","造影导管","普通型","/","/","已维护","国械注准20253031340","造影导管","造影导管","","河南驼人贝斯特医疗器械有限公司","河南驼人贝斯特医疗器械有限公司","C02070100400000047400000095","AC-COBRA1-420650","AC-COBRA1-420650",""]
["15850","通用介入","9","9","造影导管","普通型","/","/","已维护","国械注准20253031340","造影导管","造影导管","","河南驼人贝斯特医疗器械有限公司","河南驼人贝斯特医疗器械有限公司","C02070100400000047400000108","AC-PIG-660350","AC-PIG-660350",""]
["15850","通用介入","9","9","造影导管","普通型","/","/","已维护","国械注准20253031340","造影导管","造影导管","","河南驼人贝斯特医疗器械有限公司","河南驼人贝斯特医疗器械有限公司","C02070100400000047400000120","AC-MIK-500800","AC-MIK-500800",""]
["15850","通用介入","9","9","造影导管","普通型","/","/","已维护","国械注准20253031340","造影导管","造影导管","","河南驼人贝斯特医疗器械有限公司","河南驼人贝斯特医疗器械有限公司","C02070100400000047400000126","AC-STR-500350","AC-STR-500350",""]
["15850","通用介入","9","9","造影导管","普通型","/","/","已维护","国械注准20253031340","造影导管","造影导管","","河南驼人贝斯特医疗器械有限公司","河南驼人贝斯特医疗器械有限公司","C02070100400000047400000128","AC-PIG-581300","AC-PIG-581300",""]
["15850","通用介入","9","9","造影导管","普通型","/","/","已维护","国械注准20253031340","造影导管","造影导管","","河南驼人贝斯特医疗器械有限公司","河南驼人贝斯特医疗器械有限公司","C02070100400000047400000138","AC-PIG145°-681300","AC-PIG145°-681300",""]
["15850","通用介入","9","9","造影导管","普通型","/","/","已维护","国械注准20253031340","造影导管","造影导管","","河南驼人贝斯特医疗器械有限公司","河南驼人贝斯特医疗器械有限公司","C02070100400000047400000143","AC-SIM2-401300","AC-SIM2-401300",""]
["15850","通用介入","9","9","造影导管","普通型","/","/","已维护","国械注准20253031340","造影导管","造影导管","","河南驼人贝斯特医疗器械有限公司","河南驼人贝斯特医疗器械有限公司","C02070100400000047400000166","AC-AR2-401000","AC-AR2-401000",""]
["15850","通用介入","9","9","造影导管","普通型","/","/","已维护","国械注准20253031340","造影导管","造影导管","","河南驼人贝斯特医疗器械有限公司","河南驼人贝斯特医疗器械有限公司","C02070100400000047400000173","AC-JL4.5-601000","AC-JL4.5-601000",""]
["15850","通用介入","9","9","造影导管","普通型","/","/","已维护","国械注准20253031340","造影导管","造影导管","","河南驼人贝斯特医疗器械有限公司","河南驼人贝斯特医疗器械有限公司","C02070100400000047400000179","AC-MPB-620800","AC-MPB-620800",""]
["15850","通用介入","9","9","造影导管","普通型","/","/","已维护","国械注准20253031340","造影导管","造影导管","","河南驼人贝斯特医疗器械有限公司","河南驼人贝斯特医疗器械有限公司","C02070100400000047400000190","AC-PIG145°-461100","AC-PIG145°-461100",""]
["15850","通用介入","9","9","造影导管","普通型","/","/","已维护","国械注准20253031340","造影导管","造影导管","","河南驼人贝斯特医疗器械有限公司","河南驼人贝斯特医疗器械有限公司","C02070100400000047400000198","AC-COBRA3-400650","AC-COBRA3-400650",""]
["15850","通用介入","9","9","造影导管","普通型","/","/","已维护","国械注准20253031340","造影导管","造影导管","","河南驼人贝斯特医疗器械有限公司","河南驼人贝斯特医疗器械有限公司","C02070100400000047400000201","AC-VER-620800","AC-VER-620800",""]
["15850","通用介入","9","9","造影导管","普通型","/","/","已维护","国械注准20253031340","造影导管","造影导管","","河南驼人贝斯特医疗器械有限公司","河南驼人贝斯特医疗器械有限公司","C02070100400000047400000211","AC-JR5.0-401000","AC-JR5.0-401000",""]
["15850","通用介入","9","9","造影导管","普通型","/","/","已维护","国械注准20253031340","造影导管","造影导管","","河南驼人贝斯特医疗器械有限公司","河南驼人贝斯特医疗器械有限公司","C02070100400000047400000221","AC-PIG145°-561300","AC-PIG145°-561300",""]
["15850","通用介入","9","9","造影导管","普通型","/","/","已维护","国械注准20253031340","造影导管","造影导管","","河南驼人贝斯特医疗器械有限公司","河南驼人贝斯特医疗器械有限公司","C02070100400000047400000235","AC-COBRA3-600800","AC-COBRA3-600800",""]
["15850","通用介入","9","9","造影导管","普通型","/","/","已维护","国械注准20253031340","造影导管","造影导管","","河南驼人贝斯特医疗器械有限公司","河南驼人贝斯特医疗器械有限公司","C02070100400000047400000242","AC-RDC-600650","AC-RDC-600650",""]
["15850","通用介入","9","9","造影导管","普通型","/","/","已维护","国械注准20253031340","造影导管","造影导管","","河南驼人贝斯特医疗器械有限公司","河南驼人贝斯特医疗器械有限公司","C02070100400000047400000245","AC-COBRA2-500800","AC-COBRA2-500800",""]
["15850","通用介入","9","9","造影导管","普通型","/","/","已维护","国械注准20253031340","造影导管","造影导管","","河南驼人贝斯特医疗器械有限公司","河南驼人贝斯特医疗器械有限公司","C02070100400000047400000251","AC-PIG-681100","AC-PIG-681100",""]
["15850","通用介入","9","9","造影导管","普通型","/","/","已维护","国械注准20253031340","造影导管","造影导管","","河南驼人贝斯特医疗器械有限公司","河南驼人贝斯特医疗器械有限公司","C02070100400000047400000270","AC-VER-621250","AC-VER-621250",""]
["15850","通用介入","9","9","造影导管","普通型","/","/","已维护","国械注准20253031340","造影导管","造影导管","","河南驼人贝斯特医疗器械有限公司","河南驼人贝斯特医疗器械有限公司","C02070100400000047400000272","AC-STR-401000","AC-STR-401000",""]
["15850","通用介入","9","9","造影导管","普通型","/","/","已维护","国械注准20253031340","造影导管","造影导管","","河南驼人贝斯特医疗器械有限公司","河南驼人贝斯特医疗器械有限公司","C02070100400000047400000284","AC-HH3-501250","AC-HH3-501250",""]
["15850","通用介入","9","9","造影导管","普通型","/","/","已维护","国械注准20253031340","造影导管","造影导管","","河南驼人贝斯特医疗器械有限公司","河南驼人贝斯特医疗器械有限公司","C02070100400000047400000293","AC-HH1-601250","AC-HH1-601250",""]
["15850","通用介入","9","9","造影导管","普通型","/","/","已维护","国械注准20253031340","造影导管","造影导管","","河南驼人贝斯特医疗器械有限公司","河南驼人贝斯特医疗器械有限公司","C02070100400000047400000299","AC-COBRA1-520800","AC-COBRA1-520800",""]
["15850","通用介入","9","9","造影导管","普通型","/","/","已维护","国械注准20253031340","造影导管","造影导管","","河南驼人贝斯特医疗器械有限公司","河南驼人贝斯特医疗器械有限公司","C02070100400000047400000302","AC-RH-601000","AC-RH-601000",""]
["15850","通用介入","9","9","造影导管","普通型","/","/","已维护","国械注准20253031340","造影导管","造影导管","","河南驼人贝斯特医疗器械有限公司","河南驼人贝斯特医疗器械有限公司","C02070100400000047400000315","AC-JL4.0-401000","AC-JL4.0-401000",""]
["15850","通用介入","9","9","造影导管","普通型","/","/","已维护","国械注准20253031340","造影导管","造影导管","","河南驼人贝斯特医疗器械有限公司","河南驼人贝斯特医疗器械有限公司","C02070100400000047400000322","AC-COBRA3-420350","AC-COBRA3-420350",""]
["15850","通用介入","9","9","造影导管","普通型","/","/","已维护","国械注准20253031340","造影导管","造影导管","","河南驼人贝斯特医疗器械有限公司","河南驼人贝斯特医疗器械有限公司","C02070100400000047400000332","AC-STR-460800","AC-STR-460800",""]
["15850","通用介入","9","9","造影导管","普通型","/","/","已维护","国械注准20253031340","造影导管","造影导管","","河南驼人贝斯特医疗器械有限公司","河南驼人贝斯特医疗器械有限公司","C02070100400000047400000345","AC-COBRA2-521250","AC-COBRA2-521250",""]
["15850","通用介入","9","9","造影导管","普通型","/","/","已维护","国械注准20253031340","造影导管","造影导管","","河南驼人贝斯特医疗器械有限公司","河南驼人贝斯特医疗器械有限公司","C02070100400000047400000350","AC-COBRA3-421250","AC-COBRA3-421250",""]
["15850","通用介入","9","9","造影导管","普通型","/","/","已维护","国械注准20253031340","造影导管","造影导管","","河南驼人贝斯特医疗器械有限公司","河南驼人贝斯特医疗器械有限公司","C02070100400000047400000354","AC-MPA-501250","AC-MPA-501250",""]
["15850","通用介入","9","9","造影导管","普通型","/","/","已维护","国械注准20253031340","造影导管","造影导管","","河南驼人贝斯特医疗器械有限公司","河南驼人贝斯特医疗器械有限公司","C02070100400000047400000373","AC-PIG-681000","AC-PIG-681000",""]
["15850","通用介入","9","9","造影导管","普通型","/","/","已维护","国械注准20253031340","造影导管","造影导管","","河南驼人贝斯特医疗器械有限公司","河南驼人贝斯特医疗器械有限公司","C02070100400000047400000378","AC-MPA-401000","AC-MPA-401000",""]
["15850","通用介入","9","9","造影导管","普通型","/","/","已维护","国械注准20253031340","造影导管","造影导管","","河南驼人贝斯特医疗器械有限公司","河南驼人贝斯特医疗器械有限公司","C02070100400000047400000388","AC-MPB-621000","AC-MPB-621000",""]
["15850","通用介入","9","9","造影导管","普通型","/","/","已维护","国械注准20253031340","造影导管","造影导管","","河南驼人贝斯特医疗器械有限公司","河南驼人贝斯特医疗器械有限公司","C02070100400000047400000394","AC-RS-500800","AC-RS-500800",""]
["15850","通用介入","9","9","造影导管","普通型","/","/","已维护","国械注准20253031340","造影导管","造影导管","","河南驼人贝斯特医疗器械有限公司","河南驼人贝斯特医疗器械有限公司","C02070100400000047400000402","AC-HH6-601250","AC-HH6-601250",""]
["15850","通用介入","9","9","造影导管","普通型","/","/","已维护","国械注准20253031340","造影导管","造影导管","","河南驼人贝斯特医疗器械有限公司","河南驼人贝斯特医疗器械有限公司","C02070100400000047400000404","AC-COBRA1-401000","AC-COBRA1-401000",""]
["15850","通用介入","9","9","造影导管","普通型","/","/","已维护","国械注准20253031340","造影导管","造影导管","","河南驼人贝斯特医疗器械有限公司","河南驼人贝斯特医疗器械有限公司","C02070100400000047400000414","AC-PIG-561000","AC-PIG-561000",""]
["15850","通用介入","9","9","造影导管","普通型","/","/","已维护","国械注准20253031340","造影导管","造影导管","","河南驼人贝斯特医疗器械有限公司","河南驼人贝斯特医疗器械有限公司","C02070100400000047400000424","AC-AR-401000","AC-AR-401000",""]
["15850","通用介入","9","9","造影导管","普通型","/","/","已维护","国械注准20253031340","造影导管","造影导管","","河南驼人贝斯特医疗器械有限公司","河南驼人贝斯特医疗器械有限公司","C02070100400000047400000440","AC-JR4.0-601000","AC-JR4.0-601000",""]
["15850","通用介入","9","9","造影导管","普通型","/","/","已维护","国械注准20253031340","造影导管","造影导管","","河南驼人贝斯特医疗器械有限公司","河南驼人贝斯特医疗器械有限公司","C02070100400000047400000443","AC-COBRA3-620350","AC-COBRA3-620350",""]
["15850","通用介入","9","9","造影导管","普通型","/","/","已维护","国械注准20253031340","造影导管","造影导管","","河南驼人贝斯特医疗器械有限公司","河南驼人贝斯特医疗器械有限公司","C02070100400000047400000454","AC-AR1-501000","AC-AR1-501000",""]
["15850","通用介入","9","9","造影导管","普通型","/","/","已维护","国械注准20253031340","造影导管","造影导管","","河南驼人贝斯特医疗器械有限公司","河南驼人贝斯特医疗器械有限公司","C02070100400000047400000465","AC-MPA-601000","AC-MPA-601000",""]
["15850","通用介入","9","9","造影导管","普通型","/","/","已维护","国械注准20253031340","造影导管","造影导管","","河南驼人贝斯特医疗器械有限公司","河南驼人贝斯特医疗器械有限公司","C02070100400000047400000473","AC-SH2-500650","AC-SH2-500650",""]
["15850","通用介入","9","9","造影导管","普通型","/","/","已维护","国械注准20253031340","造影导管","造影导管","","河南驼人贝斯特医疗器械有限公司","河南驼人贝斯特医疗器械有限公司","C02070100400000047400000475","AC-HH6-601000","AC-HH6-601000",""]
["15850","通用介入","9","9","造影导管","普通型","/","/","已维护","国械注准20253031340","造影导管","造影导管","","河南驼人贝斯特医疗器械有限公司","河南驼人贝斯特医疗器械有限公司","C02070100400000047400000487","AC-COBRA2-421250","AC-COBRA2-421250",""]
["15850","通用介入","9","9","造影导管","普通型","/","/","已维护","国械注准20253031340","造影导管","造影导管","","河南驼人贝斯特医疗器械有限公司","河南驼人贝斯特医疗器械有限公司","C02070100400000047400000494","AC-AR1-601000","AC-AR1-601000",""]
["15850","通用介入","9","9","造影导管","普通型","/","/","已维护","国械注准20253031340","造影导管","造影导管","","河南驼人贝斯特医疗器械有限公司","河南驼人贝斯特医疗器械有限公司","C02070100400000047400000499","AC-COBRA2-420650","AC-COBRA2-420650",""]
["15850","通用介入","9","9","造影导管","普通型","/","/","已维护","国械注准20253031340","造影导管","造影导管","","河南驼人贝斯特医疗器械有限公司","河南驼人贝斯特医疗器械有限公司","C02070100400000047400000516","AC-STR-461000","AC-STR-461000",""]
["15850","通用介入","9","9","造影导管","普通型","/","/","已维护","国械注准20253031340","造影导管","造影导管","","河南驼人贝斯特医疗器械有限公司","河南驼人贝斯特医疗器械有限公司","C02070100400000047400000525","AC-COBRA1-600350","AC-COBRA1-600350",""]
["15850","通用介入","9","9","造影导管","普通型","/","/","已维护","国械注准20253031340","造影导管","造影导管","","河南驼人贝斯特医疗器械有限公司","河南驼人贝斯特医疗器械有限公司","C02070100400000047400000537","AC-PIG145°-461300","AC-PIG145°-461300",""]
["15850","通用介入","9","9","造影导管","普通型","/","/","已维护","国械注准20253031340","造影导管","造影导管","","河南驼人贝斯特医疗器械有限公司","河南驼人贝斯特医疗器械有限公司","C02070100400000047400000544","AC-COBRA3-401000","AC-COBRA3-401000",""]
["15850","通用介入","9","9","造影导管","普通型","/","/","已维护","国械注准20253031340","造影导管","造影导管","","河南驼人贝斯特医疗器械有限公司","河南驼人贝斯特医疗器械有限公司","C02070100400000047400000547","AC-STR-601100","AC-STR-601100",""]
["15850","通用介入","9","9","造影导管","普通型","/","/","已维护","国械注准20253031340","造影导管","造影导管","","河南驼人贝斯特医疗器械有限公司","河南驼人贝斯特医疗器械有限公司","C02070100400000047400000568","AC-HH6-501250","AC-HH6-501250",""]
["15850","通用介入","9","9","造影导管","普通型","/","/","已维护","国械注准20253031340","造影导管","造影导管","","河南驼人贝斯特医疗器械有限公司","河南驼人贝斯特医疗器械有限公司","C02070100400000047400000577","AC-RC1-500350","AC-RC1-500350",""]
["15850","通用介入","9","9","造影导管","普通型","/","/","已维护","国械注准20253031340","造影导管","造影导管","","河南驼人贝斯特医疗器械有限公司","河南驼人贝斯特医疗器械有限公司","C02070100400000047400000588","AC-MPA-620350","AC-MPA-620350",""]
["15850","通用介入","9","9","造影导管","普通型","/","/","已维护","国械注准20253031340","造影导管","造影导管","","河南驼人贝斯特医疗器械有限公司","河南驼人贝斯特医疗器械有限公司","C02070100400000047400000592","AC-SIM2-501000","AC-SIM2-501000",""]
["15850","通用介入","9","9","造影导管","普通型","/","/","已维护","国械注准20253031340","造影导管","造影导管","","河南驼人贝斯特医疗器械有限公司","河南驼人贝斯特医疗器械有限公司","C02070100400000047400000601","AC-COBRA3-421000","AC-COBRA3-421000",""]
["15850","通用介入","9","9","造影导管","普通型","/","/","已维护","国械注准20253031340","造影导管","造影导管","","河南驼人贝斯特医疗器械有限公司","河南驼人贝斯特医疗器械有限公司","C02070100400000047400000612","AC-PIG-560350","AC-PIG-560350",""]
["15850","通用介入","9","9","造影导管","普通型","/","/","已维护","国械注准20253031340","造影导管","造影导管","","河南驼人贝斯特医疗器械有限公司","河南驼人贝斯特医疗器械有限公司","C02070100400000047400000624","AC-COBRA2-420350","AC-COBRA2-420350",""]
["15850","通用介入","9","9","造影导管","普通型","/","/","已维护","国械注准20253031340","造影导管","造影导管","","河南驼人贝斯特医疗器械有限公司","河南驼人贝斯特医疗器械有限公司","C02070100400000047400000628","AC-TIG-511000","AC-TIG-511000",""]
["15850","通用介入","9","9","造影导管","普通型","/","/","已维护","国械注准20253031340","造影导管","造影导管","","河南驼人贝斯特医疗器械有限公司","河南驼人贝斯特医疗器械有限公司","C02070100400000047400000645","AC-PIG145°-681100","AC-PIG145°-681100",""]
["15850","通用介入","9","9","造影导管","普通型","/","/","已维护","国械注准20253031340","造影导管","造影导管","","河南驼人贝斯特医疗器械有限公司","河南驼人贝斯特医疗器械有限公司","C02070100400000047400000655","AC-STR-500650","AC-STR-500650",""]
["15850","通用介入","9","9","造影导管","普通型","/","/","已维护","国械注准20253031340","造影导管","造影导管","","河南驼人贝斯特医疗器械有限公司","河南驼人贝斯特医疗器械有限公司","C02070100400000047400000659","AC-JR4.5-501000","AC-JR4.5-501000",""]
["15850","通用介入","9","9","造影导管","普通型","/","/","已维护","国械注准20253031340","造影导管","造影导管","","河南驼人贝斯特医疗器械有限公司","河南驼人贝斯特医疗器械有限公司","C02070100400000047400000672","AC-YAS-601000","AC-YAS-601000",""]
["15850","通用介入","9","9","造影导管","普通型","/","/","已维护","国械注准20253031340","造影导管","造影导管","","河南驼人贝斯特医疗器械有限公司","河南驼人贝斯特医疗器械有限公司","C02070100400000047400000691","AC-RC1-600800","AC-RC1-600800",""]
["15850","通用介入","9","9","造影导管","普通型","/","/","已维护","国械注准20253031340","造影导管","造影导管","","河南驼人贝斯特医疗器械有限公司","河南驼人贝斯特医疗器械有限公司","C02070100400000047400000697","AC-STR-461300","AC-STR-461300",""]
["15850","通用介入","9","9","造影导管","普通型","/","/","已维护","国械注准20253031340","造影导管","造影导管","","河南驼人贝斯特医疗器械有限公司","河南驼人贝斯特医疗器械有限公司","C02070100400000047400000706","AC-VER-521000","AC-VER-521000",""]
["15850","通用介入","9","9","造影导管","普通型","/","/","已维护","国械注准20253031340","造影导管","造影导管","","河南驼人贝斯特医疗器械有限公司","河南驼人贝斯特医疗器械有限公司","C02070100400000047400000712","AC-PIG-680350","AC-PIG-680350",""]
["15850","通用介入","9","9","造影导管","普通型","/","/","已维护","国械注准20253031340","造影导管","造影导管","","河南驼人贝斯特医疗器械有限公司","河南驼人贝斯特医疗器械有限公司","C02070100400000047400000717","AC-HH2-401250","AC-HH2-401250",""]
["15850","通用介入","9","9","造影导管","普通型","/","/","已维护","国械注准20253031340","造影导管","造影导管","","河南驼人贝斯特医疗器械有限公司","河南驼人贝斯特医疗器械有限公司","C02070100400000047400000723","AC-HH3-501000","AC-HH3-501000",""]
["15850","通用介入","9","9","造影导管","普通型","/","/","已维护","国械注准20253031340","造影导管","造影导管","","河南驼人贝斯特医疗器械有限公司","河南驼人贝斯特医疗器械有限公司","C02070100400000047400000738","AC-JL5.0-601000","AC-JL5.0-601000",""]
["15850","通用介入","9","9","造影导管","普通型","/","/","已维护","国械注准20253031340","造影导管","造影导管","","河南驼人贝斯特医疗器械有限公司","河南驼人贝斯特医疗器械有限公司","C02070100400000047400000744","AC-PIG-461100","AC-PIG-461100",""]
["15850","通用介入","9","9","造影导管","普通型","/","/","已维护","国械注准20253031340","造影导管","造影导管","","河南驼人贝斯特医疗器械有限公司","河南驼人贝斯特医疗器械有限公司","C02070100400000047400000756","AC-RC2-400800","AC-RC2-400800",""]
["15850","通用介入","9","9","造影导管","普通型","/","/","已维护","国械注准20253031340","造影导管","造影导管","","河南驼人贝斯特医疗器械有限公司","河南驼人贝斯特医疗器械有限公司","C02070100400000047400000768","AC-STR-501000","AC-STR-501000",""]
["15850","通用介入","9","9","造影导管","普通型","/","/","已维护","国械注准20253031340","造影导管","造影导管","","河南驼人贝斯特医疗器械有限公司","河南驼人贝斯特医疗器械有限公司","C02070100400000047400000785","AC-MIK-400800","AC-MIK-400800",""]
["15850","通用介入","9","9","造影导管","普通型","/","/","已维护","国械注准20253031340","造影导管","造影导管","","河南驼人贝斯特医疗器械有限公司","河南驼人贝斯特医疗器械有限公司","C02070100400000047400000789","AC-MPA-521000","AC-MPA-521000",""]
["15850","通用介入","9","9","造影导管","普通型","/","/","已维护","国械注准20253031340","造影导管","造影导管","","河南驼人贝斯特医疗器械有限公司","河南驼人贝斯特医疗器械有限公司","C02070100400000047400000802","AC-COBRA3-500650","AC-COBRA3-500650",""]
["15850","通用介入","9","9","造影导管","普通型","/","/","已维护","国械注准20253031340","造影导管","造影导管","","河南驼人贝斯特医疗器械有限公司","河南驼人贝斯特医疗器械有限公司","C02070100400000047400000812","AC-MPA-600800","AC-MPA-600800",""]
["15850","通用介入","9","9","造影导管","普通型","/","/","已维护","国械注准20253031340","造影导管","造影导管","","河南驼人贝斯特医疗器械有限公司","河南驼人贝斯特医疗器械有限公司","C02070100400000047400000823","AC-COBRA3-620800","AC-COBRA3-620800",""]
["15850","通用介入","9","9","造影导管","普通型","/","/","已维护","国械注准20253031340","造影导管","造影导管","","河南驼人贝斯特医疗器械有限公司","河南驼人贝斯特医疗器械有限公司","C02070100400000047400000837","AC-PIG-580350","AC-PIG-580350",""]
["15850","通用介入","9","9","造影导管","普通型","/","/","已维护","国械注准20253031340","造影导管","造影导管","","河南驼人贝斯特医疗器械有限公司","河南驼人贝斯特医疗器械有限公司","C02070100400000047400000841","AC-TIG-611000","AC-TIG-611000",""]
["15850","通用介入","9","9","造影导管","普通型","/","/","已维护","国械注准20253031340","造影导管","造影导管","","河南驼人贝斯特医疗器械有限公司","河南驼人贝斯特医疗器械有限公司","C02070100400000047400000847","AC-COBRA3-500350","AC-COBRA3-500350",""]
["15850","通用介入","9","9","造影导管","普通型","/","/","已维护","国械注准20253031340","造影导管","造影导管","","河南驼人贝斯特医疗器械有限公司","河南驼人贝斯特医疗器械有限公司","C02070100400000047400000857","AC-MPB-401000","AC-MPB-401000",""]
["15850","通用介入","9","9","造影导管","普通型","/","/","已维护","国械注准20253031340","造影导管","造影导管","","河南驼人贝斯特医疗器械有限公司","河南驼人贝斯特医疗器械有限公司","C02070100400000047400000860","AC-SIM2-601000","AC-SIM2-601000",""]
["15850","通用介入","9","9","造影导管","普通型","/","/","已维护","国械注准20253031340","造影导管","造影导管","","河南驼人贝斯特医疗器械有限公司","河南驼人贝斯特医疗器械有限公司","C02070100400000047400000871","AC-HH5-501000","AC-HH5-501000",""]
["15850","通用介入","9","9","造影导管","普通型","/","/","已维护","国械注准20253031340","造影导管","造影导管","","河南驼人贝斯特医疗器械有限公司","河南驼人贝斯特医疗器械有限公司","C02070100400000047400000880","AC-COBRA1-601000","AC-COBRA1-601000",""]
["15850","通用介入","9","9","造影导管","普通型","/","/","已维护","国械注准20253031340","造影导管","造影导管","","河南驼人贝斯特医疗器械有限公司","河南驼人贝斯特医疗器械有限公司","C02070100400000047400000012","AC-HH2-501000","AC-HH2-501000",""]
["15850","通用介入","9","9","造影导管","普通型","/","/","已维护","国械注准20253031340","造影导管","造影导管","","河南驼人贝斯特医疗器械有限公司","河南驼人贝斯特医疗器械有限公司","C02070100400000047400000017","AC-VER-601250","AC-VER-601250",""]
["15850","通用介入","9","9","造影导管","普通型","/","/","已维护","国械注准20253031340","造影导管","造影导管","","河南驼人贝斯特医疗器械有限公司","河南驼人贝斯特医疗器械有限公司","C02070100400000047400000025","AC-HH1-501250","AC-HH1-501250",""]
["15850","通用介入","9","9","造影导管","普通型","/","/","已维护","国械注准20253031340","造影导管","造影导管","","河南驼人贝斯特医疗器械有限公司","河南驼人贝斯特医疗器械有限公司","C02070100400000047400000031","AC-MIK-401100","AC-MIK-401100",""]
["15850","通用介入","9","9","造影导管","普通型","/","/","已维护","国械注准20253031340","造影导管","造影导管","","河南驼人贝斯特医疗器械有限公司","河南驼人贝斯特医疗器械有限公司","C02070100400000047400000045","AC-JR4.5-601000","AC-JR4.5-601000",""]
["15850","通用介入","9","9","造影导管","普通型","/","/","已维护","国械注准20253031340","造影导管","造影导管","","河南驼人贝斯特医疗器械有限公司","河南驼人贝斯特医疗器械有限公司","C02070100400000047400000048","AC-AR1-401000","AC-AR1-401000",""]
["15850","通用介入","9","9","造影导管","普通型","/","/","已维护","国械注准20253031340","造影导管","造影导管","","河南驼人贝斯特医疗器械有限公司","河南驼人贝斯特医疗器械有限公司","C02070100400000047400000061","AC-SIM1-501000","AC-SIM1-501000",""]
["15850","通用介入","9","9","造影导管","普通型","/","/","已维护","国械注准20253031340","造影导管","造影导管","","河南驼人贝斯特医疗器械有限公司","河南驼人贝斯特医疗器械有限公司","C02070100400000047400000067","AC-MIK-600900","AC-MIK-600900",""]
["15850","通用介入","9","9","造影导管","普通型","/","/","已维护","国械注准20253031340","造影导管","造影导管","","河南驼人贝斯特医疗器械有限公司","河南驼人贝斯特医疗器械有限公司","C02070100400000047400000078","AC-MIK-600800","AC-MIK-600800",""]
["15850","通用介入","9","9","造影导管","普通型","/","/","已维护","国械注准20253031340","造影导管","造影导管","","河南驼人贝斯特医疗器械有限公司","河南驼人贝斯特医疗器械有限公司","C02070100400000047400000080","AC-COBRA1-620350","AC-COBRA1-620350",""]
["15852","通用介入","9","9","造影导管","普通型","/","/","已维护","国械注准20243030938","一次性使用造影导管","一次性使用造影导管","聚醚嵌段聚酰胺","深圳市业聚实业有限公司","深圳市业聚实业有限公司","C02070100400000012190000054","JL3.5A","25JL-35A0-5-2",""]
["15852","通用介入","9","9","造影导管","普通型","/","/","已维护","国械注准20243030938","一次性使用造影导管","一次性使用造影导管","聚醚嵌段聚酰胺","深圳市业聚实业有限公司","深圳市业聚实业有限公司","C02070100400000012190000058","AR1","25AR-1000-5-2",""]
["15852","通用介入","9","9","造影导管","普通型","/","/","已维护","国械注准20243030938","一次性使用造影导管","一次性使用造影导管","聚醚嵌段聚酰胺","深圳市业聚实业有限公司","深圳市业聚实业有限公司","C02070100400000012190000065","JR3.5A","25JR-35A0-5-2",""]
["15852","通用介入","9","9","造影导管","普通型","/","/","已维护","国械注准20243030938","一次性使用造影导管","一次性使用造影导管","聚醚嵌段聚酰胺","深圳市业聚实业有限公司","深圳市业聚实业有限公司","C02070100400000012190000068","JL4.0A","25JL-40A1-5-2",""]
["15852","通用介入","9","9","造影导管","普通型","/","/","已维护","国械注准20243030938","一次性使用造影导管","一次性使用造影导管","聚醚嵌段聚酰胺","深圳市业聚实业有限公司","深圳市业聚实业有限公司","C02070100400000012190000073","JL3.5B","25JL-35B0-5-2",""]
["15852","通用介入","9","9","造影导管","普通型","/","/","已维护","国械注准20243030938","一次性使用造影导管","一次性使用造影导管","聚醚嵌段聚酰胺","深圳市业聚实业有限公司","深圳市业聚实业有限公司","C02070100400000012190000078","JR4.5B","25JR-45B0-5-2",""]
["15852","通用介入","9","9","造影导管","普通型","/","/","已维护","国械注准20243030938","一次性使用造影导管","一次性使用造影导管","聚醚嵌段聚酰胺","深圳市业聚实业有限公司","深圳市业聚实业有限公司","C02070100400000012190000083","PIG 180°","25PB-1806-5-2",""]
["15852","通用介入","9","9","造影导管","普通型","/","/","已维护","国械注准20243030938","一次性使用造影导管","一次性使用造影导管","聚醚嵌段聚酰胺","深圳市业聚实业有限公司","深圳市业聚实业有限公司","C02070100400000012190000085","AL2","25AL-2000-5-2",""]
["15852","通用介入","9","9","造影导管","普通型","/","/","已维护","国械注准20243030938","一次性使用造影导管","一次性使用造影导管","聚醚嵌段聚酰胺","深圳市业聚实业有限公司","深圳市业聚实业有限公司","C02070100400000012190000092","MP1","25MP-1001-5-2",""]
["15852","通用介入","9","9","造影导管","普通型","/","/","已维护","国械注准20243030938","一次性使用造影导管","一次性使用造影导管","聚醚嵌段聚酰胺","深圳市业聚实业有限公司","深圳市业聚实业有限公司","C02070100400000012190000096","AR2","25AR-2000-5-2",""]
["15852","通用介入","9","9","造影导管","普通型","/","/","已维护","国械注准20243030938","一次性使用造影导管","一次性使用造影导管","聚醚嵌段聚酰胺","深圳市业聚实业有限公司","深圳市业聚实业有限公司","C02070100400000012190000102","TIG1","25TG-1001-5-2",""]
["15852","通用介入","9","9","造影导管","普通型","/","/","已维护","国械注准20243030938","一次性使用造影导管","一次性使用造影导管","聚醚嵌段聚酰胺","深圳市业聚实业有限公司","深圳市业聚实业有限公司","C02070100400000012190000103","JL3.5B","25JL-35B1-5-2",""]
["15859","通用介入","3-1","3-5","中心静脉导管类","经外周中心静脉导管（PICC）","普通型","长度≤12cm","已维护","国械注准20143032347","一次性使用中心静脉导管套装","一次性使用中心静脉导管套装","聚氨酯","昊朗科技（佛山）有限公司","昊朗科技(佛山)有限公司","C02070300401007006660001893","单腔2Fr×12cm","PB-B 2Fr×12cm","管径范围：2Fr，长度范围：12cm，材质：聚氨酯"]
["15861","通用介入","16","16","血管止血装置","侵入式","/","/","已维护","国械注准20253131014","封堵止血器","封堵止血器","PEG酯和PEG胺","通桥医疗科技有限公司","通桥医疗科技有限公司","C02071207300004123920000002","VCD-8F","VCD-8F","配合血管鞘：8F"]
["15867","通用介入","11","11","造影导管","标测导管","/","/","已维护","国械注准20243030818","标测造影导管","标测造影导管","Pebax、尼龙、铂铱合金、聚四氟乙烯","科塞尔医疗科技（苏州）有限公司","科塞尔医疗科技(苏州)有限公司","C02070100400006097410000005","5×1000-2×28-P","KSC7106",""]
["15873","通用介入","10","10","造影导管","亲水型","/","/","已维护","国械注准20243031830","亲水涂层血管内造影导管","亲水涂层血管内造影导管","聚醚嵌段聚酰胺","深圳市业聚实业有限公司","深圳市业聚实业有限公司","C02070100400000012190000107","TIG3","25TG-3000-60-1",""]
["15873","通用介入","10","10","造影导管","亲水型","/","/","已维护","国械注准20243031830","亲水涂层血管内造影导管","亲水涂层血管内造影导管","聚醚嵌段聚酰胺","深圳市业聚实业有限公司","深圳市业聚实业有限公司","C02070100400000012190000113","JL4.0B","25JL-40B1-60-1",""]
["15873","通用介入","10","10","造影导管","亲水型","/","/","已维护","国械注准20243031830","亲水涂层血管内造影导管","亲水涂层血管内造影导管","聚醚嵌段聚酰胺","深圳市业聚实业有限公司","深圳市业聚实业有限公司","C02070100400000012190000118","JR3.5A","25JR-35A0-60-1",""]
["15873","通用介入","10","10","造影导管","亲水型","/","/","已维护","国械注准20243031830","亲水涂层血管内造影导管","亲水涂层血管内造影导管","聚醚嵌段聚酰胺","深圳市业聚实业有限公司","深圳市业聚实业有限公司","C02070100400000012190000122","TIG4","25TG-4001-60-1",""]
["15873","通用介入","10","10","造影导管","亲水型","/","/","已维护","国械注准20243031830","亲水涂层血管内造影导管","亲水涂层血管内造影导管","聚醚嵌段聚酰胺","深圳市业聚实业有限公司","深圳市业聚实业有限公司","C02070100400000012190000125","TIG3","25TG-3001-60-1",""]
["15873","通用介入","10","10","造影导管","亲水型","/","/","已维护","国械注准20243031830","亲水涂层血管内造影导管","亲水涂层血管内造影导管","聚醚嵌段聚酰胺","深圳市业聚实业有限公司","深圳市业聚实业有限公司","C02070100400000012190000132","JR4.5B","25JR-45B0-60-1",""]
["15873","通用介入","10","10","造影导管","亲水型","/","/","已维护","国械注准20243031830","亲水涂层血管内造影导管","亲水涂层血管内造影导管","聚醚嵌段聚酰胺","深圳市业聚实业有限公司","深圳市业聚实业有限公司","C02070100400000012190000136","AR3","25AR-3001-60-1",""]
["15873","通用介入","10","10","造影导管","亲水型","/","/","已维护","国械注准20243031830","亲水涂层血管内造影导管","亲水涂层血管内造影导管","聚醚嵌段聚酰胺","深圳市业聚实业有限公司","深圳市业聚实业有限公司","C02070100400000012190000142","PIG180°","25PG-1806-60-1",""]
["15873","通用介入","10","10","造影导管","亲水型","/","/","已维护","国械注准20243031830","亲水涂层血管内造影导管","亲水涂层血管内造影导管","聚醚嵌段聚酰胺","深圳市业聚实业有限公司","深圳市业聚实业有限公司","C02070100400000012190000147","MP3","25MP-3000-60-1",""]
["15873","通用介入","10","10","造影导管","亲水型","/","/","已维护","国械注准20243031830","亲水涂层血管内造影导管","亲水涂层血管内造影导管","聚醚嵌段聚酰胺","深圳市业聚实业有限公司","深圳市业聚实业有限公司","C02070100400000012190000149","AL3","25AL-3000-60-1",""]
["15873","通用介入","10","10","造影导管","亲水型","/","/","已维护","国械注准20243031830","亲水涂层血管内造影导管","亲水涂层血管内造影导管","聚醚嵌段聚酰胺","深圳市业聚实业有限公司","深圳市业聚实业有限公司","C02070100400000012190000152","MP2","25MP-2001-60-1",""]
["15873","通用介入","10","10","造影导管","亲水型","/","/","已维护","国械注准20243031830","亲水涂层血管内造影导管","亲水涂层血管内造影导管","聚醚嵌段聚酰胺","深圳市业聚实业有限公司","深圳市业聚实业有限公司","C02070100400000012190000160","AL3","25AL-3001-60-1",""]
["15876","通用介入","14","14","血管鞘","普通型","/","/","已维护","粤械注准20252030286","导管鞘组","导管鞘组","聚丙烯","深圳市业聚实业有限公司","深圳市业聚实业有限公司","C02071001500000012190000029","6F×16cm","7R25-616S-4-3",""]
["15883","通用介入","4-1","4-1","中心静脉导管类","经外周中心静脉导管（PICC）","耐高压型","长度≥50cm-单腔","已维护","国械注准20203030355","一次性使用经外周置入中心静脉导管套装","一次性使用经外周置入中心静脉导管套装","","山东安得医疗用品股份有限公司","山东安得医疗用品股份有限公司","C02070300401006115610001314","C3050SL5001","C3050SL5001",""]
["15883","通用介入","4-1","4-1","中心静脉导管类","经外周中心静脉导管（PICC）","耐高压型","长度≥50cm-单腔","已维护","国械注准20203030355","一次性使用经外周置入中心静脉导管套装","一次性使用经外周置入中心静脉导管套装","","山东安得医疗用品股份有限公司","山东安得医疗用品股份有限公司","C02070300401006115610001205","C4050SL5002","C4050SL5002",""]
["15887","通用介入","22-1","22-2","压力延长管","压力延长管","/","500psi＜耐压值≤800psi","已维护","国械注准20173144592","一次性使用压力延长管","一次性使用压力延长管-介入附件","内接头和母圆锥接头采用聚乙烯（PE）制成；延长管采用聚氯乙烯（PVC）制成。其中PVC的材质所采用的增塑剂为：DINP（领苯二甲酸二异壬酯）","深圳市益心达医学新技术有限公司","深圳市益心达医学新技术有限公司","C02072005400000104950000060","YCGH*3.81mm，有效长度300cm","高压延长管","长度范围：300cm\n材质：1805聚碳酸酯（PC）、聚氯乙烯（PVC）、领苯二甲酸二异壬酯\n耐压值：600psi"]
["15888","通用介入","22-1","22-1","压力延长管","压力延长管","/","300psi≤耐压值≤500psi","已维护","国械注准20223031173","一次性使用压力连接管","一次性使用压力连接管","一次性使用压力连接管由公保护帽（聚丙烯PP料）、母保护帽（聚丙烯PP料）、公接头（聚碳酸脂PC）、母接头（聚碳酸脂PC）、导管（PVC材质含DEHP,聚氨酯,硅橡胶）、单向阀（聚碳酸脂PC）、三通（聚碳酸脂PC）组成。","江苏松泽医疗科技有限公司","江苏松泽医疗科技有限公司","C02072005400000134670003600","155cm","600155",""]
["15896","通用介入","22-1","22-1","压力延长管","压力延长管","/","300psi≤耐压值≤500psi","已维护","国械注准20223031173","一次性使用压力连接管","一次性使用压力连接管","一次性使用压力连接管由公保护帽（聚丙烯PP料）、母保护帽（聚丙烯PP料）、公接头（聚碳酸脂PC）、母接头（聚碳酸脂PC）、导管（PVC材质含DEHP,聚氨酯,硅橡胶）、单向阀（聚碳酸脂PC）、三通（聚碳酸脂PC）组成。","江苏松泽医疗科技有限公司","江苏松泽医疗科技有限公司","C02072005400000134670003630","160cm","604160",""]
["15902","通用介入","19","19","三联三通","三联三通","/","/","已维护","国械注准20223140047","一次性使用连通板","一次性使用连通板","PC、POM、PE、硅胶","深圳库珀医疗股份有限公司","深圳库珀医疗股份有限公司","C02071605400000045660000003","YY 0585.2-3SM-P","YY 0585.2-3SM-P",""]
["15909","通用介入","13-1","13-1","造影导丝","亲水型","/","长度≤180CM","已维护","国械注准20233030018","导丝","导丝","镍钛合金、PU、PVP、HDPE","深圳库珀医疗股份有限公司","深圳库珀医疗股份有限公司","C02070800300000045660000002","GW025060S","GW025060S",""]
["15909","通用介入","13-1","13-1","造影导丝","亲水型","/","长度≤180CM","已维护","国械注准20233030018","导丝","导丝","镍钛合金、PU、PVP、HDPE","深圳库珀医疗股份有限公司","深圳库珀医疗股份有限公司","C02070800300000045660000004","GW025045J","GW025045J",""]
["15912","通用介入","9","9","造影导管","普通型","/","/","已维护","国械注进20153031974","血管造影导管Impulse and Expo Angiographic Catheter","血管造影导管","该产品以聚碳酸酯为原料经加工而成。","Boston Scientific Corporation","波科国际医疗贸易(上海)有限公司","C02070100400000113250001200","H74916599402","H74916599402",""]
["15912","通用介入","9","9","造影导管","普通型","/","/","已维护","国械注进20153031974","血管造影导管Impulse and Expo Angiographic Catheter","血管造影导管","该产品以聚碳酸酯为原料经加工而成。","Boston Scientific Corporation","波科国际医疗贸易(上海)有限公司","C02070100400000113250000989","H74916599412","H74916599412",""]
["15912","通用介入","9","9","造影导管","普通型","/","/","已维护","国械注进20153031974","血管造影导管Impulse and Expo Angiographic Catheter","血管造影导管","该产品以聚碳酸酯为原料经加工而成。","Boston Scientific Corporation","波科国际医疗贸易(上海)有限公司","C02070100400000113250000949","H74916391022","H74916391022",""]
["15912","通用介入","9","9","造影导管","普通型","/","/","已维护","国械注进20153031974","血管造影导管Impulse and Expo Angiographic Catheter","血管造影导管","该产品以聚碳酸酯为原料经加工而成。","Boston Scientific Corporation","波科国际医疗贸易(上海)有限公司","C02070100400000113250000748","H74916391012","H74916391012",""]
["15917","通用介入","22-1","22-1","压力延长管","压力延长管","/","300psi≤耐压值≤500psi","已维护","国械注准20223031173","一次性使用压力连接管","一次性使用压力连接管","一次性使用压力连接管由公保护帽（聚丙烯PP料）、母保护帽（聚丙烯PP料）、公接头（聚碳酸脂PC）、母接头（聚碳酸脂PC）、导管（PVC材质含DEHP,聚氨酯,硅橡胶）、单向阀（聚碳酸脂PC）、三通（聚碳酸脂PC）组成。","江苏松泽医疗科技有限公司","江苏松泽医疗科技有限公司","C02072005400000134670003680","155cm","610155",""]
["15924","通用介入","20","20","环形注射器","环形注射器","/","/","已维护","国械注准20213030803","一次性使用环柄注射器","一次性使用环柄注射器","ABS、PE、PC、硅橡胶","深圳库珀医疗股份有限公司","深圳库珀医疗股份有限公司","C02071705400000045660000001","DCS10","DCS10",""]
["15932","通用介入","22-1","22-1","压力延长管","压力延长管","/","300psi≤耐压值≤500psi","已维护","国械注准20223031173","一次性使用压力连接管","一次性使用压力连接管","一次性使用压力连接管由公保护帽（聚丙烯PP料）、母保护帽（聚丙烯PP料）、公接头（聚碳酸脂PC）、母接头（聚碳酸脂PC）、导管（PVC材质含DEHP,聚氨酯,硅橡胶）、单向阀（聚碳酸脂PC）、三通（聚碳酸脂PC）组成。","江苏松泽医疗科技有限公司","江苏松泽医疗科技有限公司","C02072005400000134670004336","160cm","614160",""]
["15937","通用介入","1-1","1-1","中心静脉导管类","中心静脉导管（cvc）","普通型","单腔型","已维护","国械注准20163030366","一次性使用中心静脉导管穿刺包","一次性使用中心静脉导管穿刺包","聚氨酯","浙江苏嘉医疗器械股份有限公司","浙江苏嘉医疗器械股份有限公司","C02070300401003025560000020","DJ1-14-20","I型（单腔）",""]
["15945","通用介入","1-1","1-3","中心静脉导管类","中心静脉导管（cvc）","普通型","多腔型","已维护","国械注准20163030366","一次性使用中心静脉导管穿刺包","一次性使用中心静脉导管穿刺包","聚氨酯","浙江苏嘉医疗器械股份有限公司","浙江苏嘉医疗器械股份有限公司","C02070300401003025560000029","DJ3-7-20","III型（三腔）",""]
["15947","通用介入","3-1","3-2","中心静脉导管类","经外周中心静脉导管（PICC）","普通型","长度≥50cm-多腔型","已维护","国械注准20253031851","经外周置入中心静脉导管","经外周置入中心静脉导管","聚氨酯","苏州林华医疗器械股份有限公司","苏州林华医疗器械股份有限公司","C02070300401007001060000215","1253464","1253464",""]
["15951","通用介入","4-1","4-5","中心静脉导管类","经外周中心静脉导管（PICC）","耐高压型","长度≤12cm","已维护","国械注准20253031615","经外周穿刺中线导管","经外周穿刺中线导管","","泰尔茂医疗产品(杭州)有限公司","泰尔茂医疗产品(杭州)有限公司","C02070500400001063510000016","18G","MCS1808D05C",""]
["15955","通用介入","4-1","4-1","中心静脉导管类","经外周中心静脉导管（PICC）","耐高压型","长度≥50cm-单腔","已维护","国械注准20243030199","耐高压经外周穿刺中心静脉导管套装","耐高压经外周穿刺中心静脉导管套装","聚氨酯","昊朗科技(佛山)有限公司","昊朗科技(佛山)有限公司","C02070300401007006660005413","A10053201","A10053201","管径范围：5Fr，长度范围：60cm，材质：聚氨酯"]
["15959","通用介入","4-1","4-2","中心静脉导管类","经外周中心静脉导管（PICC）","耐高压型","长度≥50cm-多腔型","已维护","国械注准20243030199","耐高压经外周穿刺中心静脉导管套装","耐高压经外周穿刺中心静脉导管套装","聚氨酯","昊朗科技(佛山)有限公司","昊朗科技(佛山)有限公司","C02070300401007006660005344","A10133201","A10133201","管径范围：6Fr，长度范围：60cm，材质：聚氨酯"]
["15960","通用介入","4-1","4-3","中心静脉导管类","经外周中心静脉导管（PICC）","耐高压型","12cm＜长度＜50cm-单腔","已维护","国械注准20243030199","耐高压经外周穿刺中心静脉导管套装","耐高压经外周穿刺中心静脉导管套装","聚氨酯","昊朗科技(佛山)有限公司","昊朗科技(佛山)有限公司","C02070300401007006660005362","A10052902","A10052902","管径范围：5Fr，长度范围：45cm，材质：聚氨酯"]
["15960","通用介入","4-1","4-3","中心静脉导管类","经外周中心静脉导管（PICC）","耐高压型","12cm＜长度＜50cm-单腔","已维护","国械注准20243030199","耐高压经外周穿刺中心静脉导管套装","耐高压经外周穿刺中心静脉导管套装","聚氨酯","昊朗科技(佛山)有限公司","昊朗科技(佛山)有限公司","C02070300401007006660005402","A10042502","A10042502","管径范围：4Fr，长度范围：35cm，材质：聚氨酯"]
["15960","通用介入","4-1","4-3","中心静脉导管类","经外周中心静脉导管（PICC）","耐高压型","12cm＜长度＜50cm-单腔","已维护","国械注准20243030199","耐高压经外周穿刺中心静脉导管套装","耐高压经外周穿刺中心静脉导管套装","聚氨酯","昊朗科技(佛山)有限公司","昊朗科技(佛山)有限公司","C02070300401007006660005382","A10032502","A10032502","管径范围：3Fr，长度范围：35cm，材质：聚氨酯"]
["15963","通用介入","12-1","12-1","造影导丝","普通型","/","长度≤180CM","已维护","粤械注准20252030699","硬导丝","硬导丝","304不锈钢、聚四氟乙烯等","深圳麦普奇医疗科技有限公司","深圳麦普奇医疗科技有限公司","C02022100300000093440000014","AGW-35-3.5-150SN","AGW-35-3.5-150SN",""]
["15964","通用介入","4-1","4-4","中心静脉导管类","经外周中心静脉导管（PICC）","耐高压型","12cm＜长度＜50cm-多腔型","已维护","国械注准20243030199","耐高压经外周穿刺中心静脉导管套装","耐高压经外周穿刺中心静脉导管套装","聚氨酯","昊朗科技(佛山)有限公司","昊朗科技(佛山)有限公司","C02070300401007006660005359","A10122802","A10122802","管径范围：5Fr，长度范围：40cm，材质：聚氨酯"]
["15994","通用介入","3-1","3-3","中心静脉导管类","经外周中心静脉导管（PICC）","普通型","12cm＜长度＜50cm-单腔","已维护","国械注准20243031794","经外周穿刺中线导管","经外周穿刺中线导管","聚氨酯","苏州林华医疗器械股份有限公司","苏州林华医疗器械股份有限公司","C02070300401007001060000058","42330","42330",""]
["15994","通用介入","3-1","3-3","中心静脉导管类","经外周中心静脉导管（PICC）","普通型","12cm＜长度＜50cm-单腔","已维护","国械注准20243031794","经外周穿刺中线导管","经外周穿刺中线导管","聚氨酯","苏州林华医疗器械股份有限公司","苏州林华医疗器械股份有限公司","C02070300401007001060000031","43030","43030",""]
["15994","通用介入","3-1","3-3","中心静脉导管类","经外周中心静脉导管（PICC）","普通型","12cm＜长度＜50cm-单腔","已维护","国械注准20243031794","经外周穿刺中线导管","经外周穿刺中线导管","聚氨酯","苏州林华医疗器械股份有限公司","苏州林华医疗器械股份有限公司","C02070300401007001060000018","46040","46040",""]
["15999","通用介入","22-1","22-1","压力延长管","压力延长管","/","300psi≤耐压值≤500psi","已维护","国械注准20233141260","一次性使用压力延长管","一次性使用压力延长管","PVC","苏州林华医疗器械股份有限公司","苏州林华医疗器械股份有限公司","C14161000400000001060000019","3.5mm×120cm","Y-A",""]
["16018","通用介入","1-1","1-1","中心静脉导管类","中心静脉导管（cvc）","普通型","单腔型","未维护","国械注准20173034253","一次性使用无菌中心静脉导管套件","一次性使用无菌中心静脉导管套件","聚氨酯","广州健恩医疗设备有限公司","广州健恩医疗设备有限公司","","GMC-11620-S-Y","GMC-11620-S-Y",""]
["16021","通用介入","6-1","6-1","输液港","静脉型","/","非耐高压型","已维护","国械注准20183141712","ZS2系列植入式给药装置","ZS2系列植入式给药装置","聚氨酯、聚砜、硅橡胶","北京悦通医疗器械有限责任公司","北京悦通医疗器械有限责任公司","C02070407200002083850000024","ZS2-II-J-1.6/0.9-650","ZS2-II-J-1.6/0.9-650",""]
["16066","通用介入","4-1","4-1","中心静脉导管类","经外周中心静脉导管（PICC）","耐高压型","长度≥50cm-单腔","已维护","国械注准20173033344","经外周置入中心静脉导管套件","经外周置入中心静脉导管套件","","河南驼人贝斯特医疗器械有限公司","河南驼人贝斯特医疗器械有限公司","C02070300401007047400000034","1-5Fr-65cm","1-5Fr-65cm",""]
["16066","通用介入","4-1","4-1","中心静脉导管类","经外周中心静脉导管（PICC）","耐高压型","长度≥50cm-单腔","已维护","国械注准20173033344","经外周置入中心静脉导管套件","经外周置入中心静脉导管套件","","河南驼人贝斯特医疗器械有限公司","河南驼人贝斯特医疗器械有限公司","C02070300401007047400000027","1-3Fr-70cm","1-3Fr-70cm",""]
["16066","通用介入","4-1","4-1","中心静脉导管类","经外周中心静脉导管（PICC）","耐高压型","长度≥50cm-单腔","已维护","国械注准20173033344","经外周置入中心静脉导管套件","经外周置入中心静脉导管套件","","河南驼人贝斯特医疗器械有限公司","河南驼人贝斯特医疗器械有限公司","C02070300401007047400000011","1-18Ga-70cm","1-18Ga-70cm",""]
["16066","通用介入","4-1","4-1","中心静脉导管类","经外周中心静脉导管（PICC）","耐高压型","长度≥50cm-单腔","已维护","国械注准20173033344","经外周置入中心静脉导管套件","经外周置入中心静脉导管套件","","河南驼人贝斯特医疗器械有限公司","河南驼人贝斯特医疗器械有限公司","C02070300401007047400000003","1-16Ga-55cm","1-16Ga-55cm",""]
["16066","通用介入","4-1","4-1","中心静脉导管类","经外周中心静脉导管（PICC）","耐高压型","长度≥50cm-单腔","已维护","国械注准20173033344","经外周置入中心静脉导管套件","经外周置入中心静脉导管套件","","河南驼人贝斯特医疗器械有限公司","河南驼人贝斯特医疗器械有限公司","C02070300401007047400000004","1-16Ga-60cm","1-16Ga-60cm",""]
["16067","通用介入","4-1","4-2","中心静脉导管类","经外周中心静脉导管（PICC）","耐高压型","长度≥50cm-多腔型","已维护","国械注准20173033344","经外周置入中心静脉导管套件","经外周置入中心静脉导管套件","","河南驼人贝斯特医疗器械有限公司","河南驼人贝斯特医疗器械有限公司","C02070300401007047400000016","2-5Fr-60cm","2-5Fr-60cm",""]
["16068","通用介入","4-1","4-3","中心静脉导管类","经外周中心静脉导管（PICC）","耐高压型","12cm＜长度＜50cm-单腔","已维护","国械注准20173033344","经外周置入中心静脉导管套件","经外周置入中心静脉导管套件","","河南驼人贝斯特医疗器械有限公司","河南驼人贝斯特医疗器械有限公司","C02070300401007047400000032","1-5Fr-35cm","1-5Fr-35cm",""]
["16068","通用介入","4-1","4-3","中心静脉导管类","经外周中心静脉导管（PICC）","耐高压型","12cm＜长度＜50cm-单腔","已维护","国械注准20173033344","经外周置入中心静脉导管套件","经外周置入中心静脉导管套件","","河南驼人贝斯特医疗器械有限公司","河南驼人贝斯特医疗器械有限公司","C02070300401007047400000020","1-1.9Fr-35cm","1-1.9Fr-35cm",""]
["16070","通用介入","4-1","4-4","中心静脉导管类","经外周中心静脉导管（PICC）","耐高压型","12cm＜长度＜50cm-多腔型","已维护","国械注准20173033344","经外周置入中心静脉导管套件","经外周置入中心静脉导管套件","","河南驼人贝斯特医疗器械有限公司","河南驼人贝斯特医疗器械有限公司","C02070300401007047400000013","2-5Fr-45cm","2-5Fr-45cm",""]
["16084","通用介入","1-1","1-1","中心静脉导管类","中心静脉导管（cvc）","普通型","单腔型","已维护","国械注准20253031513","一次性使用中心静脉导管","一次性使用中心静脉导管","","山东安得医疗用品股份有限公司","山东安得医疗用品股份有限公司","C02070300401003115610001072","CVCFY1-18-20","CVCFY1-18-20",""]
["16084","通用介入","1-1","1-1","中心静脉导管类","中心静脉导管（cvc）","普通型","单腔型","已维护","国械注准20253031513","一次性使用中心静脉导管","一次性使用中心静脉导管","","山东安得医疗用品股份有限公司","山东安得医疗用品股份有限公司","C02070300401003115610001010","CVCFY1-18-30","CVCFY1-18-30",""]
["16084","通用介入","1-1","1-1","中心静脉导管类","中心静脉导管（cvc）","普通型","单腔型","已维护","国械注准20253031513","一次性使用中心静脉导管","一次性使用中心静脉导管","","山东安得医疗用品股份有限公司","山东安得医疗用品股份有限公司","C02070300401003115610001112","CVCFS1-16-30","CVCFS1-16-30",""]
["16084","通用介入","1-1","1-1","中心静脉导管类","中心静脉导管（cvc）","普通型","单腔型","已维护","国械注准20253031513","一次性使用中心静脉导管","一次性使用中心静脉导管","","山东安得医疗用品股份有限公司","山东安得医疗用品股份有限公司","C02070300401003115610001030","CVCFS1-14-20","CVCFS1-14-20",""]
["16084","通用介入","1-1","1-1","中心静脉导管类","中心静脉导管（cvc）","普通型","单腔型","已维护","国械注准20253031513","一次性使用中心静脉导管","一次性使用中心静脉导管","","山东安得医疗用品股份有限公司","山东安得医疗用品股份有限公司","C02070300401003115610000989","CVCFS1-14-30","CVCFS1-14-30","\n"]
["16091","通用介入","17","17","血管止血装置","非侵入式","/","/","已维护","赣械注准20202140313","一次性止血带（穿刺血管外止血封闭器）","一次性止血带(穿刺血管外止血封闭器)","","南昌华安众辉健康科技股份有限公司","南昌华安众辉健康科技股份有限公司","C02071207300003012100000034","FD-10","FD-10",""]
["16091","通用介入","17","17","血管止血装置","非侵入式","/","/","已维护","赣械注准20202140313","一次性止血带（穿刺血管外止血封闭器）","一次性止血带(穿刺血管外止血封闭器)","","南昌华安众辉健康科技股份有限公司","南昌华安众辉健康科技股份有限公司","C02071207300003012100000037","FD-04","FD-04",""]
["16091","通用介入","17","17","血管止血装置","非侵入式","/","/","已维护","赣械注准20202140313","一次性止血带（穿刺血管外止血封闭器）","一次性止血带(穿刺血管外止血封闭器)","","南昌华安众辉健康科技股份有限公司","南昌华安众辉健康科技股份有限公司","C02071207300003012100000032","FD-03","FD-03",""]
["16091","通用介入","17","17","血管止血装置","非侵入式","/","/","已维护","赣械注准20202140313","一次性止血带（穿刺血管外止血封闭器）","一次性止血带(穿刺血管外止血封闭器)","","南昌华安众辉健康科技股份有限公司","南昌华安众辉健康科技股份有限公司","C02071207300003012100000031","FD-02","FD-02",""]
["16093","通用介入","1-1","1-2","中心静脉导管类","中心静脉导管（cvc）","普通型","双腔型","已维护","国械注准20253031513","一次性使用中心静脉导管","一次性使用中心静脉导管","","山东安得医疗用品股份有限公司","山东安得医疗用品股份有限公司","C02070300401003115610001151","CVCFY2-50-13","CVCFY2-50-13",""]
["16093","通用介入","1-1","1-2","中心静脉导管类","中心静脉导管（cvc）","普通型","双腔型","已维护","国械注准20253031513","一次性使用中心静脉导管","一次性使用中心静脉导管","","山东安得医疗用品股份有限公司","山东安得医疗用品股份有限公司","C02070300401003115610001138","CVCFY2-70-20","CVCFY2-70-20",""]
["16093","通用介入","1-1","1-2","中心静脉导管类","中心静脉导管（cvc）","普通型","双腔型","已维护","国械注准20253031513","一次性使用中心静脉导管","一次性使用中心静脉导管","","山东安得医疗用品股份有限公司","山东安得医疗用品股份有限公司","C02070300401003115610001130","CVCFY2-50-20","CVCFY2-50-20",""]
["16093","通用介入","1-1","1-2","中心静脉导管类","中心静脉导管（cvc）","普通型","双腔型","已维护","国械注准20253031513","一次性使用中心静脉导管","一次性使用中心静脉导管","","山东安得医疗用品股份有限公司","山东安得医疗用品股份有限公司","C02070300401003115610001120","CVCFY2-40-13","CVCFY2-40-13",""]
["16093","通用介入","1-1","1-2","中心静脉导管类","中心静脉导管（cvc）","普通型","双腔型","已维护","国械注准20253031513","一次性使用中心静脉导管","一次性使用中心静脉导管","","山东安得医疗用品股份有限公司","山东安得医疗用品股份有限公司","C02070300401003115610001119","CVCFY2-70-30","CVCFY2-70-30",""]
["16093","通用介入","1-1","1-2","中心静脉导管类","中心静脉导管（cvc）","普通型","双腔型","已维护","国械注准20253031513","一次性使用中心静脉导管","一次性使用中心静脉导管","","山东安得医疗用品股份有限公司","山东安得医疗用品股份有限公司","C02070300401003115610001092","CVCFY2-80-15","CVCFY2-80-15",""]
["16093","通用介入","1-1","1-2","中心静脉导管类","中心静脉导管（cvc）","普通型","双腔型","已维护","国械注准20253031513","一次性使用中心静脉导管","一次性使用中心静脉导管","","山东安得医疗用品股份有限公司","山东安得医疗用品股份有限公司","C02070300401003115610001037","CVCFY2-40-05","CVCFY2-40-05",""]
["16093","通用介入","1-1","1-2","中心静脉导管类","中心静脉导管（cvc）","普通型","双腔型","已维护","国械注准20253031513","一次性使用中心静脉导管","一次性使用中心静脉导管","","山东安得医疗用品股份有限公司","山东安得医疗用品股份有限公司","C02070300401003115610001024","CVCFY2-80-20","CVCFY2-80-20",""]
["16093","通用介入","1-1","1-2","中心静脉导管类","中心静脉导管（cvc）","普通型","双腔型","已维护","国械注准20253031513","一次性使用中心静脉导管","一次性使用中心静脉导管","","山东安得医疗用品股份有限公司","山东安得医疗用品股份有限公司","C02070300401003115610001018","CVCFY2-40-08","CVCFY2-40-08",""]
["16093","通用介入","1-1","1-2","中心静脉导管类","中心静脉导管（cvc）","普通型","双腔型","已维护","国械注准20253031513","一次性使用中心静脉导管","一次性使用中心静脉导管","","山东安得医疗用品股份有限公司","山东安得医疗用品股份有限公司","C02070300401003115610001004","CVCFY2-80-30","CVCFY2-80-30",""]
["16093","通用介入","1-1","1-2","中心静脉导管类","中心静脉导管（cvc）","普通型","双腔型","已维护","国械注准20253031513","一次性使用中心静脉导管","一次性使用中心静脉导管","","山东安得医疗用品股份有限公司","山东安得医疗用品股份有限公司","C02070300401003115610000991","CVCFY2-70-15","CVCFY2-70-15",""]
["16093","通用介入","1-1","1-2","中心静脉导管类","中心静脉导管（cvc）","普通型","双腔型","已维护","国械注准20253031513","一次性使用中心静脉导管","一次性使用中心静脉导管","","山东安得医疗用品股份有限公司","山东安得医疗用品股份有限公司","C02070300401003115610000982","CVCFY2-50-08","CVCFY2-50-08",""]
["16093","通用介入","1-1","1-2","中心静脉导管类","中心静脉导管（cvc）","普通型","双腔型","已维护","国械注准20253031513","一次性使用中心静脉导管","一次性使用中心静脉导管","","山东安得医疗用品股份有限公司","山东安得医疗用品股份有限公司","C02070300401003115610000981","CVCFY2-70-13","CVCFY2-70-13",""]
["16093","通用介入","1-1","1-2","中心静脉导管类","中心静脉导管（cvc）","普通型","双腔型","已维护","国械注准20253031513","一次性使用中心静脉导管","一次性使用中心静脉导管","","山东安得医疗用品股份有限公司","山东安得医疗用品股份有限公司","C02070300401003115610001146","CVCFS2-50-20","CVCFS2-50-20",""]
["16093","通用介入","1-1","1-2","中心静脉导管类","中心静脉导管（cvc）","普通型","双腔型","已维护","国械注准20253031513","一次性使用中心静脉导管","一次性使用中心静脉导管","","山东安得医疗用品股份有限公司","山东安得医疗用品股份有限公司","C02070300401003115610001141","CVCFS2-80-15","CVCFS2-80-15",""]
["16093","通用介入","1-1","1-2","中心静脉导管类","中心静脉导管（cvc）","普通型","双腔型","已维护","国械注准20253031513","一次性使用中心静脉导管","一次性使用中心静脉导管","","山东安得医疗用品股份有限公司","山东安得医疗用品股份有限公司","C02070300401003115610001117","CVCFS2-70-30","CVCFS2-70-30",""]
["16093","通用介入","1-1","1-2","中心静脉导管类","中心静脉导管（cvc）","普通型","双腔型","已维护","国械注准20253031513","一次性使用中心静脉导管","一次性使用中心静脉导管","","山东安得医疗用品股份有限公司","山东安得医疗用品股份有限公司","C02070300401003115610001113","CVCFS2-70-20","CVCFS2-70-20",""]
["16093","通用介入","1-1","1-2","中心静脉导管类","中心静脉导管（cvc）","普通型","双腔型","已维护","国械注准20253031513","一次性使用中心静脉导管","一次性使用中心静脉导管","","山东安得医疗用品股份有限公司","山东安得医疗用品股份有限公司","C02070300401003115610001104","CVCFS2-70-15","CVCFS2-70-15",""]
["16093","通用介入","1-1","1-2","中心静脉导管类","中心静脉导管（cvc）","普通型","双腔型","已维护","国械注准20253031513","一次性使用中心静脉导管","一次性使用中心静脉导管","","山东安得医疗用品股份有限公司","山东安得医疗用品股份有限公司","C02070300401003115610001088","CVCFS2-50-08","CVCFS2-50-08",""]
["16093","通用介入","1-1","1-2","中心静脉导管类","中心静脉导管（cvc）","普通型","双腔型","已维护","国械注准20253031513","一次性使用中心静脉导管","一次性使用中心静脉导管","","山东安得医疗用品股份有限公司","山东安得医疗用品股份有限公司","C02070300401003115610001044","CVCFS2-40-05","CVCFS2-40-05",""]
["16093","通用介入","1-1","1-2","中心静脉导管类","中心静脉导管（cvc）","普通型","双腔型","已维护","国械注准20253031513","一次性使用中心静脉导管","一次性使用中心静脉导管","","山东安得医疗用品股份有限公司","山东安得医疗用品股份有限公司","C02070300401003115610001038","CVCFS2-50-13","CVCFS2-50-13",""]
["16093","通用介入","1-1","1-2","中心静脉导管类","中心静脉导管（cvc）","普通型","双腔型","已维护","国械注准20253031513","一次性使用中心静脉导管","一次性使用中心静脉导管","","山东安得医疗用品股份有限公司","山东安得医疗用品股份有限公司","C02070300401003115610001025","CVCFS2-80-30","CVCFS2-80-30",""]
["16093","通用介入","1-1","1-2","中心静脉导管类","中心静脉导管（cvc）","普通型","双腔型","已维护","国械注准20253031513","一次性使用中心静脉导管","一次性使用中心静脉导管","","山东安得医疗用品股份有限公司","山东安得医疗用品股份有限公司","C02070300401003115610001023","CVCFS2-70-13","CVCFS2-70-13",""]
["16093","通用介入","1-1","1-2","中心静脉导管类","中心静脉导管（cvc）","普通型","双腔型","已维护","国械注准20253031513","一次性使用中心静脉导管","一次性使用中心静脉导管","","山东安得医疗用品股份有限公司","山东安得医疗用品股份有限公司","C02070300401003115610001020","CVCFS2-80-20","CVCFS2-80-20",""]
["16093","通用介入","1-1","1-2","中心静脉导管类","中心静脉导管（cvc）","普通型","双腔型","已维护","国械注准20253031513","一次性使用中心静脉导管","一次性使用中心静脉导管","","山东安得医疗用品股份有限公司","山东安得医疗用品股份有限公司","C02070300401003115610001002","CVCFS2-40-08","CVCFS2-40-08",""]
["16093","通用介入","1-1","1-2","中心静脉导管类","中心静脉导管（cvc）","普通型","双腔型","已维护","国械注准20253031513","一次性使用中心静脉导管","一次性使用中心静脉导管","","山东安得医疗用品股份有限公司","山东安得医疗用品股份有限公司","C02070300401003115610000980","CVCFS2-40-13","CVCFS2-40-13",""]
["16093","通用介入","1-1","1-2","中心静脉导管类","中心静脉导管（cvc）","普通型","双腔型","已维护","国械注准20253031513","一次性使用中心静脉导管","一次性使用中心静脉导管","","山东安得医疗用品股份有限公司","山东安得医疗用品股份有限公司","C02070300401003115610001081","CVCC2-40-05","CVCC2-40-05",""]
["16096","通用介入","1-1","1-3","中心静脉导管类","中心静脉导管（cvc）","普通型","多腔型","已维护","国械注准20253031513","一次性使用中心静脉导管","一次性使用中心静脉导管","","山东安得医疗用品股份有限公司","山东安得医疗用品股份有限公司","C02070300401003115610001140","CVCFY4-85-20","CVCFY4-85-20",""]
["16096","通用介入","1-1","1-3","中心静脉导管类","中心静脉导管（cvc）","普通型","多腔型","已维护","国械注准20253031513","一次性使用中心静脉导管","一次性使用中心静脉导管","","山东安得医疗用品股份有限公司","山东安得医疗用品股份有限公司","C02070300401003115610001106","CVCFY4-85-13","CVCFY4-85-13",""]
["16096","通用介入","1-1","1-3","中心静脉导管类","中心静脉导管（cvc）","普通型","多腔型","已维护","国械注准20253031513","一次性使用中心静脉导管","一次性使用中心静脉导管","","山东安得医疗用品股份有限公司","山东安得医疗用品股份有限公司","C02070300401003115610001103","CVCFY4-85-30","CVCFY4-85-30",""]
["16096","通用介入","1-1","1-3","中心静脉导管类","中心静脉导管（cvc）","普通型","多腔型","已维护","国械注准20253031513","一次性使用中心静脉导管","一次性使用中心静脉导管","","山东安得医疗用品股份有限公司","山东安得医疗用品股份有限公司","C02070300401003115610001042","CVCFY4-85-15","CVCFY4-85-15",""]
["16096","通用介入","1-1","1-3","中心静脉导管类","中心静脉导管（cvc）","普通型","多腔型","已维护","国械注准20253031513","一次性使用中心静脉导管","一次性使用中心静脉导管","","山东安得医疗用品股份有限公司","山东安得医疗用品股份有限公司","C02070300401003115610001093","CVCFS4-85-15","CVCFS4-85-15",""]
["16096","通用介入","1-1","1-3","中心静脉导管类","中心静脉导管（cvc）","普通型","多腔型","已维护","国械注准20253031513","一次性使用中心静脉导管","一次性使用中心静脉导管","","山东安得医疗用品股份有限公司","山东安得医疗用品股份有限公司","C02070300401003115610001058","CVCFS4-85-20","CVCFS4-85-20",""]
["16096","通用介入","1-1","1-3","中心静脉导管类","中心静脉导管（cvc）","普通型","多腔型","已维护","国械注准20253031513","一次性使用中心静脉导管","一次性使用中心静脉导管","","山东安得医疗用品股份有限公司","山东安得医疗用品股份有限公司","C02070300401003115610001019","CVCFS4-85-13","CVCFS4-85-13",""]
["16096","通用介入","1-1","1-3","中心静脉导管类","中心静脉导管（cvc）","普通型","多腔型","已维护","国械注准20253031513","一次性使用中心静脉导管","一次性使用中心静脉导管","","山东安得医疗用品股份有限公司","山东安得医疗用品股份有限公司","C02070300401003115610000999","CVCFS4-85-30","CVCFS4-85-30",""]
["16096","通用介入","1-1","1-3","中心静脉导管类","中心静脉导管（cvc）","普通型","多腔型","已维护","国械注准20253031513","一次性使用中心静脉导管","一次性使用中心静脉导管","","山东安得医疗用品股份有限公司","山东安得医疗用品股份有限公司","C02070300401003115610001136","CVCFY3-55-08","CVCFY3-55-08",""]
["16096","通用介入","1-1","1-3","中心静脉导管类","中心静脉导管（cvc）","普通型","多腔型","已维护","国械注准20253031513","一次性使用中心静脉导管","一次性使用中心静脉导管","","山东安得医疗用品股份有限公司","山东安得医疗用品股份有限公司","C02070300401003115610001127","CVCFY3-70-15","CVCFY3-70-15",""]
["16096","通用介入","1-1","1-3","中心静脉导管类","中心静脉导管（cvc）","普通型","多腔型","已维护","国械注准20253031513","一次性使用中心静脉导管","一次性使用中心静脉导管","","山东安得医疗用品股份有限公司","山东安得医疗用品股份有限公司","C02070300401003115610001079","CVCFY3-70-13","CVCFY3-70-13",""]
["16096","通用介入","1-1","1-3","中心静脉导管类","中心静脉导管（cvc）","普通型","多腔型","已维护","国械注准20253031513","一次性使用中心静脉导管","一次性使用中心静脉导管","","山东安得医疗用品股份有限公司","山东安得医疗用品股份有限公司","C02070300401003115610001047","CVCFY3-70-30","CVCFY3-70-30",""]
["16096","通用介入","1-1","1-3","中心静脉导管类","中心静脉导管（cvc）","普通型","多腔型","已维护","国械注准20253031513","一次性使用中心静脉导管","一次性使用中心静脉导管","","山东安得医疗用品股份有限公司","山东安得医疗用品股份有限公司","C02070300401003115610001016","CVCFY3-55-13","CVCFY3-55-13",""]
["16096","通用介入","1-1","1-3","中心静脉导管类","中心静脉导管（cvc）","普通型","多腔型","已维护","国械注准20253031513","一次性使用中心静脉导管","一次性使用中心静脉导管","","山东安得医疗用品股份有限公司","山东安得医疗用品股份有限公司","C02070300401003115610001013","CVCFY3-70-20","CVCFY3-70-20",""]
["16096","通用介入","1-1","1-3","中心静脉导管类","中心静脉导管（cvc）","普通型","多腔型","已维护","国械注准20253031513","一次性使用中心静脉导管","一次性使用中心静脉导管","","山东安得医疗用品股份有限公司","山东安得医疗用品股份有限公司","C02070300401003115610001144","CVCFS3-70-30","CVCFS3-70-30",""]
["16096","通用介入","1-1","1-3","中心静脉导管类","中心静脉导管（cvc）","普通型","多腔型","已维护","国械注准20253031513","一次性使用中心静脉导管","一次性使用中心静脉导管","","山东安得医疗用品股份有限公司","山东安得医疗用品股份有限公司","C02070300401003115610001132","CVCFS3-70-15","CVCFS3-70-15",""]
["16096","通用介入","1-1","1-3","中心静脉导管类","中心静脉导管（cvc）","普通型","多腔型","已维护","国械注准20253031513","一次性使用中心静脉导管","一次性使用中心静脉导管","","山东安得医疗用品股份有限公司","山东安得医疗用品股份有限公司","C02070300401003115610001086","CVCFS3-55-08","CVCFS3-55-08",""]
["16096","通用介入","1-1","1-3","中心静脉导管类","中心静脉导管（cvc）","普通型","多腔型","已维护","国械注准20253031513","一次性使用中心静脉导管","一次性使用中心静脉导管","","山东安得医疗用品股份有限公司","山东安得医疗用品股份有限公司","C02070300401003115610001056","CVCFS3-55-13","CVCFS3-55-13",""]
["16096","通用介入","1-1","1-3","中心静脉导管类","中心静脉导管（cvc）","普通型","多腔型","已维护","国械注准20253031513","一次性使用中心静脉导管","一次性使用中心静脉导管","","山东安得医疗用品股份有限公司","山东安得医疗用品股份有限公司","C02070300401003115610001031","CVCFS3-70-13","CVCFS3-70-13",""]
["16096","通用介入","1-1","1-3","中心静脉导管类","中心静脉导管（cvc）","普通型","多腔型","已维护","国械注准20253031513","一次性使用中心静脉导管","一次性使用中心静脉导管","","山东安得医疗用品股份有限公司","山东安得医疗用品股份有限公司","C02070300401003115610001015","CVCFS3-70-20","CVCFS3-70-20",""]
["16097","通用介入","12-1","12-1","造影导丝","普通型","/","长度≤180CM","已维护","国械注准20173030761","一次性使用无菌血管内导管辅件：导丝","一次性使用无菌血管内导管辅件:导丝","06Cr19Ni10牌号的奥氏体不锈钢","深圳市益心达医学新技术有限公司","深圳市益心达医学新技术有限公司","C02070800300000104950000082","直径0.96mm;长度45cm;尖端构形弯头;芯丝类型:固定芯丝","SCW-GW-0.038in","直径范围:0.96mm\n长度范围:45cm"]
["16097","通用介入","12-1","12-1","造影导丝","普通型","/","长度≤180CM","已维护","国械注准20173030761","一次性使用无菌血管内导管辅件：导丝","一次性使用无菌血管内导管辅件:导丝","06Cr19Ni10牌号的奥氏体不锈钢","深圳市益心达医学新技术有限公司","深圳市益心达医学新技术有限公司","C02070800300000104950000083","直径0.96mm;长度45cm;尖端构形直头;芯丝类型:固定芯丝","SCW-GW-0.038in","直径范围:0.96mm\n长度范围:45cm"]
["16097","通用介入","12-1","12-1","造影导丝","普通型","/","长度≤180CM","已维护","国械注准20173030761","一次性使用无菌血管内导管辅件：导丝","一次性使用无菌血管内导管辅件:导丝","06Cr19Ni10牌号的奥氏体不锈钢","深圳市益心达医学新技术有限公司","深圳市益心达医学新技术有限公司","C02070800300000104950000086","直径0.96mm;长度60cm;尖端构形直头;芯丝类型:固定芯丝","SCW-GW-0.038in","直径范围:0.96mm\n长度范围:60cm"]
["16097","通用介入","12-1","12-1","造影导丝","普通型","/","长度≤180CM","已维护","国械注准20173030761","一次性使用无菌血管内导管辅件：导丝","一次性使用无菌血管内导管辅件:导丝","06Cr19Ni10牌号的奥氏体不锈钢","深圳市益心达医学新技术有限公司","深圳市益心达医学新技术有限公司","C02070800300000104950000088","直径0.96mm;长度60cm;尖端构形弯头;芯丝类型:固定芯丝","SCW-GW-0.038in","直径范围:0.96mm\n长度范围:60cm"]
["16097","通用介入","12-1","12-1","造影导丝","普通型","/","长度≤180CM","已维护","国械注准20173030761","一次性使用无菌血管内导管辅件：导丝","一次性使用无菌血管内导管辅件:导丝","06Cr19Ni10牌号的奥氏体不锈钢","深圳市益心达医学新技术有限公司","深圳市益心达医学新技术有限公司","C02070800300000104950000093","直径0.96mm;长度70cm;尖端构形直头;芯丝类型:固定芯丝","SCW-GW-0.038in","直径范围:0.96mm\n长度范围:70cm"]
["16097","通用介入","12-1","12-1","造影导丝","普通型","/","长度≤180CM","已维护","国械注准20173030761","一次性使用无菌血管内导管辅件：导丝","一次性使用无菌血管内导管辅件:导丝","06Cr19Ni10牌号的奥氏体不锈钢","深圳市益心达医学新技术有限公司","深圳市益心达医学新技术有限公司","C02070800300000104950000092","直径0.96mm;长度70cm;尖端构形弯头;芯丝类型:固定芯丝","SCW-GW-0.038in","直径范围:0.96mm\n长度范围:70cm"]
["16097","通用介入","12-1","12-1","造影导丝","普通型","/","长度≤180CM","已维护","国械注准20173030761","一次性使用无菌血管内导管辅件：导丝","一次性使用无菌血管内导管辅件:导丝","06Cr19Ni10牌号的奥氏体不锈钢","深圳市益心达医学新技术有限公司","深圳市益心达医学新技术有限公司","C02070800300000104950000030","直径0.89mm;长度90cm;尖端构形弯头;芯丝类型:固定芯丝","SCW-GW-0.035in","直径范围:0.89mm\n长度范围:90cm"]
["16097","通用介入","12-1","12-1","造影导丝","普通型","/","长度≤180CM","已维护","国械注准20173030761","一次性使用无菌血管内导管辅件：导丝","一次性使用无菌血管内导管辅件:导丝","06Cr19Ni10牌号的奥氏体不锈钢","深圳市益心达医学新技术有限公司","深圳市益心达医学新技术有限公司","C02070800300000104950000033","直径0.89mm;长度90cm;尖端构形直头;芯丝类型:固定芯丝","SCW-GW-0.035in","直径范围:0.89mm\n长度范围:90cm"]
["16097","通用介入","12-1","12-1","造影导丝","普通型","/","长度≤180CM","已维护","国械注准20173030761","一次性使用无菌血管内导管辅件：导丝","一次性使用无菌血管内导管辅件:导丝","06Cr19Ni10牌号的奥氏体不锈钢","深圳市益心达医学新技术有限公司","深圳市益心达医学新技术有限公司","C02070800300000104950000072","直径0.89mm;长度45cm;尖端构形弯头;芯丝类型:固定芯丝","SCW-GW-0.035in","直径范围:0.89mm\n长度范围:45cm"]
["16097","通用介入","12-1","12-1","造影导丝","普通型","/","长度≤180CM","已维护","国械注准20173030761","一次性使用无菌血管内导管辅件：导丝","一次性使用无菌血管内导管辅件:导丝","06Cr19Ni10牌号的奥氏体不锈钢","深圳市益心达医学新技术有限公司","深圳市益心达医学新技术有限公司","C02070800300000104950000073","直径0.89mm;长度45cm;尖端构形直头;芯丝类型:固定芯丝","SCW-GW-0.035in","直径范围:0.89mm\n长度范围:45cm"]
["16097","通用介入","12-1","12-1","造影导丝","普通型","/","长度≤180CM","已维护","国械注准20173030761","一次性使用无菌血管内导管辅件：导丝","一次性使用无菌血管内导管辅件:导丝","06Cr19Ni10牌号的奥氏体不锈钢","深圳市益心达医学新技术有限公司","深圳市益心达医学新技术有限公司","C02070800300000104950000090","直径0.89mm;长度60cm;尖端构形弯头;芯丝类型:固定芯丝","SCW-GW-0.035in","直径范围:0.89mm\n长度范围:60cm"]
["16097","通用介入","12-1","12-1","造影导丝","普通型","/","长度≤180CM","已维护","国械注准20173030761","一次性使用无菌血管内导管辅件：导丝","一次性使用无菌血管内导管辅件:导丝","06Cr19Ni10牌号的奥氏体不锈钢","深圳市益心达医学新技术有限公司","深圳市益心达医学新技术有限公司","C02070800300000104950000094","直径0.89mm;长度60cm;尖端构形直头;芯丝类型:固定芯丝","SCW-GW-0.035in","直径范围:0.89mm\n长度范围:60cm"]
["16097","通用介入","12-1","12-1","造影导丝","普通型","/","长度≤180CM","已维护","国械注准20173030761","一次性使用无菌血管内导管辅件：导丝","一次性使用无菌血管内导管辅件:导丝","06Cr19Ni10牌号的奥氏体不锈钢","深圳市益心达医学新技术有限公司","深圳市益心达医学新技术有限公司","C02070800300000104950000095","直径0.89mm;长度70cm;尖端构形直头;芯丝类型:固定芯丝","SCW-GW-0.035in","直径范围:0.89mm\n长度范围:70cm"]
["16097","通用介入","12-1","12-1","造影导丝","普通型","/","长度≤180CM","已维护","国械注准20173030761","一次性使用无菌血管内导管辅件：导丝","一次性使用无菌血管内导管辅件:导丝","06Cr19Ni10牌号的奥氏体不锈钢","深圳市益心达医学新技术有限公司","深圳市益心达医学新技术有限公司","C02070800300000104950000100","直径0.89mm;长度70cm;尖端构形弯头;芯丝类型:固定芯丝","SCW-GW-0.035in","直径范围:0.89mm\n长度范围:70cm"]
["16097","通用介入","12-1","12-1","造影导丝","普通型","/","长度≤180CM","已维护","国械注准20173030761","一次性使用无菌血管内导管辅件：导丝","一次性使用无菌血管内导管辅件:导丝","06Cr19Ni10牌号的奥氏体不锈钢","深圳市益心达医学新技术有限公司","深圳市益心达医学新技术有限公司","C02070800300000104950000025","直径0.81mm;长度70cm;尖端构形直头;芯丝类型:固定芯丝","SCW-GW-0.032in","直径范围:0.81mm\n长度范围:70cm"]
["16097","通用介入","12-1","12-1","造影导丝","普通型","/","长度≤180CM","已维护","国械注准20173030761","一次性使用无菌血管内导管辅件：导丝","一次性使用无菌血管内导管辅件:导丝","06Cr19Ni10牌号的奥氏体不锈钢","深圳市益心达医学新技术有限公司","深圳市益心达医学新技术有限公司","C02070800300000104950000028","直径0.81mm;长度70cm;尖端构形弯头;芯丝类型:固定芯丝","SCW-GW-0.032in","直径范围:0.81mm\n长度范围:70cm"]
["16097","通用介入","12-1","12-1","造影导丝","普通型","/","长度≤180CM","已维护","国械注准20173030761","一次性使用无菌血管内导管辅件：导丝","一次性使用无菌血管内导管辅件:导丝","06Cr19Ni10牌号的奥氏体不锈钢","深圳市益心达医学新技术有限公司","深圳市益心达医学新技术有限公司","C02070800300000104950000097","直径0.81mm;长度60cm;尖端构形弯头;芯丝类型:固定芯丝","SCW-GW-0.032in","直径范围:0.81mm\n长度范围:60cm"]
["16097","通用介入","12-1","12-1","造影导丝","普通型","/","长度≤180CM","已维护","国械注准20173030761","一次性使用无菌血管内导管辅件：导丝","一次性使用无菌血管内导管辅件:导丝","06Cr19Ni10牌号的奥氏体不锈钢","深圳市益心达医学新技术有限公司","深圳市益心达医学新技术有限公司","C02070800300000104950000098","直径0.81mm;长度60cm;尖端构形直头;芯丝类型:固定芯丝","SCW-GW-0.032in","直径范围:0.81mm\n长度范围:60cm"]
["16097","通用介入","12-1","12-1","造影导丝","普通型","/","长度≤180CM","已维护","国械注准20173030761","一次性使用无菌血管内导管辅件：导丝","一次性使用无菌血管内导管辅件:导丝","06Cr19Ni10牌号的奥氏体不锈钢","深圳市益心达医学新技术有限公司","深圳市益心达医学新技术有限公司","C02070800300000104950000070","直径0.76mm;长度90cm;尖端构形弯头;芯丝类型:固定芯丝","SCW-GW-0.030in","直径范围:0.76mm\n长度范围:90cm"]
["16097","通用介入","12-1","12-1","造影导丝","普通型","/","长度≤180CM","已维护","国械注准20173030761","一次性使用无菌血管内导管辅件：导丝","一次性使用无菌血管内导管辅件:导丝","06Cr19Ni10牌号的奥氏体不锈钢","深圳市益心达医学新技术有限公司","深圳市益心达医学新技术有限公司","C02070800300000104950000075","直径0.76mm;长度90cm;尖端构形直头;芯丝类型:固定芯丝","SCW-GW-0.030in","直径范围:0.76mm\n长度范围:90cm"]
["16097","通用介入","12-1","12-1","造影导丝","普通型","/","长度≤180CM","已维护","国械注准20173030761","一次性使用无菌血管内导管辅件：导丝","一次性使用无菌血管内导管辅件:导丝","06Cr19Ni10牌号的奥氏体不锈钢","深圳市益心达医学新技术有限公司","深圳市益心达医学新技术有限公司","C02070800300000104950000077","直径0.76mm;长度150cm;尖端构形直头;芯丝类型:固定芯丝","SCW-GW-0.030in","直径范围:0.76mm\n长度范围:150cm"]
["16097","通用介入","12-1","12-1","造影导丝","普通型","/","长度≤180CM","已维护","国械注准20173030761","一次性使用无菌血管内导管辅件：导丝","一次性使用无菌血管内导管辅件:导丝","06Cr19Ni10牌号的奥氏体不锈钢","深圳市益心达医学新技术有限公司","深圳市益心达医学新技术有限公司","C02070800300000104950000078","直径0.76mm;长度150cm;尖端构形弯头;芯丝类型:固定芯丝","SCW-GW-0.030in","直径范围:0.76mm\n长度范围:150cm"]
["16097","通用介入","12-1","12-1","造影导丝","普通型","/","长度≤180CM","已维护","国械注准20173030761","一次性使用无菌血管内导管辅件：导丝","一次性使用无菌血管内导管辅件:导丝","06Cr19Ni10牌号的奥氏体不锈钢","深圳市益心达医学新技术有限公司","深圳市益心达医学新技术有限公司","C02070800300000104950000027","直径0.64mm;长度90cm;尖端构形弯头;芯丝类型:固定芯丝","SCW-GW-0.025in","直径范围:0.64mm\n长度范围:90cm"]
["16097","通用介入","12-1","12-1","造影导丝","普通型","/","长度≤180CM","已维护","国械注准20173030761","一次性使用无菌血管内导管辅件：导丝","一次性使用无菌血管内导管辅件:导丝","06Cr19Ni10牌号的奥氏体不锈钢","深圳市益心达医学新技术有限公司","深圳市益心达医学新技术有限公司","C02070800300000104950000032","直径0.64mm;长度90cm;尖端构形直头;芯丝类型:固定芯丝","SCW-GW-0.025in","直径范围:0.64mm\n长度范围:90cm"]
["16097","通用介入","12-1","12-1","造影导丝","普通型","/","长度≤180CM","已维护","国械注准20173030761","一次性使用无菌血管内导管辅件：导丝","一次性使用无菌血管内导管辅件:导丝","06Cr19Ni10牌号的奥氏体不锈钢","深圳市益心达医学新技术有限公司","深圳市益心达医学新技术有限公司","C02070800300000104950000039","直径0.64mm;长度150cm;尖端构形弯头;芯丝类型:固定芯丝","SCW-GW-0.025in","直径范围:0.64mm\n长度范围:150cm"]
["16097","通用介入","12-1","12-1","造影导丝","普通型","/","长度≤180CM","已维护","国械注准20173030761","一次性使用无菌血管内导管辅件：导丝","一次性使用无菌血管内导管辅件:导丝","06Cr19Ni10牌号的奥氏体不锈钢","深圳市益心达医学新技术有限公司","深圳市益心达医学新技术有限公司","C02070800300000104950000047","直径0.64mm;长度150cm;尖端构形直头;芯丝类型:固定芯丝","SCW-GW-0.025in","直径范围:0.64mm\n长度范围:150cm"]
["16097","通用介入","12-1","12-1","造影导丝","普通型","/","长度≤180CM","已维护","国械注准20173030761","一次性使用无菌血管内导管辅件：导丝","一次性使用无菌血管内导管辅件:导丝","06Cr19Ni10牌号的奥氏体不锈钢","深圳市益心达医学新技术有限公司","深圳市益心达医学新技术有限公司","C02070800300000104950000081","直径0.54mm;长度45cm;尖端构形弯头;芯丝类型:固定芯丝","SCW-GW-0.021in","直径范围:0.54mm\n长度范围:45cm"]
["16097","通用介入","12-1","12-1","造影导丝","普通型","/","长度≤180CM","已维护","国械注准20173030761","一次性使用无菌血管内导管辅件：导丝","一次性使用无菌血管内导管辅件:导丝","06Cr19Ni10牌号的奥氏体不锈钢","深圳市益心达医学新技术有限公司","深圳市益心达医学新技术有限公司","C02070800300000104950000084","直径0.54mm;长度45cm;尖端构形直头;芯丝类型:固定芯丝","SCW-GW-0.021in","直径范围:0.54mm\n长度范围:45cm"]
["16097","通用介入","12-1","12-1","造影导丝","普通型","/","长度≤180CM","已维护","国械注准20173030761","一次性使用无菌血管内导管辅件：导丝","一次性使用无菌血管内导管辅件:导丝","06Cr19Ni10牌号的奥氏体不锈钢","深圳市益心达医学新技术有限公司","深圳市益心达医学新技术有限公司","C02070800300000104950000089","直径0.54mm;长度60cm;尖端构形弯头;芯丝类型:固定芯丝","SCW-GW-0.021in","直径范围:0.54mm\n长度范围:60cm"]
["16097","通用介入","12-1","12-1","造影导丝","普通型","/","长度≤180CM","已维护","国械注准20173030761","一次性使用无菌血管内导管辅件：导丝","一次性使用无菌血管内导管辅件:导丝","06Cr19Ni10牌号的奥氏体不锈钢","深圳市益心达医学新技术有限公司","深圳市益心达医学新技术有限公司","C02070800300000104950000091","直径0.54mm;长度60cm;尖端构形直头;芯丝类型:固定芯丝","SCW-GW-0.021in","直径范围:0.54mm\n长度范围:60cm"]
["16100","通用介入","12-1","12-2","造影导丝","普通型","/","长度＞180CM","已维护","粤械注准20252030699","硬导丝","硬导丝","304不锈钢、聚四氟乙烯等","深圳麦普奇医疗科技有限公司","深圳麦普奇医疗科技有限公司","C02022100300000093440000046","AGW-35-3.5-260JN","AGW-35-3.5-260JN",""]
["16100","通用介入","12-1","12-2","造影导丝","普通型","/","长度＞180CM","已维护","粤械注准20252030699","硬导丝","硬导丝","304不锈钢、聚四氟乙烯等","深圳麦普奇医疗科技有限公司","深圳麦普奇医疗科技有限公司","C02022100300000093440000042","AGW-35-3.5-260SN","AGW-35-3.5-260SN",""]
["16100","通用介入","12-1","12-2","造影导丝","普通型","/","长度＞180CM","已维护","粤械注准20252030699","硬导丝","硬导丝","304不锈钢、聚四氟乙烯等","深圳麦普奇医疗科技有限公司","深圳麦普奇医疗科技有限公司","C02022100300000093440000043","AGW-32-3.5-260JN","AGW-32-3.5-260JN",""]
["16100","通用介入","12-1","12-2","造影导丝","普通型","/","长度＞180CM","已维护","粤械注准20252030699","硬导丝","硬导丝","304不锈钢、聚四氟乙烯等","深圳麦普奇医疗科技有限公司","深圳麦普奇医疗科技有限公司","C02022100300000093440000050","AGW-32-3.5-260SN","AGW-32-3.5-260SN",""]
["16104","通用介入","12-1","12-2","造影导丝","普通型","/","长度＞180CM","已维护","国械注准20173030761","一次性使用无菌血管内导管辅件：导丝","一次性使用无菌血管内导管辅件:导丝","06Cr19Ni10牌号的奥氏体不锈钢","深圳市益心达医学新技术有限公司","深圳市益心达医学新技术有限公司","C02070800300000104950000067","直径0.89mm;长度190cm;尖端构形直头;芯丝类型:固定芯丝","SCW-GW-0.035in","直径范围:0.89mm\n长度范围:190cm"]
["16104","通用介入","12-1","12-2","造影导丝","普通型","/","长度＞180CM","已维护","国械注准20173030761","一次性使用无菌血管内导管辅件：导丝","一次性使用无菌血管内导管辅件:导丝","06Cr19Ni10牌号的奥氏体不锈钢","深圳市益心达医学新技术有限公司","深圳市益心达医学新技术有限公司","C02070800300000104950000068","直径0.89mm;长度190cm;尖端构形弯头;芯丝类型:固定芯丝","SCW-GW-0.035in","直径范围:0.89mm\n长度范围:190cm"]
["16104","通用介入","12-1","12-2","造影导丝","普通型","/","长度＞180CM","已维护","国械注准20173030761","一次性使用无菌血管内导管辅件：导丝","一次性使用无菌血管内导管辅件:导丝","06Cr19Ni10牌号的奥氏体不锈钢","深圳市益心达医学新技术有限公司","深圳市益心达医学新技术有限公司","C02070800300000104950000045","直径0.81mm;长度260cm;尖端构形直头;芯丝类型:固定芯丝","SCW-DS-0.032in","直径范围:0.81mm\n长度范围:260cm"]
["16104","通用介入","12-1","12-2","造影导丝","普通型","/","长度＞180CM","已维护","国械注准20173030761","一次性使用无菌血管内导管辅件：导丝","一次性使用无菌血管内导管辅件:导丝","06Cr19Ni10牌号的奥氏体不锈钢","深圳市益心达医学新技术有限公司","深圳市益心达医学新技术有限公司","C02070800300000104950000057","直径0.81mm;长度260cm;尖端构形弯头;芯丝类型:固定芯丝","SCW-DS-0.032in","直径范围:0.81mm\n长度范围:260cm"]
["16107","通用介入","17","17","血管止血装置","非侵入式","/","/","已维护","鲁械注准20232141099","桡动脉压迫止血器","桡动脉压迫止血器","","山东安得医疗用品股份有限公司","山东安得医疗用品股份有限公司","C02071207300003115610000017","RYZ-10050B","RYZ-10050B",""]
["16107","通用介入","17","17","血管止血装置","非侵入式","/","/","已维护","鲁械注准20232141099","桡动脉压迫止血器","桡动脉压迫止血器","","山东安得医疗用品股份有限公司","山东安得医疗用品股份有限公司","C02071207300003115610000014","RYZ-15050A","RYZ-15050A",""]
["16107","通用介入","17","17","血管止血装置","非侵入式","/","/","已维护","鲁械注准20232141099","桡动脉压迫止血器","桡动脉压迫止血器","","山东安得医疗用品股份有限公司","山东安得医疗用品股份有限公司","C02071207300003115610000010","RYZ-12040A","RYZ-12040A",""]
["16107","通用介入","17","17","血管止血装置","非侵入式","/","/","已维护","鲁械注准20232141099","桡动脉压迫止血器","桡动脉压迫止血器","","山东安得医疗用品股份有限公司","山东安得医疗用品股份有限公司","C02071207300003115610000016","RYZ-10050A","RYZ-10050A",""]
["16107","通用介入","17","17","血管止血装置","非侵入式","/","/","已维护","鲁械注准20232141099","桡动脉压迫止血器","桡动脉压迫止血器","","山东安得医疗用品股份有限公司","山东安得医疗用品股份有限公司","C02071207300003115610000022","RYZ-8039A","RYZ-8039A",""]
["16111","通用介入","17","17","血管止血装置","非侵入式","/","/","已维护","鲁械注准20252140014","桡动脉压迫止血器","桡动脉压迫止血器","","山东安得医疗用品股份有限公司","山东安得医疗用品股份有限公司","C02071207300003115610000049","AB5","AB5",""]
["16111","通用介入","17","17","血管止血装置","非侵入式","/","/","已维护","鲁械注准20252140014","桡动脉压迫止血器","桡动脉压迫止血器","","山东安得医疗用品股份有限公司","山东安得医疗用品股份有限公司","C02071207300003115610000048","AS2","AS2",""]
["16111","通用介入","17","17","血管止血装置","非侵入式","/","/","已维护","鲁械注准20252140014","桡动脉压迫止血器","桡动脉压迫止血器","","山东安得医疗用品股份有限公司","山东安得医疗用品股份有限公司","C02071207300003115610000047","ASD1","ASD1",""]
["16111","通用介入","17","17","血管止血装置","非侵入式","/","/","已维护","鲁械注准20252140014","桡动脉压迫止血器","桡动脉压迫止血器","","山东安得医疗用品股份有限公司","山东安得医疗用品股份有限公司","C02071207300003115610000046","ASD3","ASD3",""]
["16111","通用介入","17","17","血管止血装置","非侵入式","/","/","已维护","鲁械注准20252140014","桡动脉压迫止血器","桡动脉压迫止血器","","山东安得医疗用品股份有限公司","山东安得医疗用品股份有限公司","C02071207300003115610000045","AB4","AB4",""]
["16111","通用介入","17","17","血管止血装置","非侵入式","/","/","已维护","鲁械注准20252140014","桡动脉压迫止血器","桡动脉压迫止血器","","山东安得医疗用品股份有限公司","山东安得医疗用品股份有限公司","C02071207300003115610000044","AB3","AB3",""]
["16111","通用介入","17","17","血管止血装置","非侵入式","/","/","已维护","鲁械注准20252140014","桡动脉压迫止血器","桡动脉压迫止血器","","山东安得医疗用品股份有限公司","山东安得医疗用品股份有限公司","C02071207300003115610000043","AS4","AS4",""]
["16111","通用介入","17","17","血管止血装置","非侵入式","/","/","已维护","鲁械注准20252140014","桡动脉压迫止血器","桡动脉压迫止血器","","山东安得医疗用品股份有限公司","山东安得医疗用品股份有限公司","C02071207300003115610000042","ASD4","ASD4",""]
["16111","通用介入","17","17","血管止血装置","非侵入式","/","/","已维护","鲁械注准20252140014","桡动脉压迫止血器","桡动脉压迫止血器","","山东安得医疗用品股份有限公司","山东安得医疗用品股份有限公司","C02071207300003115610000041","AS1","AS1",""]
["16113","通用介入","3-1","3-3","中心静脉导管类","经外周中心静脉导管（PICC）","普通型","12cm＜长度＜50cm-单腔","已维护","国械注准20153030522","经外周中心静脉导管套装","经外周中心静脉导管套装","硅胶","山东百多安医疗器械股份有限公司","山东百多安医疗器械股份有限公司","C02070300402005054840000051","4F开口35cm","预连接塞丁格型","管径范围（4F),长度范围（35cm)，材质硅胶"]
["16114","通用介入","14","14","血管鞘","普通型","/","/","已维护","国械注准20143032091","一次性使用无菌导管鞘","一次性使用无菌导管鞘","动脉导管鞘和普通静脉导管鞘鞘管由氟乙丙烯（FEP）制造，可撕裂静脉导管鞘鞘管由聚氨酯（PU）制造","佛山特种医用导管有限责任公司","佛山特种医用导管有限责任公司","C02071001500000094790000019","股动脉导管鞘   Ｆ1－8Ｆr×10cm","股动脉导管鞘   Ｆ1－8Ｆr×10cm",""]
["16114","通用介入","14","14","血管鞘","普通型","/","/","已维护","国械注准20143032091","一次性使用无菌导管鞘","一次性使用无菌导管鞘","动脉导管鞘和普通静脉导管鞘鞘管由氟乙丙烯（FEP）制造，可撕裂静脉导管鞘鞘管由聚氨酯（PU）制造","佛山特种医用导管有限责任公司","佛山特种医用导管有限责任公司","C02071001500000094790000014","股动脉导管鞘   Ｆ1－6Ｆr×10cm","股动脉导管鞘   Ｆ1－6Ｆr×10cm",""]
["16114","通用介入","14","14","血管鞘","普通型","/","/","已维护","国械注准20143032091","一次性使用无菌导管鞘","一次性使用无菌导管鞘","动脉导管鞘和普通静脉导管鞘鞘管由氟乙丙烯（FEP）制造，可撕裂静脉导管鞘鞘管由聚氨酯（PU）制造","佛山特种医用导管有限责任公司","佛山特种医用导管有限责任公司","C02071001500000094790000182","股动脉导管鞘   Ｆ1－5Ｆr×10cm","股动脉导管鞘   Ｆ1－5Ｆr×10cm",""]
["16114","通用介入","14","14","血管鞘","普通型","/","/","已维护","国械注准20143032091","一次性使用无菌导管鞘","一次性使用无菌导管鞘","动脉导管鞘和普通静脉导管鞘鞘管由氟乙丙烯（FEP）制造，可撕裂静脉导管鞘鞘管由聚氨酯（PU）制造","佛山特种医用导管有限责任公司","佛山特种医用导管有限责任公司","C02071001500000094790000741","R1-6Fr×20cmA","R1-6Fr×20cmA",""]
["16114","通用介入","14","14","血管鞘","普通型","/","/","已维护","国械注准20143032091","一次性使用无菌导管鞘","一次性使用无菌导管鞘","动脉导管鞘和普通静脉导管鞘鞘管由氟乙丙烯（FEP）制造，可撕裂静脉导管鞘鞘管由聚氨酯（PU）制造","佛山特种医用导管有限责任公司","佛山特种医用导管有限责任公司","C02071001500000094790000673","R1-6Fr×16cmA","R1-6Fr×16cmA",""]
["16114","通用介入","14","14","血管鞘","普通型","/","/","已维护","国械注准20143032091","一次性使用无菌导管鞘","一次性使用无菌导管鞘","动脉导管鞘和普通静脉导管鞘鞘管由氟乙丙烯（FEP）制造，可撕裂静脉导管鞘鞘管由聚氨酯（PU）制造","佛山特种医用导管有限责任公司","佛山特种医用导管有限责任公司","C02071001500000094790000678","R1-6Fr×10cmA","R1-6Fr×10cmA",""]
["16114","通用介入","14","14","血管鞘","普通型","/","/","已维护","国械注准20143032091","一次性使用无菌导管鞘","一次性使用无菌导管鞘","动脉导管鞘和普通静脉导管鞘鞘管由氟乙丙烯（FEP）制造，可撕裂静脉导管鞘鞘管由聚氨酯（PU）制造","佛山特种医用导管有限责任公司","佛山特种医用导管有限责任公司","C02071001500000094790000685","R1-6Fr×25cmA","R1-6Fr×25cmA",""]
["16114","通用介入","14","14","血管鞘","普通型","/","/","已维护","国械注准20143032091","一次性使用无菌导管鞘","一次性使用无菌导管鞘","动脉导管鞘和普通静脉导管鞘鞘管由氟乙丙烯（FEP）制造，可撕裂静脉导管鞘鞘管由聚氨酯（PU）制造","佛山特种医用导管有限责任公司","佛山特种医用导管有限责任公司","C02071001500000094790000025","股动脉导管鞘    Ｆ－4Ｆr×12cm","股动脉导管鞘    Ｆ－4Ｆr×12cm",""]
["16114","通用介入","14","14","血管鞘","普通型","/","/","已维护","国械注准20143032091","一次性使用无菌导管鞘","一次性使用无菌导管鞘","动脉导管鞘和普通静脉导管鞘鞘管由氟乙丙烯（FEP）制造，可撕裂静脉导管鞘鞘管由聚氨酯（PU）制造","佛山特种医用导管有限责任公司","佛山特种医用导管有限责任公司","C02071001500000094790000041","股动脉导管鞘    Ｆ－4Ｆr×10cm","股动脉导管鞘    Ｆ－4Ｆr×10cm",""]
["16114","通用介入","14","14","血管鞘","普通型","/","/","已维护","国械注准20143032091","一次性使用无菌导管鞘","一次性使用无菌导管鞘","动脉导管鞘和普通静脉导管鞘鞘管由氟乙丙烯（FEP）制造，可撕裂静脉导管鞘鞘管由聚氨酯（PU）制造","佛山特种医用导管有限责任公司","佛山特种医用导管有限责任公司","C02071001500000094790000022","股动脉导管鞘    Ｆ－4Ｆr×8.5cm","股动脉导管鞘    Ｆ－4Ｆr×8.5cm",""]
["16114","通用介入","14","14","血管鞘","普通型","/","/","已维护","国械注准20143032091","一次性使用无菌导管鞘","一次性使用无菌导管鞘","动脉导管鞘和普通静脉导管鞘鞘管由氟乙丙烯（FEP）制造，可撕裂静脉导管鞘鞘管由聚氨酯（PU）制造","佛山特种医用导管有限责任公司","佛山特种医用导管有限责任公司","C02071001500000094790000072","股动脉导管鞘    Ｆ－4Ｆr×5cm","股动脉导管鞘    Ｆ－4Ｆr×5cm",""]
["16114","通用介入","14","14","血管鞘","普通型","/","/","已维护","国械注准20143032091","一次性使用无菌导管鞘","一次性使用无菌导管鞘","动脉导管鞘和普通静脉导管鞘鞘管由氟乙丙烯（FEP）制造，可撕裂静脉导管鞘鞘管由聚氨酯（PU）制造","佛山特种医用导管有限责任公司","佛山特种医用导管有限责任公司","C02071001500000094790000166","股动脉导管鞘    Ｆ－6Ｆr×10cm","股动脉导管鞘    Ｆ－6Ｆr×10cm",""]
["16114","通用介入","14","14","血管鞘","普通型","/","/","已维护","国械注准20143032091","一次性使用无菌导管鞘","一次性使用无菌导管鞘","动脉导管鞘和普通静脉导管鞘鞘管由氟乙丙烯（FEP）制造，可撕裂静脉导管鞘鞘管由聚氨酯（PU）制造","佛山特种医用导管有限责任公司","佛山特种医用导管有限责任公司","C02071001500000094790000101","股动脉导管鞘    Ｆ－6Ｆr×5cm","股动脉导管鞘    Ｆ－6Ｆr×5cm",""]
["16114","通用介入","14","14","血管鞘","普通型","/","/","已维护","国械注准20143032091","一次性使用无菌导管鞘","一次性使用无菌导管鞘","动脉导管鞘和普通静脉导管鞘鞘管由氟乙丙烯（FEP）制造，可撕裂静脉导管鞘鞘管由聚氨酯（PU）制造","佛山特种医用导管有限责任公司","佛山特种医用导管有限责任公司","C02071001500000094790000035","股动脉导管鞘    Ｆ－7Ｆr×10cm","股动脉导管鞘    Ｆ－7Ｆr×10cm",""]
["16114","通用介入","14","14","血管鞘","普通型","/","/","已维护","国械注准20143032091","一次性使用无菌导管鞘","一次性使用无菌导管鞘","动脉导管鞘和普通静脉导管鞘鞘管由氟乙丙烯（FEP）制造，可撕裂静脉导管鞘鞘管由聚氨酯（PU）制造","佛山特种医用导管有限责任公司","佛山特种医用导管有限责任公司","C02071001500000094790000063","股动脉导管鞘    Ｆ－7Ｆr×5cm","股动脉导管鞘    Ｆ－7Ｆr×5cm",""]
["16114","通用介入","14","14","血管鞘","普通型","/","/","已维护","国械注准20143032091","一次性使用无菌导管鞘","一次性使用无菌导管鞘","动脉导管鞘和普通静脉导管鞘鞘管由氟乙丙烯（FEP）制造，可撕裂静脉导管鞘鞘管由聚氨酯（PU）制造","佛山特种医用导管有限责任公司","佛山特种医用导管有限责任公司","C02071001500000094790000177","股动脉导管鞘    Ｆ－8Ｆr×10cm","股动脉导管鞘    Ｆ－8Ｆr×10cm",""]
["16114","通用介入","14","14","血管鞘","普通型","/","/","已维护","国械注准20143032091","一次性使用无菌导管鞘","一次性使用无菌导管鞘","动脉导管鞘和普通静脉导管鞘鞘管由氟乙丙烯（FEP）制造，可撕裂静脉导管鞘鞘管由聚氨酯（PU）制造","佛山特种医用导管有限责任公司","佛山特种医用导管有限责任公司","C02071001500000094790000013","股动脉导管鞘    Ｆ－9Ｆr×10cm","股动脉导管鞘    Ｆ－9Ｆr×10cm",""]
["16114","通用介入","14","14","血管鞘","普通型","/","/","已维护","国械注准20143032091","一次性使用无菌导管鞘","一次性使用无菌导管鞘","动脉导管鞘和普通静脉导管鞘鞘管由氟乙丙烯（FEP）制造，可撕裂静脉导管鞘鞘管由聚氨酯（PU）制造","佛山特种医用导管有限责任公司","佛山特种医用导管有限责任公司","C02071001500000094790000018","股动脉导管鞘    Ｆ－10Ｆr×10cm","股动脉导管鞘    Ｆ－10Ｆr×10cm",""]
["16114","通用介入","14","14","血管鞘","普通型","/","/","已维护","国械注准20143032091","一次性使用无菌导管鞘","一次性使用无菌导管鞘","动脉导管鞘和普通静脉导管鞘鞘管由氟乙丙烯（FEP）制造，可撕裂静脉导管鞘鞘管由聚氨酯（PU）制造","佛山特种医用导管有限责任公司","佛山特种医用导管有限责任公司","C02071001500000094790000713","R-4Fr×16cmA","R-4Fr×16cmA",""]
["16114","通用介入","14","14","血管鞘","普通型","/","/","已维护","国械注准20143032091","一次性使用无菌导管鞘","一次性使用无菌导管鞘","动脉导管鞘和普通静脉导管鞘鞘管由氟乙丙烯（FEP）制造，可撕裂静脉导管鞘鞘管由聚氨酯（PU）制造","佛山特种医用导管有限责任公司","佛山特种医用导管有限责任公司","C02071001500000094790000695","R-4Fr×10cmA","R-4Fr×10cmA",""]
["16114","通用介入","14","14","血管鞘","普通型","/","/","已维护","国械注准20143032091","一次性使用无菌导管鞘","一次性使用无菌导管鞘","动脉导管鞘和普通静脉导管鞘鞘管由氟乙丙烯（FEP）制造，可撕裂静脉导管鞘鞘管由聚氨酯（PU）制造","佛山特种医用导管有限责任公司","佛山特种医用导管有限责任公司","C02071001500000094790000667","R-5Fr×25cmA","R-5Fr×25cmA",""]
["16114","通用介入","14","14","血管鞘","普通型","/","/","已维护","国械注准20143032091","一次性使用无菌导管鞘","一次性使用无菌导管鞘","动脉导管鞘和普通静脉导管鞘鞘管由氟乙丙烯（FEP）制造，可撕裂静脉导管鞘鞘管由聚氨酯（PU）制造","佛山特种医用导管有限责任公司","佛山特种医用导管有限责任公司","C02071001500000094790000671","R-5Fr×20cmA","R-5Fr×20cmA",""]
["16114","通用介入","14","14","血管鞘","普通型","/","/","已维护","国械注准20143032091","一次性使用无菌导管鞘","一次性使用无菌导管鞘","动脉导管鞘和普通静脉导管鞘鞘管由氟乙丙烯（FEP）制造，可撕裂静脉导管鞘鞘管由聚氨酯（PU）制造","佛山特种医用导管有限责任公司","佛山特种医用导管有限责任公司","C02071001500000094790000661","R-5Fr×16cmA","R-5Fr×16cmA",""]
["16114","通用介入","14","14","血管鞘","普通型","/","/","已维护","国械注准20143032091","一次性使用无菌导管鞘","一次性使用无菌导管鞘","动脉导管鞘和普通静脉导管鞘鞘管由氟乙丙烯（FEP）制造，可撕裂静脉导管鞘鞘管由聚氨酯（PU）制造","佛山特种医用导管有限责任公司","佛山特种医用导管有限责任公司","C02071001500000094790000722","R-5Fr×10cmA","R-5Fr×10cmA",""]
["16114","通用介入","14","14","血管鞘","普通型","/","/","已维护","国械注准20143032091","一次性使用无菌导管鞘","一次性使用无菌导管鞘","动脉导管鞘和普通静脉导管鞘鞘管由氟乙丙烯（FEP）制造，可撕裂静脉导管鞘鞘管由聚氨酯（PU）制造","佛山特种医用导管有限责任公司","佛山特种医用导管有限责任公司","C02071001500000094790000693","R-6Fr×25cmA","R-6Fr×25cmA",""]
["16114","通用介入","14","14","血管鞘","普通型","/","/","已维护","国械注准20143032091","一次性使用无菌导管鞘","一次性使用无菌导管鞘","动脉导管鞘和普通静脉导管鞘鞘管由氟乙丙烯（FEP）制造，可撕裂静脉导管鞘鞘管由聚氨酯（PU）制造","佛山特种医用导管有限责任公司","佛山特种医用导管有限责任公司","C02071001500000094790000659","R-6Fr×22cmA","R-6Fr×22cmA",""]
["16114","通用介入","14","14","血管鞘","普通型","/","/","已维护","国械注准20143032091","一次性使用无菌导管鞘","一次性使用无菌导管鞘","动脉导管鞘和普通静脉导管鞘鞘管由氟乙丙烯（FEP）制造，可撕裂静脉导管鞘鞘管由聚氨酯（PU）制造","佛山特种医用导管有限责任公司","佛山特种医用导管有限责任公司","C02071001500000094790000725","R-6Fr×16cmA","R-6Fr×16cmA",""]
["16114","通用介入","14","14","血管鞘","普通型","/","/","已维护","国械注准20143032091","一次性使用无菌导管鞘","一次性使用无菌导管鞘","动脉导管鞘和普通静脉导管鞘鞘管由氟乙丙烯（FEP）制造，可撕裂静脉导管鞘鞘管由聚氨酯（PU）制造","佛山特种医用导管有限责任公司","佛山特种医用导管有限责任公司","C02071001500000094790000717","R-6Fr×12cmA","R-6Fr×12cmA",""]
["16114","通用介入","14","14","血管鞘","普通型","/","/","已维护","国械注准20143032091","一次性使用无菌导管鞘","一次性使用无菌导管鞘","动脉导管鞘和普通静脉导管鞘鞘管由氟乙丙烯（FEP）制造，可撕裂静脉导管鞘鞘管由聚氨酯（PU）制造","佛山特种医用导管有限责任公司","佛山特种医用导管有限责任公司","C02071001500000094790000728","R-6Fr×10cmA","R-6Fr×10cmA",""]
["16116","通用介入","5-1","5-3","中心静脉导管类","经外周中心静脉导管（PICC）","前端三向瓣膜型","12cm＜长度＜50cm-单腔","已维护","国械注准20153030522","经外周中心静脉导管套装","经外周中心静脉导管套装","硅胶","山东百多安医疗器械股份有限公司","山东百多安医疗器械股份有限公司","C02070300402005054840000055","4F瓣膜35cm","预连接塞丁格型","管径范围（4F),长度范围（35cm)，材质硅胶"]
["16119","通用介入","22-1","22-3","压力延长管","压力延长管","/","耐压值＞800psi","已维护","粤械注准20232031229","高压延长管","高压延长管","","深圳麦普奇医疗科技有限公司","深圳麦普奇医疗科技有限公司","C02072005400000093440000001","HET-150","HET-150",""]
["16119","通用介入","22-1","22-3","压力延长管","压力延长管","/","耐压值＞800psi","已维护","粤械注准20232031229","高压延长管","高压延长管","","深圳麦普奇医疗科技有限公司","深圳麦普奇医疗科技有限公司","C02072005400000093440000002","HET-180","HET-180",""]
["16119","通用介入","22-1","22-3","压力延长管","压力延长管","/","耐压值＞800psi","已维护","粤械注准20232031229","高压延长管","高压延长管","","深圳麦普奇医疗科技有限公司","深圳麦普奇医疗科技有限公司","C02072005400000093440000003","HET-240","HET-240",""]
["16119","通用介入","22-1","22-3","压力延长管","压力延长管","/","耐压值＞800psi","已维护","粤械注准20232031229","高压延长管","高压延长管","","深圳麦普奇医疗科技有限公司","深圳麦普奇医疗科技有限公司","C02072005400000093440000007","HET-120","HET-120",""]
["16119","通用介入","22-1","22-3","压力延长管","压力延长管","/","耐压值＞800psi","已维护","粤械注准20232031229","高压延长管","高压延长管","","深圳麦普奇医疗科技有限公司","深圳麦普奇医疗科技有限公司","C02072005400000093440000006","HET-90","HET-90",""]
["16119","通用介入","22-1","22-3","压力延长管","压力延长管","/","耐压值＞800psi","已维护","粤械注准20232031229","高压延长管","高压延长管","","深圳麦普奇医疗科技有限公司","深圳麦普奇医疗科技有限公司","C02072005400000093440000005","HET-60","HET-60",""]
["16121","通用介入","6-1","6-1","输液港","静脉型","/","非耐高压型","已维护","国械注准20193140125","植入式给药装置及附件","植入式给药装置及附件","植入式给药装置中导管和自密封弹性膜采用医用硅橡胶材料制造","佛山特种医用导管有限责任公司","佛山特种医用导管有限责任公司","C02070407200004094790000154","II-5Fr×60cmBS","II-5Fr×60cmBS",""]
["16121","通用介入","6-1","6-1","输液港","静脉型","/","非耐高压型","已维护","国械注准20193140125","植入式给药装置及附件","植入式给药装置及附件","植入式给药装置中导管和自密封弹性膜采用医用硅橡胶材料制造","佛山特种医用导管有限责任公司","佛山特种医用导管有限责任公司","C02070407200004094790000153","II-5Fr×65cmBS","II-5Fr×65cmBS",""]
["16121","通用介入","6-1","6-1","输液港","静脉型","/","非耐高压型","已维护","国械注准20193140125","植入式给药装置及附件","植入式给药装置及附件","植入式给药装置中导管和自密封弹性膜采用医用硅橡胶材料制造","佛山特种医用导管有限责任公司","佛山特种医用导管有限责任公司","C02070407200004094790000161","II-6.6Fr×50cmB","II-6.6Fr×50cmB",""]
["16121","通用介入","6-1","6-1","输液港","静脉型","/","非耐高压型","已维护","国械注准20193140125","植入式给药装置及附件","植入式给药装置及附件","植入式给药装置中导管和自密封弹性膜采用医用硅橡胶材料制造","佛山特种医用导管有限责任公司","佛山特种医用导管有限责任公司","C02070407200004094790000159","II-6.6Fr×40cmB","II-6.6Fr×40cmB",""]
["16126","通用介入","22-1","22-1","压力延长管","压力延长管","/","300psi≤耐压值≤500psi","已维护","国械注准20173140966","一次性使用延长管","一次性使用延长管","管体由聚氨酯制造；导管夹由聚甲醛制造；外圆锥接头和内圆锥接头由聚碳酸酯制造","佛山特种医用导管有限责任公司","佛山特种医用导管有限责任公司","C02072005400000094790000010","C08-2112-5(有效长度：100cm )","高压延长管",""]
["16126","通用介入","22-1","22-1","压力延长管","压力延长管","/","300psi≤耐压值≤500psi","已维护","国械注准20173140966","一次性使用延长管","一次性使用延长管","管体由聚氨酯制造；导管夹由聚甲醛制造；外圆锥接头和内圆锥接头由聚碳酸酯制造","佛山特种医用导管有限责任公司","佛山特种医用导管有限责任公司","C02072005400000094790000016","C08-2112-5(有效长度：150cm )","高压延长管",""]
["16126","通用介入","22-1","22-1","压力延长管","压力延长管","/","300psi≤耐压值≤500psi","已维护","国械注准20173140966","一次性使用延长管","一次性使用延长管","管体由聚氨酯制造；导管夹由聚甲醛制造；外圆锥接头和内圆锥接头由聚碳酸酯制造","佛山特种医用导管有限责任公司","佛山特种医用导管有限责任公司","C02072005400000094790000044","C08-2112-5(有效长度：120cm )","高压延长管",""]
["16126","通用介入","22-1","22-1","压力延长管","压力延长管","/","300psi≤耐压值≤500psi","已维护","国械注准20173140966","一次性使用延长管","一次性使用延长管","管体由聚氨酯制造；导管夹由聚甲醛制造；外圆锥接头和内圆锥接头由聚碳酸酯制造","佛山特种医用导管有限责任公司","佛山特种医用导管有限责任公司","C02072005400000094790000072","C08-2112-5(有效长度：200cm )","高压延长管",""]
["16126","通用介入","22-1","22-1","压力延长管","压力延长管","/","300psi≤耐压值≤500psi","已维护","国械注准20173140966","一次性使用延长管","一次性使用延长管","管体由聚氨酯制造；导管夹由聚甲醛制造；外圆锥接头和内圆锥接头由聚碳酸酯制造","佛山特种医用导管有限责任公司","佛山特种医用导管有限责任公司","C02072005400000094790000082","C08-2112-5(有效长度：50cm )","高压延长管",""]
["16126","通用介入","22-1","22-1","压力延长管","压力延长管","/","300psi≤耐压值≤500psi","已维护","国械注准20173140966","一次性使用延长管","一次性使用延长管","管体由聚氨酯制造；导管夹由聚甲醛制造；外圆锥接头和内圆锥接头由聚碳酸酯制造","佛山特种医用导管有限责任公司","佛山特种医用导管有限责任公司","C02072005400000094790000070","C08-2112-5(有效长度：40cm )","高压延长管",""]
["16126","通用介入","22-1","22-1","压力延长管","压力延长管","/","300psi≤耐压值≤500psi","已维护","国械注准20173140966","一次性使用延长管","一次性使用延长管","管体由聚氨酯制造；导管夹由聚甲醛制造；外圆锥接头和内圆锥接头由聚碳酸酯制造","佛山特种医用导管有限责任公司","佛山特种医用导管有限责任公司","C02072005400000094790000033","C08-2112-5(有效长度：10cm )","高压延长管",""]
["16128","通用介入","14","14","血管鞘","普通型","/","/","已维护","国械注准20243031246","血管鞘","血管鞘","","山东安得医疗用品股份有限公司","山东安得医疗用品股份有限公司","C02071001500000115610000130","ASA8010P35J","ASA8010P35J",""]
["16128","通用介入","14","14","血管鞘","普通型","/","/","已维护","国械注准20243031246","血管鞘","血管鞘","","山东安得医疗用品股份有限公司","山东安得医疗用品股份有限公司","C02071001500000115610000194","ASA8010P35I","ASA8010P35I",""]
["16128","通用介入","14","14","血管鞘","普通型","/","/","已维护","国械注准20243031246","血管鞘","血管鞘","","山东安得医疗用品股份有限公司","山东安得医疗用品股份有限公司","C02071001500000115610000156","ASA8010S35I","ASA8010S35I",""]
["16128","通用介入","14","14","血管鞘","普通型","/","/","已维护","国械注准20243031246","血管鞘","血管鞘","","山东安得医疗用品股份有限公司","山东安得医疗用品股份有限公司","C02071001500000115610000062","ASA7010P35J","ASA7010P35J",""]
["16128","通用介入","14","14","血管鞘","普通型","/","/","已维护","国械注准20243031246","血管鞘","血管鞘","","山东安得医疗用品股份有限公司","山东安得医疗用品股份有限公司","C02071001500000115610000108","ASA7010P35I","ASA7010P35I",""]
["16128","通用介入","14","14","血管鞘","普通型","/","/","已维护","国械注准20243031246","血管鞘","血管鞘","","山东安得医疗用品股份有限公司","山东安得医疗用品股份有限公司","C02071001500000115610000282","ASA7010S35I","ASA7010S35I",""]
["16128","通用介入","14","14","血管鞘","普通型","/","/","已维护","国械注准20243031246","血管鞘","血管鞘","","山东安得医疗用品股份有限公司","山东安得医疗用品股份有限公司","C02071001500000115610000228","ASA6016S21I","ASA6016S21I",""]
["16128","通用介入","14","14","血管鞘","普通型","/","/","已维护","国械注准20243031246","血管鞘","血管鞘","","山东安得医疗用品股份有限公司","山东安得医疗用品股份有限公司","C02071001500000115610000163","ASA6010S21I","ASA6010S21I",""]
["16128","通用介入","14","14","血管鞘","普通型","/","/","已维护","国械注准20243031246","血管鞘","血管鞘","","山东安得医疗用品股份有限公司","山东安得医疗用品股份有限公司","C02071001500000115610000241","ASA5016S21I","ASA5016S21I",""]
["16128","通用介入","14","14","血管鞘","普通型","/","/","已维护","国械注准20243031246","血管鞘","血管鞘","","山东安得医疗用品股份有限公司","山东安得医疗用品股份有限公司","C02071001500000115610000078","ASA5010S21I","ASA5010S21I",""]
["16128","通用介入","14","14","血管鞘","普通型","/","/","已维护","国械注准20243031246","血管鞘","血管鞘","","山东安得医疗用品股份有限公司","山东安得医疗用品股份有限公司","C02071001500000115610000240","ASA6016P25I","ASA6016P25I",""]
["16128","通用介入","14","14","血管鞘","普通型","/","/","已维护","国械注准20243031246","血管鞘","血管鞘","","山东安得医疗用品股份有限公司","山东安得医疗用品股份有限公司","C02071001500000115610000188","ASA5016P25I","ASA5016P25I",""]
["16128","通用介入","14","14","血管鞘","普通型","/","/","已维护","国械注准20243031246","血管鞘","血管鞘","","山东安得医疗用品股份有限公司","山东安得医疗用品股份有限公司","C02071001500000115610000232","ASA8010S35J","ASA8010S35J",""]
["16128","通用介入","14","14","血管鞘","普通型","/","/","已维护","国械注准20243031246","血管鞘","血管鞘","","山东安得医疗用品股份有限公司","山东安得医疗用品股份有限公司","C02071001500000115610000061","ASA7010S35J","ASA7010S35J",""]
["16128","通用介入","14","14","血管鞘","普通型","/","/","已维护","国械注准20243031246","血管鞘","血管鞘","","山东安得医疗用品股份有限公司","山东安得医疗用品股份有限公司","C02071001500000115610000069","ASA5010P25I","ASA5010P25I",""]
["16128","通用介入","14","14","血管鞘","普通型","/","/","已维护","国械注准20243031246","血管鞘","血管鞘","","山东安得医疗用品股份有限公司","山东安得医疗用品股份有限公司","C02071001500000115610000116","ASA6010P25I","ASA6010P25I",""]
["16129","通用介入","8","8","输液港","腹腔型","/","/","已维护","国械注准20193140125","植入式给药装置及附件","植入式给药装置及附件","植入式给药装置中导管和自密封弹性膜采用医用硅橡胶材料制造","佛山特种医用导管有限责任公司","佛山特种医用导管有限责任公司","C02070407200003094790000023","III-12.6Fr×60cmB","III-12.6Fr×60cmB",""]
["16129","通用介入","8","8","输液港","腹腔型","/","/","已维护","国械注准20193140125","植入式给药装置及附件","植入式给药装置及附件","植入式给药装置中导管和自密封弹性膜采用医用硅橡胶材料制造","佛山特种医用导管有限责任公司","佛山特种医用导管有限责任公司","C02070407200003094790000043","III-12.6Fr×40cmB","III-12.6Fr×40cmB",""]
["16129","通用介入","8","8","输液港","腹腔型","/","/","已维护","国械注准20193140125","植入式给药装置及附件","植入式给药装置及附件","植入式给药装置中导管和自密封弹性膜采用医用硅橡胶材料制造","佛山特种医用导管有限责任公司","佛山特种医用导管有限责任公司","C02070407200003094790000018","III-12.6Fr×50cmB","III-12.6Fr×50cmB",""]
["16130","通用介入","4-1","4-1","中心静脉导管类","经外周中心静脉导管（PICC）","耐高压型","长度≥50cm-单腔","已维护","国械注进20223030406","耐高压经外周植入中心静脉导管套件及附件CATHTONG™ II PICC Catheter","耐高压经外周植入中心静脉导管套件及附件","聚氨酯","蓝滋公司L&Z US, Inc.","北京灵泽医药技术开发有限公司","C02070300401007051580000029","4141111","4141111",""]
["16130","通用介入","4-1","4-1","中心静脉导管类","经外周中心静脉导管（PICC）","耐高压型","长度≥50cm-单腔","已维护","国械注进20223030406","耐高压经外周植入中心静脉导管套件及附件CATHTONG™ II PICC Catheter","耐高压经外周植入中心静脉导管套件及附件","聚氨酯","蓝滋公司L&Z US, Inc.","北京灵泽医药技术开发有限公司","C02070300401007051580000030","3131111","3131111",""]
["16131","通用介入","17","17","血管止血装置","非侵入式","/","/","已维护","豫械注准20182140180","一次性动脉压迫止血器","一次性动脉压迫止血器","透明ABS","河南医仁医疗器械有限公司","河南医仁医疗器械有限公司","C02071207300003112300000001","AC-110-1","A型",""]
["16133","通用介入","19","19","三联三通","三联三通","/","/","已维护","国械注准20233141263","一次性使用连通板","一次性使用连通板","","山东安得医疗用品股份有限公司","山东安得医疗用品股份有限公司","C02071605400000115610000012","SN01-3","SN01-3",""]
["16133","通用介入","19","19","三联三通","三联三通","/","/","已维护","国械注准20233141263","一次性使用连通板","一次性使用连通板","","山东安得医疗用品股份有限公司","山东安得医疗用品股份有限公司","C02071605400000115610000001","SY01-3","SY01-3",""]
["16134","通用介入","22-1","22-1","压力延长管","压力延长管","/","300psi≤耐压值≤500psi","已维护","国械注准20233141257","一次性使用压力延长管","一次性使用压力延长管","","山东安得医疗用品股份有限公司","山东安得医疗用品股份有限公司","C02072005400000115610000124","AT03B090E","AT03B090E",""]
["16134","通用介入","22-1","22-1","压力延长管","压力延长管","/","300psi≤耐压值≤500psi","已维护","国械注准20233141257","一次性使用压力延长管","一次性使用压力延长管","","山东安得医疗用品股份有限公司","山东安得医疗用品股份有限公司","C02072005400000115610000099","AT03B200E","AT03B200E",""]
["16134","通用介入","22-1","22-1","压力延长管","压力延长管","/","300psi≤耐压值≤500psi","已维护","国械注准20233141257","一次性使用压力延长管","一次性使用压力延长管","","山东安得医疗用品股份有限公司","山东安得医疗用品股份有限公司","C02072005400000115610000089","AT03B250E","AT03B250E",""]
["16134","通用介入","22-1","22-1","压力延长管","压力延长管","/","300psi≤耐压值≤500psi","已维护","国械注准20233141257","一次性使用压力延长管","一次性使用压力延长管","","山东安得医疗用品股份有限公司","山东安得医疗用品股份有限公司","C02072005400000115610000088","AT03B030E","AT03B030E",""]
["16134","通用介入","22-1","22-1","压力延长管","压力延长管","/","300psi≤耐压值≤500psi","已维护","国械注准20233141257","一次性使用压力延长管","一次性使用压力延长管","","山东安得医疗用品股份有限公司","山东安得医疗用品股份有限公司","C02072005400000115610000087","AT03B120E","AT03B120E",""]
["16134","通用介入","22-1","22-1","压力延长管","压力延长管","/","300psi≤耐压值≤500psi","已维护","国械注准20233141257","一次性使用压力延长管","一次性使用压力延长管","","山东安得医疗用品股份有限公司","山东安得医疗用品股份有限公司","C02072005400000115610000084","AT03B150E","AT03B150E",""]
["16134","通用介入","22-1","22-1","压力延长管","压力延长管","/","300psi≤耐压值≤500psi","已维护","国械注准20233141257","一次性使用压力延长管","一次性使用压力延长管","","山东安得医疗用品股份有限公司","山东安得医疗用品股份有限公司","C02072005400000115610000050","AT03B060E","AT03B060E",""]
["16135","通用介入","22-1","22-2","压力延长管","压力延长管","/","500psi＜耐压值≤800psi","已维护","国械注准20233141257","一次性使用压力延长管","一次性使用压力延长管","","山东安得医疗用品股份有限公司","山东安得医疗用品股份有限公司","C02072005400000115610000119","AT06B250E","AT06B250E",""]
["16135","通用介入","22-1","22-2","压力延长管","压力延长管","/","500psi＜耐压值≤800psi","已维护","国械注准20233141257","一次性使用压力延长管","一次性使用压力延长管","","山东安得医疗用品股份有限公司","山东安得医疗用品股份有限公司","C02072005400000115610000116","AT06B030E","AT06B030E",""]
["16135","通用介入","22-1","22-2","压力延长管","压力延长管","/","500psi＜耐压值≤800psi","已维护","国械注准20233141257","一次性使用压力延长管","一次性使用压力延长管","","山东安得医疗用品股份有限公司","山东安得医疗用品股份有限公司","C02072005400000115610000096","AT06B120E","AT06B120E",""]
["16135","通用介入","22-1","22-2","压力延长管","压力延长管","/","500psi＜耐压值≤800psi","已维护","国械注准20233141257","一次性使用压力延长管","一次性使用压力延长管","","山东安得医疗用品股份有限公司","山东安得医疗用品股份有限公司","C02072005400000115610000075","AT06B150E","AT06B150E",""]
["16135","通用介入","22-1","22-2","压力延长管","压力延长管","/","500psi＜耐压值≤800psi","已维护","国械注准20233141257","一次性使用压力延长管","一次性使用压力延长管","","山东安得医疗用品股份有限公司","山东安得医疗用品股份有限公司","C02072005400000115610000055","AT06B090E","AT06B090E",""]
["16135","通用介入","22-1","22-2","压力延长管","压力延长管","/","500psi＜耐压值≤800psi","已维护","国械注准20233141257","一次性使用压力延长管","一次性使用压力延长管","","山东安得医疗用品股份有限公司","山东安得医疗用品股份有限公司","C02072005400000115610000053","AT06B200E","AT06B200E",""]
["16135","通用介入","22-1","22-2","压力延长管","压力延长管","/","500psi＜耐压值≤800psi","已维护","国械注准20233141257","一次性使用压力延长管","一次性使用压力延长管","","山东安得医疗用品股份有限公司","山东安得医疗用品股份有限公司","C02072005400000115610000052","AT06B060E","AT06B060E",""]
["16136","通用介入","22-1","22-3","压力延长管","压力延长管","/","耐压值＞800psi","已维护","国械注准20233141257","一次性使用压力延长管","一次性使用压力延长管","","山东安得医疗用品股份有限公司","山东安得医疗用品股份有限公司","C02072005400000115610000108","AT12B150E","AT12B150E",""]
["16136","通用介入","22-1","22-3","压力延长管","压力延长管","/","耐压值＞800psi","已维护","国械注准20233141257","一次性使用压力延长管","一次性使用压力延长管","","山东安得医疗用品股份有限公司","山东安得医疗用品股份有限公司","C02072005400000115610000077","AT12B120E","AT12B120E",""]
["16136","通用介入","22-1","22-3","压力延长管","压力延长管","/","耐压值＞800psi","已维护","国械注准20233141257","一次性使用压力延长管","一次性使用压力延长管","","山东安得医疗用品股份有限公司","山东安得医疗用品股份有限公司","C02072005400000115610000068","AT12B250E","AT12B250E",""]
["16136","通用介入","22-1","22-3","压力延长管","压力延长管","/","耐压值＞800psi","已维护","国械注准20233141257","一次性使用压力延长管","一次性使用压力延长管","","山东安得医疗用品股份有限公司","山东安得医疗用品股份有限公司","C02072005400000115610000057","AT12B200E","AT12B200E",""]
["16144","通用介入","4-1","4-2","中心静脉导管类","经外周中心静脉导管（PICC）","耐高压型","长度≥50cm-多腔型","已维护","国械注进20223030406","耐高压经外周植入中心静脉导管套件及附件CATHTONG™ II PICC Catheter","耐高压经外周植入中心静脉导管套件及附件","聚氨酯","蓝滋公司L&Z US, Inc.","北京灵泽医药技术开发有限公司","C02070300401007051580000027","5252111","5252111",""]
["16144","通用介入","4-1","4-2","中心静脉导管类","经外周中心静脉导管（PICC）","耐高压型","长度≥50cm-多腔型","已维护","国械注进20223030406","耐高压经外周植入中心静脉导管套件及附件CATHTONG™ II PICC Catheter","耐高压经外周植入中心静脉导管套件及附件","聚氨酯","蓝滋公司L&Z US, Inc.","北京灵泽医药技术开发有限公司","C02070300401007051580000028","4242111","4242111",""]
["16146","通用介入","14","14","血管鞘","普通型","/","/","已维护","苏械注准20252030686","一次性使用防逆流导管鞘组","一次性使用防逆流导管鞘组","","苏州林华医疗器械股份有限公司","苏州林华医疗器械股份有限公司","C02071001500000001060000067","131238","131238",""]
["16146","通用介入","14","14","血管鞘","普通型","/","/","已维护","苏械注准20252030686","一次性使用防逆流导管鞘组","一次性使用防逆流导管鞘组","","苏州林华医疗器械股份有限公司","苏州林华医疗器械股份有限公司","C02071001500000001060000065","151238","151238",""]
["16146","通用介入","14","14","血管鞘","普通型","/","/","已维护","苏械注准20252030686","一次性使用防逆流导管鞘组","一次性使用防逆流导管鞘组","","苏州林华医疗器械股份有限公司","苏州林华医疗器械股份有限公司","C02071001500000001060000075","161538","161538",""]
["16146","通用介入","14","14","血管鞘","普通型","/","/","已维护","苏械注准20252030686","一次性使用防逆流导管鞘组","一次性使用防逆流导管鞘组","","苏州林华医疗器械股份有限公司","苏州林华医疗器械股份有限公司","C02071001500000001060000041","557018","557018",""]
["16146","通用介入","14","14","血管鞘","普通型","/","/","已维护","苏械注准20252030686","一次性使用防逆流导管鞘组","一次性使用防逆流导管鞘组","","苏州林华医疗器械股份有限公司","苏州林华医疗器械股份有限公司","C02071001500000001060000073","601235","601235",""]
["16146","通用介入","14","14","血管鞘","普通型","/","/","已维护","苏械注准20252030686","一次性使用防逆流导管鞘组","一次性使用防逆流导管鞘组","","苏州林华医疗器械股份有限公司","苏州林华医疗器械股份有限公司","C02071001500000001060000069","651235","651235",""]
["16147","通用介入","4-1","4-1","中心静脉导管类","经外周中心静脉导管（PICC）","耐高压型","长度≥50cm-单腔","已维护","国械注准20233030390","耐高压经外周静脉穿刺中心静脉导管","耐高压经外周静脉穿刺中心静脉导管","聚氨酯","佛山特种医用导管有限责任公司","佛山特种医用导管有限责任公司","C02070300401006094790000775","65cm","HPF-4FrB-1T-4-N",""]
["16147","通用介入","4-1","4-1","中心静脉导管类","经外周中心静脉导管（PICC）","耐高压型","长度≥50cm-单腔","已维护","国械注准20233030390","耐高压经外周静脉穿刺中心静脉导管","耐高压经外周静脉穿刺中心静脉导管","聚氨酯","佛山特种医用导管有限责任公司","佛山特种医用导管有限责任公司","C02070300401006094790001389","65cm","HPF-5FrB-1T-4-N",""]
["16151","通用介入","14","14","血管鞘","普通型","/","/","已维护","国械注准20243031142","一次性使用血管穿刺套件","一次性使用血管穿刺套件","聚丙烯(PP)、共聚聚酯、不锈钢","苏州林华医疗器械股份有限公司","苏州林华医疗器械股份有限公司","C02071001500000001060000013","Q1338F","Q1338F",""]
["16151","通用介入","14","14","血管鞘","普通型","/","/","已维护","国械注准20243031142","一次性使用血管穿刺套件","一次性使用血管穿刺套件","聚丙烯(PP)、共聚聚酯、不锈钢","苏州林华医疗器械股份有限公司","苏州林华医疗器械股份有限公司","C02071001500000001060000012","Q1538F","Q1538F",""]
["16151","通用介入","14","14","血管鞘","普通型","/","/","已维护","国械注准20243031142","一次性使用血管穿刺套件","一次性使用血管穿刺套件","聚丙烯(PP)、共聚聚酯、不锈钢","苏州林华医疗器械股份有限公司","苏州林华医疗器械股份有限公司","C02071001500000001060000004","Q4514A","Q4514A",""]
["16151","通用介入","14","14","血管鞘","普通型","/","/","已维护","国械注准20243031142","一次性使用血管穿刺套件","一次性使用血管穿刺套件","聚丙烯(PP)、共聚聚酯、不锈钢","苏州林华医疗器械股份有限公司","苏州林华医疗器械股份有限公司","C02071001500000001060000014","Q5018C","Q5018C",""]
["16151","通用介入","14","14","血管鞘","普通型","/","/","已维护","国械注准20243031142","一次性使用血管穿刺套件","一次性使用血管穿刺套件","聚丙烯(PP)、共聚聚酯、不锈钢","苏州林华医疗器械股份有限公司","苏州林华医疗器械股份有限公司","C02071001500000001060000002","Q5521E","Q5521E",""]
["16151","通用介入","14","14","血管鞘","普通型","/","/","已维护","国械注准20243031142","一次性使用血管穿刺套件","一次性使用血管穿刺套件","聚丙烯(PP)、共聚聚酯、不锈钢","苏州林华医疗器械股份有限公司","苏州林华医疗器械股份有限公司","C02071001500000001060000007","Q6025F","Q6025F",""]
["16152","通用介入","9","9","造影导管","普通型","/","/","已维护","国械注准20243031787","外周血管造影导管","外周血管造影导管","","深圳市凯思特医疗科技股份有限公司","深圳市凯思特医疗科技股份有限公司","C02070100400000052240000052","PC4-080-JB2","PC4-080-JB2",""]
["16152","通用介入","9","9","造影导管","普通型","/","/","已维护","国械注准20243031787","外周血管造影导管","外周血管造影导管","","深圳市凯思特医疗科技股份有限公司","深圳市凯思特医疗科技股份有限公司","C02070100400000052240000053","PC5-125-VER","PC5-125-VER",""]
["16152","通用介入","9","9","造影导管","普通型","/","/","已维护","国械注准20243031787","外周血管造影导管","外周血管造影导管","","深圳市凯思特医疗科技股份有限公司","深圳市凯思特医疗科技股份有限公司","C02070100400000052240000054","PC5-100-UA","PC5-100-UA",""]
["16152","通用介入","9","9","造影导管","普通型","/","/","已维护","国械注准20243031787","外周血管造影导管","外周血管造影导管","","深圳市凯思特医疗科技股份有限公司","深圳市凯思特医疗科技股份有限公司","C02070100400000052240000055","PC5-080-SDH","PC5-080-SDH",""]
["16152","通用介入","9","9","造影导管","普通型","/","/","已维护","国械注准20243031787","外周血管造影导管","外周血管造影导管","","深圳市凯思特医疗科技股份有限公司","深圳市凯思特医疗科技股份有限公司","C02070100400000052240000056","PC5-100-SIM3","PC5-100-SIM3",""]
["16152","通用介入","9","9","造影导管","普通型","/","/","已维护","国械注准20243031787","外周血管造影导管","外周血管造影导管","","深圳市凯思特医疗科技股份有限公司","深圳市凯思特医疗科技股份有限公司","C02070100400000052240000057","PC4-080-MIK","PC4-080-MIK",""]
["16152","通用介入","9","9","造影导管","普通型","/","/","已维护","国械注准20243031787","外周血管造影导管","外周血管造影导管","","深圳市凯思特医疗科技股份有限公司","深圳市凯思特医疗科技股份有限公司","C02070100400000052240000058","PC5-125-JB2","PC5-125-JB2",""]
["16152","通用介入","9","9","造影导管","普通型","/","/","已维护","国械注准20243031787","外周血管造影导管","外周血管造影导管","","深圳市凯思特医疗科技股份有限公司","深圳市凯思特医疗科技股份有限公司","C02070100400000052240000059","PC5-125-SDH","PC5-125-SDH",""]
["16152","通用介入","9","9","造影导管","普通型","/","/","已维护","国械注准20243031787","外周血管造影导管","外周血管造影导管","","深圳市凯思特医疗科技股份有限公司","深圳市凯思特医疗科技股份有限公司","C02070100400000052240000060","PC5-100-RDC","PC5-100-RDC",""]
["16152","通用介入","9","9","造影导管","普通型","/","/","已维护","国械注准20243031787","外周血管造影导管","外周血管造影导管","","深圳市凯思特医疗科技股份有限公司","深圳市凯思特医疗科技股份有限公司","C02070100400000052240000061","PC4-080-STR","PC4-080-STR",""]
["16152","通用介入","9","9","造影导管","普通型","/","/","已维护","国械注准20243031787","外周血管造影导管","外周血管造影导管","","深圳市凯思特医疗科技股份有限公司","深圳市凯思特医疗科技股份有限公司","C02070100400000052240000062","PC4-125-TA","PC4-125-TA",""]
["16152","通用介入","9","9","造影导管","普通型","/","/","已维护","国械注准20243031787","外周血管造影导管","外周血管造影导管","","深圳市凯思特医疗科技股份有限公司","深圳市凯思特医疗科技股份有限公司","C02070100400000052240000063","PC4-125-SIM1","PC4-125-SIM1",""]
["16152","通用介入","9","9","造影导管","普通型","/","/","已维护","国械注准20243031787","外周血管造影导管","外周血管造影导管","","深圳市凯思特医疗科技股份有限公司","深圳市凯思特医疗科技股份有限公司","C02070100400000052240000064","PC4-100-JB2","PC4-100-JB2",""]
["16152","通用介入","9","9","造影导管","普通型","/","/","已维护","国械注准20243031787","外周血管造影导管","外周血管造影导管","","深圳市凯思特医疗科技股份有限公司","深圳市凯思特医疗科技股份有限公司","C02070100400000052240000065","PC5-080-MIK","PC5-080-MIK",""]
["16152","通用介入","9","9","造影导管","普通型","/","/","已维护","国械注准20243031787","外周血管造影导管","外周血管造影导管","","深圳市凯思特医疗科技股份有限公司","深圳市凯思特医疗科技股份有限公司","C02070100400000052240000066","PC4-100-TWS","PC4-100-TWS",""]
["16152","通用介入","9","9","造影导管","普通型","/","/","已维护","国械注准20243031787","外周血管造影导管","外周血管造影导管","","深圳市凯思特医疗科技股份有限公司","深圳市凯思特医疗科技股份有限公司","C02070100400000052240000067","PC4-080-JB1","PC4-080-JB1",""]
["16152","通用介入","9","9","造影导管","普通型","/","/","已维护","国械注准20243031787","外周血管造影导管","外周血管造影导管","","深圳市凯思特医疗科技股份有限公司","深圳市凯思特医疗科技股份有限公司","C02070100400000052240000068","PC5-100-HH3","PC5-100-HH3",""]
["16152","通用介入","9","9","造影导管","普通型","/","/","已维护","国械注准20243031787","外周血管造影导管","外周血管造影导管","","深圳市凯思特医疗科技股份有限公司","深圳市凯思特医疗科技股份有限公司","C02070100400000052240000069","PC5-080-MPA2","PC5-080-MPA2",""]
["16152","通用介入","9","9","造影导管","普通型","/","/","已维护","国械注准20243031787","外周血管造影导管","外周血管造影导管","","深圳市凯思特医疗科技股份有限公司","深圳市凯思特医疗科技股份有限公司","C02070100400000052240000070","PC5-125-RLG","PC5-125-RLG",""]
["16152","通用介入","9","9","造影导管","普通型","/","/","已维护","国械注准20243031787","外周血管造影导管","外周血管造影导管","","深圳市凯思特医疗科技股份有限公司","深圳市凯思特医疗科技股份有限公司","C02070100400000052240000071","PC4-080-HH3","PC4-080-HH3",""]
["16152","通用介入","9","9","造影导管","普通型","/","/","已维护","国械注准20243031787","外周血管造影导管","外周血管造影导管","","深圳市凯思特医疗科技股份有限公司","深圳市凯思特医疗科技股份有限公司","C02070100400000052240000072","PC5-080-SIM2","PC5-080-SIM2",""]
["16152","通用介入","9","9","造影导管","普通型","/","/","已维护","国械注准20243031787","外周血管造影导管","外周血管造影导管","","深圳市凯思特医疗科技股份有限公司","深圳市凯思特医疗科技股份有限公司","C02070100400000052240000073","PC5-100-HH1","PC5-100-HH1",""]
["16152","通用介入","9","9","造影导管","普通型","/","/","已维护","国械注准20243031787","外周血管造影导管","外周血管造影导管","","深圳市凯思特医疗科技股份有限公司","深圳市凯思特医疗科技股份有限公司","C02070100400000052240000074","PC4-080-VER","PC4-080-VER",""]
["16152","通用介入","9","9","造影导管","普通型","/","/","已维护","国械注准20243031787","外周血管造影导管","外周血管造影导管","","深圳市凯思特医疗科技股份有限公司","深圳市凯思特医疗科技股份有限公司","C02070100400000052240000075","PC4-080-TWS","PC4-080-TWS",""]
["16152","通用介入","9","9","造影导管","普通型","/","/","已维护","国械注准20243031787","外周血管造影导管","外周血管造影导管","","深圳市凯思特医疗科技股份有限公司","深圳市凯思特医疗科技股份有限公司","C02070100400000052240000076","PC4-080-PIG","PC4-080-PIG",""]
["16152","通用介入","9","9","造影导管","普通型","/","/","已维护","国械注准20243031787","外周血管造影导管","外周血管造影导管","","深圳市凯思特医疗科技股份有限公司","深圳市凯思特医疗科技股份有限公司","C02070100400000052240000077","PC4-080-RLG","PC4-080-RLG",""]
["16152","通用介入","9","9","造影导管","普通型","/","/","已维护","国械注准20243031787","外周血管造影导管","外周血管造影导管","","深圳市凯思特医疗科技股份有限公司","深圳市凯思特医疗科技股份有限公司","C02070100400000052240000078","PC4-100-STR","PC4-100-STR",""]
["16152","通用介入","9","9","造影导管","普通型","/","/","已维护","国械注准20243031787","外周血管造影导管","外周血管造影导管","","深圳市凯思特医疗科技股份有限公司","深圳市凯思特医疗科技股份有限公司","C02070100400000052240000079","PC4-080-CB2","PC4-080-CB2",""]
["16152","通用介入","9","9","造影导管","普通型","/","/","已维护","国械注准20243031787","外周血管造影导管","外周血管造影导管","","深圳市凯思特医疗科技股份有限公司","深圳市凯思特医疗科技股份有限公司","C02070100400000052240000080","PC5-080-HH1","PC5-080-HH1",""]
["16152","通用介入","9","9","造影导管","普通型","/","/","已维护","国械注准20243031787","外周血管造影导管","外周血管造影导管","","深圳市凯思特医疗科技股份有限公司","深圳市凯思特医疗科技股份有限公司","C02070100400000052240000081","PC5-125-PIG","PC5-125-PIG",""]
["16152","通用介入","9","9","造影导管","普通型","/","/","已维护","国械注准20243031787","外周血管造影导管","外周血管造影导管","","深圳市凯思特医疗科技股份有限公司","深圳市凯思特医疗科技股份有限公司","C02070100400000052240000082","PC5-100-RT","PC5-100-RT",""]
["16152","通用介入","9","9","造影导管","普通型","/","/","已维护","国械注准20243031787","外周血管造影导管","外周血管造影导管","","深圳市凯思特医疗科技股份有限公司","深圳市凯思特医疗科技股份有限公司","C02070100400000052240000083","PC4-125-JB2","PC4-125-JB2",""]
["16152","通用介入","9","9","造影导管","普通型","/","/","已维护","国械注准20243031787","外周血管造影导管","外周血管造影导管","","深圳市凯思特医疗科技股份有限公司","深圳市凯思特医疗科技股份有限公司","C02070100400000052240000084","PC4-100-RC","PC4-100-RC",""]
["16152","通用介入","9","9","造影导管","普通型","/","/","已维护","国械注准20243031787","外周血管造影导管","外周血管造影导管","","深圳市凯思特医疗科技股份有限公司","深圳市凯思特医疗科技股份有限公司","C02070100400000052240000085","PC5-125-HH3","PC5-125-HH3",""]
["16152","通用介入","9","9","造影导管","普通型","/","/","已维护","国械注准20243031787","外周血管造影导管","外周血管造影导管","","深圳市凯思特医疗科技股份有限公司","深圳市凯思特医疗科技股份有限公司","C02070100400000052240000086","PC5-100-TA","PC5-100-TA",""]
["16152","通用介入","9","9","造影导管","普通型","/","/","已维护","国械注准20243031787","外周血管造影导管","外周血管造影导管","","深圳市凯思特医疗科技股份有限公司","深圳市凯思特医疗科技股份有限公司","C02070100400000052240000087","PC5-100-VER","PC5-100-VER",""]
["16152","通用介入","9","9","造影导管","普通型","/","/","已维护","国械注准20243031787","外周血管造影导管","外周血管造影导管","","深圳市凯思特医疗科技股份有限公司","深圳市凯思特医疗科技股份有限公司","C02070100400000052240000088","PC4-125-RH","PC4-125-RH",""]
["16152","通用介入","9","9","造影导管","普通型","/","/","已维护","国械注准20243031787","外周血管造影导管","外周血管造影导管","","深圳市凯思特医疗科技股份有限公司","深圳市凯思特医疗科技股份有限公司","C02070100400000052240000089","PC5-100-SDH","PC5-100-SDH",""]
["16152","通用介入","9","9","造影导管","普通型","/","/","已维护","国械注准20243031787","外周血管造影导管","外周血管造影导管","","深圳市凯思特医疗科技股份有限公司","深圳市凯思特医疗科技股份有限公司","C02070100400000052240000090","PC5-100-MPA1","PC5-100-MPA1",""]
["16152","通用介入","9","9","造影导管","普通型","/","/","已维护","国械注准20243031787","外周血管造影导管","外周血管造影导管","","深圳市凯思特医疗科技股份有限公司","深圳市凯思特医疗科技股份有限公司","C02070100400000052240000091","PC5-080-MPA1","PC5-080-MPA1",""]
["16152","通用介入","9","9","造影导管","普通型","/","/","已维护","国械注准20243031787","外周血管造影导管","外周血管造影导管","","深圳市凯思特医疗科技股份有限公司","深圳市凯思特医疗科技股份有限公司","C02070100400000052240000092","PC5-125-TWS","PC5-125-TWS",""]
["16152","通用介入","9","9","造影导管","普通型","/","/","已维护","国械注准20243031787","外周血管造影导管","外周血管造影导管","","深圳市凯思特医疗科技股份有限公司","深圳市凯思特医疗科技股份有限公司","C02070100400000052240000093","PC4-100-CB2","PC4-100-CB2",""]
["16152","通用介入","9","9","造影导管","普通型","/","/","已维护","国械注准20243031787","外周血管造影导管","外周血管造影导管","","深圳市凯思特医疗科技股份有限公司","深圳市凯思特医疗科技股份有限公司","C02070100400000052240000094","PC5-125-SIM3","PC5-125-SIM3",""]
["16152","通用介入","9","9","造影导管","普通型","/","/","已维护","国械注准20243031787","外周血管造影导管","外周血管造影导管","","深圳市凯思特医疗科技股份有限公司","深圳市凯思特医疗科技股份有限公司","C02070100400000052240000095","PC4-080-MPA1","PC4-080-MPA1",""]
["16152","通用介入","9","9","造影导管","普通型","/","/","已维护","国械注准20243031787","外周血管造影导管","外周血管造影导管","","深圳市凯思特医疗科技股份有限公司","深圳市凯思特医疗科技股份有限公司","C02070100400000052240000096","PC4-080-SIM3","PC4-080-SIM3",""]
["16152","通用介入","9","9","造影导管","普通型","/","/","已维护","国械注准20243031787","外周血管造影导管","外周血管造影导管","","深圳市凯思特医疗科技股份有限公司","深圳市凯思特医疗科技股份有限公司","C02070100400000052240000097","PC4-100-YAS","PC4-100-YAS",""]
["16152","通用介入","9","9","造影导管","普通型","/","/","已维护","国械注准20243031787","外周血管造影导管","外周血管造影导管","","深圳市凯思特医疗科技股份有限公司","深圳市凯思特医疗科技股份有限公司","C02070100400000052240000098","PC5-080-RS","PC5-080-RS",""]
["16152","通用介入","9","9","造影导管","普通型","/","/","已维护","国械注准20243031787","外周血管造影导管","外周血管造影导管","","深圳市凯思特医疗科技股份有限公司","深圳市凯思特医疗科技股份有限公司","C02070100400000052240000099","PC5-100-CB3","PC5-100-CB3",""]
["16152","通用介入","9","9","造影导管","普通型","/","/","已维护","国械注准20243031787","外周血管造影导管","外周血管造影导管","","深圳市凯思特医疗科技股份有限公司","深圳市凯思特医疗科技股份有限公司","C02070100400000052240000100","PC4-080-RDC","PC4-080-RDC",""]
["16152","通用介入","9","9","造影导管","普通型","/","/","已维护","国械注准20243031787","外周血管造影导管","外周血管造影导管","","深圳市凯思特医疗科技股份有限公司","深圳市凯思特医疗科技股份有限公司","C02070100400000052240000101","PC4-080-SIM2","PC4-080-SIM2",""]
["16152","通用介入","9","9","造影导管","普通型","/","/","已维护","国械注准20243031787","外周血管造影导管","外周血管造影导管","","深圳市凯思特医疗科技股份有限公司","深圳市凯思特医疗科技股份有限公司","C02070100400000052240000102","PC5-100-PIG","PC5-100-PIG",""]
["16152","通用介入","9","9","造影导管","普通型","/","/","已维护","国械注准20243031787","外周血管造影导管","外周血管造影导管","","深圳市凯思特医疗科技股份有限公司","深圳市凯思特医疗科技股份有限公司","C02070100400000052240000103","PC4-080-SIM1","PC4-080-SIM1",""]
["16152","通用介入","9","9","造影导管","普通型","/","/","已维护","国械注准20243031787","外周血管造影导管","外周血管造影导管","","深圳市凯思特医疗科技股份有限公司","深圳市凯思特医疗科技股份有限公司","C02070100400000052240000104","PC5-080-YAS","PC5-080-YAS",""]
["16152","通用介入","9","9","造影导管","普通型","/","/","已维护","国械注准20243031787","外周血管造影导管","外周血管造影导管","","深圳市凯思特医疗科技股份有限公司","深圳市凯思特医疗科技股份有限公司","C02070100400000052240000105","PC4-100-HH1","PC4-100-HH1",""]
["16152","通用介入","9","9","造影导管","普通型","/","/","已维护","国械注准20243031787","外周血管造影导管","外周血管造影导管","","深圳市凯思特医疗科技股份有限公司","深圳市凯思特医疗科技股份有限公司","C02070100400000052240000106","PC5-080-CB2","PC5-080-CB2",""]
["16152","通用介入","9","9","造影导管","普通型","/","/","已维护","国械注准20243031787","外周血管造影导管","外周血管造影导管","","深圳市凯思特医疗科技股份有限公司","深圳市凯思特医疗科技股份有限公司","C02070100400000052240000107","PC5-080-RLG","PC5-080-RLG",""]
["16152","通用介入","9","9","造影导管","普通型","/","/","已维护","国械注准20243031787","外周血管造影导管","外周血管造影导管","","深圳市凯思特医疗科技股份有限公司","深圳市凯思特医疗科技股份有限公司","C02070100400000052240000108","PC4-100-RS","PC4-100-RS",""]
["16152","通用介入","9","9","造影导管","普通型","/","/","已维护","国械注准20243031787","外周血管造影导管","外周血管造影导管","","深圳市凯思特医疗科技股份有限公司","深圳市凯思特医疗科技股份有限公司","C02070100400000052240000109","PC4-125-CB1","PC4-125-CB1",""]
["16152","通用介入","9","9","造影导管","普通型","/","/","已维护","国械注准20243031787","外周血管造影导管","外周血管造影导管","","深圳市凯思特医疗科技股份有限公司","深圳市凯思特医疗科技股份有限公司","C02070100400000052240000110","PC4-080-UA","PC4-080-UA",""]
["16152","通用介入","9","9","造影导管","普通型","/","/","已维护","国械注准20243031787","外周血管造影导管","外周血管造影导管","","深圳市凯思特医疗科技股份有限公司","深圳市凯思特医疗科技股份有限公司","C02070100400000052240000111","PC4-100-SIM3","PC4-100-SIM3",""]
["16152","通用介入","9","9","造影导管","普通型","/","/","已维护","国械注准20243031787","外周血管造影导管","外周血管造影导管","","深圳市凯思特医疗科技股份有限公司","深圳市凯思特医疗科技股份有限公司","C02070100400000052240000112","PC4-125-SIM2","PC4-125-SIM2",""]
["16152","通用介入","9","9","造影导管","普通型","/","/","已维护","国械注准20243031787","外周血管造影导管","外周血管造影导管","","深圳市凯思特医疗科技股份有限公司","深圳市凯思特医疗科技股份有限公司","C02070100400000052240000113","PC5-100-YAS","PC5-100-YAS",""]
["16152","通用介入","9","9","造影导管","普通型","/","/","已维护","国械注准20243031787","外周血管造影导管","外周血管造影导管","","深圳市凯思特医疗科技股份有限公司","深圳市凯思特医疗科技股份有限公司","C02070100400000052240000114","PC4-125-RS","PC4-125-RS",""]
["16152","通用介入","9","9","造影导管","普通型","/","/","已维护","国械注准20243031787","外周血管造影导管","外周血管造影导管","","深圳市凯思特医疗科技股份有限公司","深圳市凯思特医疗科技股份有限公司","C02070100400000052240000115","PC4-125-SDH","PC4-125-SDH",""]
["16152","通用介入","9","9","造影导管","普通型","/","/","已维护","国械注准20243031787","外周血管造影导管","外周血管造影导管","","深圳市凯思特医疗科技股份有限公司","深圳市凯思特医疗科技股份有限公司","C02070100400000052240000116","PC5-125-STR","PC5-125-STR",""]
["16152","通用介入","9","9","造影导管","普通型","/","/","已维护","国械注准20243031787","外周血管造影导管","外周血管造影导管","","深圳市凯思特医疗科技股份有限公司","深圳市凯思特医疗科技股份有限公司","C02070100400000052240000117","PC5-125-BER","PC5-125-BER",""]
["16152","通用介入","9","9","造影导管","普通型","/","/","已维护","国械注准20243031787","外周血管造影导管","外周血管造影导管","","深圳市凯思特医疗科技股份有限公司","深圳市凯思特医疗科技股份有限公司","C02070100400000052240000118","PC5-080-CB1","PC5-080-CB1",""]
["16152","通用介入","9","9","造影导管","普通型","/","/","已维护","国械注准20243031787","外周血管造影导管","外周血管造影导管","","深圳市凯思特医疗科技股份有限公司","深圳市凯思特医疗科技股份有限公司","C02070100400000052240000119","PC5-125-MPA1","PC5-125-MPA1",""]
["16152","通用介入","9","9","造影导管","普通型","/","/","已维护","国械注准20243031787","外周血管造影导管","外周血管造影导管","","深圳市凯思特医疗科技股份有限公司","深圳市凯思特医疗科技股份有限公司","C02070100400000052240000120","PC5-125-TA","PC5-125-TA",""]
["16152","通用介入","9","9","造影导管","普通型","/","/","已维护","国械注准20243031787","外周血管造影导管","外周血管造影导管","","深圳市凯思特医疗科技股份有限公司","深圳市凯思特医疗科技股份有限公司","C02070100400000052240000121","PC4-080-RT","PC4-080-RT",""]
["16152","通用介入","9","9","造影导管","普通型","/","/","已维护","国械注准20243031787","外周血管造影导管","外周血管造影导管","","深圳市凯思特医疗科技股份有限公司","深圳市凯思特医疗科技股份有限公司","C02070100400000052240000122","PC4-125-RT","PC4-125-RT",""]
["16152","通用介入","9","9","造影导管","普通型","/","/","已维护","国械注准20243031787","外周血管造影导管","外周血管造影导管","","深圳市凯思特医疗科技股份有限公司","深圳市凯思特医疗科技股份有限公司","C02070100400000052240000123","PC5-080-RC","PC5-080-RC",""]
["16152","通用介入","9","9","造影导管","普通型","/","/","已维护","国械注准20243031787","外周血管造影导管","外周血管造影导管","","深圳市凯思特医疗科技股份有限公司","深圳市凯思特医疗科技股份有限公司","C02070100400000052240000124","PC5-080-RDC","PC5-080-RDC",""]
["16152","通用介入","9","9","造影导管","普通型","/","/","已维护","国械注准20243031787","外周血管造影导管","外周血管造影导管","","深圳市凯思特医疗科技股份有限公司","深圳市凯思特医疗科技股份有限公司","C02070100400000052240000125","PC4-080-HH2","PC4-080-HH2",""]
["16152","通用介入","9","9","造影导管","普通型","/","/","已维护","国械注准20243031787","外周血管造影导管","外周血管造影导管","","深圳市凯思特医疗科技股份有限公司","深圳市凯思特医疗科技股份有限公司","C02070100400000052240000126","PC4-125-PIG","PC4-125-PIG",""]
["16152","通用介入","9","9","造影导管","普通型","/","/","已维护","国械注准20243031787","外周血管造影导管","外周血管造影导管","","深圳市凯思特医疗科技股份有限公司","深圳市凯思特医疗科技股份有限公司","C02070100400000052240000127","PC4-100-HH2","PC4-100-HH2",""]
["16152","通用介入","9","9","造影导管","普通型","/","/","已维护","国械注准20243031787","外周血管造影导管","外周血管造影导管","","深圳市凯思特医疗科技股份有限公司","深圳市凯思特医疗科技股份有限公司","C02070100400000052240000128","PC4-080-MPA2","PC4-080-MPA2",""]
["16152","通用介入","9","9","造影导管","普通型","/","/","已维护","国械注准20243031787","外周血管造影导管","外周血管造影导管","","深圳市凯思特医疗科技股份有限公司","深圳市凯思特医疗科技股份有限公司","C02070100400000052240000129","PC4-100-SIM2","PC4-100-SIM2",""]
["16152","通用介入","9","9","造影导管","普通型","/","/","已维护","国械注准20243031787","外周血管造影导管","外周血管造影导管","","深圳市凯思特医疗科技股份有限公司","深圳市凯思特医疗科技股份有限公司","C02070100400000052240000130","PC5-125-CB2","PC5-125-CB2",""]
["16152","通用介入","9","9","造影导管","普通型","/","/","已维护","国械注准20243031787","外周血管造影导管","外周血管造影导管","","深圳市凯思特医疗科技股份有限公司","深圳市凯思特医疗科技股份有限公司","C02070100400000052240000131","PC5-125-MIK","PC5-125-MIK",""]
["16152","通用介入","9","9","造影导管","普通型","/","/","已维护","国械注准20243031787","外周血管造影导管","外周血管造影导管","","深圳市凯思特医疗科技股份有限公司","深圳市凯思特医疗科技股份有限公司","C02070100400000052240000132","PC6-100-MPA2","PC6-100-MPA2",""]
["16152","通用介入","9","9","造影导管","普通型","/","/","已维护","国械注准20243031787","外周血管造影导管","外周血管造影导管","","深圳市凯思特医疗科技股份有限公司","深圳市凯思特医疗科技股份有限公司","C02070100400000052240000133","PC5-080-TA","PC5-080-TA",""]
["16152","通用介入","9","9","造影导管","普通型","/","/","已维护","国械注准20243031787","外周血管造影导管","外周血管造影导管","","深圳市凯思特医疗科技股份有限公司","深圳市凯思特医疗科技股份有限公司","C02070100400000052240000134","PC5-125-CB3","PC5-125-CB3",""]
["16152","通用介入","9","9","造影导管","普通型","/","/","已维护","国械注准20243031787","外周血管造影导管","外周血管造影导管","","深圳市凯思特医疗科技股份有限公司","深圳市凯思特医疗科技股份有限公司","C02070100400000052240000135","PC5-080-TWS","PC5-080-TWS",""]
["16152","通用介入","9","9","造影导管","普通型","/","/","已维护","国械注准20243031787","外周血管造影导管","外周血管造影导管","","深圳市凯思特医疗科技股份有限公司","深圳市凯思特医疗科技股份有限公司","C02070100400000052240000136","PC6-100-TA","PC6-100-TA",""]
["16152","通用介入","9","9","造影导管","普通型","/","/","已维护","国械注准20243031787","外周血管造影导管","外周血管造影导管","","深圳市凯思特医疗科技股份有限公司","深圳市凯思特医疗科技股份有限公司","C02070100400000052240000137","PC4-125-RLG","PC4-125-RLG",""]
["16152","通用介入","9","9","造影导管","普通型","/","/","已维护","国械注准20243031787","外周血管造影导管","外周血管造影导管","","深圳市凯思特医疗科技股份有限公司","深圳市凯思特医疗科技股份有限公司","C02070100400000052240000138","PC5-080-VER","PC5-080-VER",""]
["16152","通用介入","9","9","造影导管","普通型","/","/","已维护","国械注准20243031787","外周血管造影导管","外周血管造影导管","","深圳市凯思特医疗科技股份有限公司","深圳市凯思特医疗科技股份有限公司","C02070100400000052240000139","PC4-100-BER","PC4-100-BER",""]
["16152","通用介入","9","9","造影导管","普通型","/","/","已维护","国械注准20243031787","外周血管造影导管","外周血管造影导管","","深圳市凯思特医疗科技股份有限公司","深圳市凯思特医疗科技股份有限公司","C02070100400000052240000140","PC5-125-RDC","PC5-125-RDC",""]
["16152","通用介入","9","9","造影导管","普通型","/","/","已维护","国械注准20243031787","外周血管造影导管","外周血管造影导管","","深圳市凯思特医疗科技股份有限公司","深圳市凯思特医疗科技股份有限公司","C02070100400000052240000141","PC5-125-HH2","PC5-125-HH2",""]
["16152","通用介入","9","9","造影导管","普通型","/","/","已维护","国械注准20243031787","外周血管造影导管","外周血管造影导管","","深圳市凯思特医疗科技股份有限公司","深圳市凯思特医疗科技股份有限公司","C02070100400000052240000142","PC5-125-HH1","PC5-125-HH1",""]
["16152","通用介入","9","9","造影导管","普通型","/","/","已维护","国械注准20243031787","外周血管造影导管","外周血管造影导管","","深圳市凯思特医疗科技股份有限公司","深圳市凯思特医疗科技股份有限公司","C02070100400000052240000143","PC5-080-SIM3","PC5-080-SIM3",""]
["16152","通用介入","9","9","造影导管","普通型","/","/","已维护","国械注准20243031787","外周血管造影导管","外周血管造影导管","","深圳市凯思特医疗科技股份有限公司","深圳市凯思特医疗科技股份有限公司","C02070100400000052240000144","PC4-125-CB3","PC4-125-CB3",""]
["16152","通用介入","9","9","造影导管","普通型","/","/","已维护","国械注准20243031787","外周血管造影导管","外周血管造影导管","","深圳市凯思特医疗科技股份有限公司","深圳市凯思特医疗科技股份有限公司","C02070100400000052240000145","PC4-080-HH1","PC4-080-HH1",""]
["16152","通用介入","9","9","造影导管","普通型","/","/","已维护","国械注准20243031787","外周血管造影导管","外周血管造影导管","","深圳市凯思特医疗科技股份有限公司","深圳市凯思特医疗科技股份有限公司","C02070100400000052240000146","PC4-080-TA","PC4-080-TA",""]
["16152","通用介入","9","9","造影导管","普通型","/","/","已维护","国械注准20243031787","外周血管造影导管","外周血管造影导管","","深圳市凯思特医疗科技股份有限公司","深圳市凯思特医疗科技股份有限公司","C02070100400000052240000147","PC6-125-MPA2","PC6-125-MPA2",""]
["16152","通用介入","9","9","造影导管","普通型","/","/","已维护","国械注准20243031787","外周血管造影导管","外周血管造影导管","","深圳市凯思特医疗科技股份有限公司","深圳市凯思特医疗科技股份有限公司","C02070100400000052240000148","PC4-125-HH1","PC4-125-HH1",""]
["16152","通用介入","9","9","造影导管","普通型","/","/","已维护","国械注准20243031787","外周血管造影导管","外周血管造影导管","","深圳市凯思特医疗科技股份有限公司","深圳市凯思特医疗科技股份有限公司","C02070100400000052240000149","PC4-100-JB1","PC4-100-JB1",""]
["16152","通用介入","9","9","造影导管","普通型","/","/","已维护","国械注准20243031787","外周血管造影导管","外周血管造影导管","","深圳市凯思特医疗科技股份有限公司","深圳市凯思特医疗科技股份有限公司","C02070100400000052240000150","PC5-100-TWS","PC5-100-TWS",""]
["16152","通用介入","9","9","造影导管","普通型","/","/","已维护","国械注准20243031787","外周血管造影导管","外周血管造影导管","","深圳市凯思特医疗科技股份有限公司","深圳市凯思特医疗科技股份有限公司","C02070100400000052240000151","PC5-125-SIM2","PC5-125-SIM2",""]
["16152","通用介入","9","9","造影导管","普通型","/","/","已维护","国械注准20243031787","外周血管造影导管","外周血管造影导管","","深圳市凯思特医疗科技股份有限公司","深圳市凯思特医疗科技股份有限公司","C02070100400000052240000152","PC5-100-JB2","PC5-100-JB2",""]
["16152","通用介入","9","9","造影导管","普通型","/","/","已维护","国械注准20243031787","外周血管造影导管","外周血管造影导管","","深圳市凯思特医疗科技股份有限公司","深圳市凯思特医疗科技股份有限公司","C02070100400000052240000153","PC5-125-RC","PC5-125-RC",""]
["16152","通用介入","9","9","造影导管","普通型","/","/","已维护","国械注准20243031787","外周血管造影导管","外周血管造影导管","","深圳市凯思特医疗科技股份有限公司","深圳市凯思特医疗科技股份有限公司","C02070100400000052240000154","PC4-100-HH3","PC4-100-HH3",""]
["16152","通用介入","9","9","造影导管","普通型","/","/","已维护","国械注准20243031787","外周血管造影导管","外周血管造影导管","","深圳市凯思特医疗科技股份有限公司","深圳市凯思特医疗科技股份有限公司","C02070100400000052240000155","PC4-100-RDC","PC4-100-RDC",""]
["16152","通用介入","9","9","造影导管","普通型","/","/","已维护","国械注准20243031787","外周血管造影导管","外周血管造影导管","","深圳市凯思特医疗科技股份有限公司","深圳市凯思特医疗科技股份有限公司","C02070100400000052240000156","PC4-100-CB1","PC4-100-CB1",""]
["16152","通用介入","9","9","造影导管","普通型","/","/","已维护","国械注准20243031787","外周血管造影导管","外周血管造影导管","","深圳市凯思特医疗科技股份有限公司","深圳市凯思特医疗科技股份有限公司","C02070100400000052240000157","PC5-125-RT","PC5-125-RT",""]
["16152","通用介入","9","9","造影导管","普通型","/","/","已维护","国械注准20243031787","外周血管造影导管","外周血管造影导管","","深圳市凯思特医疗科技股份有限公司","深圳市凯思特医疗科技股份有限公司","C02070100400000052240000158","PC6-080-TA","PC6-080-TA",""]
["16152","通用介入","9","9","造影导管","普通型","/","/","已维护","国械注准20243031787","外周血管造影导管","外周血管造影导管","","深圳市凯思特医疗科技股份有限公司","深圳市凯思特医疗科技股份有限公司","C02070100400000052240000159","PC6-125-MPA1","PC6-125-MPA1",""]
["16152","通用介入","9","9","造影导管","普通型","/","/","已维护","国械注准20243031787","外周血管造影导管","外周血管造影导管","","深圳市凯思特医疗科技股份有限公司","深圳市凯思特医疗科技股份有限公司","C02070100400000052240000160","PC4-100-RT","PC4-100-RT",""]
["16152","通用介入","9","9","造影导管","普通型","/","/","已维护","国械注准20243031787","外周血管造影导管","外周血管造影导管","","深圳市凯思特医疗科技股份有限公司","深圳市凯思特医疗科技股份有限公司","C02070100400000052240000161","PC5-080-STR","PC5-080-STR",""]
["16152","通用介入","9","9","造影导管","普通型","/","/","已维护","国械注准20243031787","外周血管造影导管","外周血管造影导管","","深圳市凯思特医疗科技股份有限公司","深圳市凯思特医疗科技股份有限公司","C02070100400000052240000162","PC5-100-RH","PC5-100-RH",""]
["16152","通用介入","9","9","造影导管","普通型","/","/","已维护","国械注准20243031787","外周血管造影导管","外周血管造影导管","","深圳市凯思特医疗科技股份有限公司","深圳市凯思特医疗科技股份有限公司","C02070100400000052240000163","PC6-080-MPA1","PC6-080-MPA1",""]
["16152","通用介入","9","9","造影导管","普通型","/","/","已维护","国械注准20243031787","外周血管造影导管","外周血管造影导管","","深圳市凯思特医疗科技股份有限公司","深圳市凯思特医疗科技股份有限公司","C02070100400000052240000164","PC5-100-SIM1","PC5-100-SIM1",""]
["16152","通用介入","9","9","造影导管","普通型","/","/","已维护","国械注准20243031787","外周血管造影导管","外周血管造影导管","","深圳市凯思特医疗科技股份有限公司","深圳市凯思特医疗科技股份有限公司","C02070100400000052240000165","PC5-100-HH2","PC5-100-HH2",""]
["16152","通用介入","9","9","造影导管","普通型","/","/","已维护","国械注准20243031787","外周血管造影导管","外周血管造影导管","","深圳市凯思特医疗科技股份有限公司","深圳市凯思特医疗科技股份有限公司","C02070100400000052240000166","PC4-080-RC","PC4-080-RC",""]
["16152","通用介入","9","9","造影导管","普通型","/","/","已维护","国械注准20243031787","外周血管造影导管","外周血管造影导管","","深圳市凯思特医疗科技股份有限公司","深圳市凯思特医疗科技股份有限公司","C02070100400000052240000167","PC5-100-RLG","PC5-100-RLG",""]
["16152","通用介入","9","9","造影导管","普通型","/","/","已维护","国械注准20243031787","外周血管造影导管","外周血管造影导管","","深圳市凯思特医疗科技股份有限公司","深圳市凯思特医疗科技股份有限公司","C02070100400000052240000168","PC4-100-SDH","PC4-100-SDH",""]
["16152","通用介入","9","9","造影导管","普通型","/","/","已维护","国械注准20243031787","外周血管造影导管","外周血管造影导管","","深圳市凯思特医疗科技股份有限公司","深圳市凯思特医疗科技股份有限公司","C02070100400000052240000169","PC4-125-VER","PC4-125-VER",""]
["16152","通用介入","9","9","造影导管","普通型","/","/","已维护","国械注准20243031787","外周血管造影导管","外周血管造影导管","","深圳市凯思特医疗科技股份有限公司","深圳市凯思特医疗科技股份有限公司","C02070100400000052240000170","PC6-125-TA","PC6-125-TA",""]
["16152","通用介入","9","9","造影导管","普通型","/","/","已维护","国械注准20243031787","外周血管造影导管","外周血管造影导管","","深圳市凯思特医疗科技股份有限公司","深圳市凯思特医疗科技股份有限公司","C02070100400000052240000171","PC4-080-CB3","PC4-080-CB3",""]
["16152","通用介入","9","9","造影导管","普通型","/","/","已维护","国械注准20243031787","外周血管造影导管","外周血管造影导管","","深圳市凯思特医疗科技股份有限公司","深圳市凯思特医疗科技股份有限公司","C02070100400000052240000172","PC4-100-RLG","PC4-100-RLG",""]
["16152","通用介入","9","9","造影导管","普通型","/","/","已维护","国械注准20243031787","外周血管造影导管","外周血管造影导管","","深圳市凯思特医疗科技股份有限公司","深圳市凯思特医疗科技股份有限公司","C02070100400000052240000173","PC4-125-STR","PC4-125-STR",""]
["16152","通用介入","9","9","造影导管","普通型","/","/","已维护","国械注准20243031787","外周血管造影导管","外周血管造影导管","","深圳市凯思特医疗科技股份有限公司","深圳市凯思特医疗科技股份有限公司","C02070100400000052240000174","PC5-125-JB1","PC5-125-JB1",""]
["16152","通用介入","9","9","造影导管","普通型","/","/","已维护","国械注准20243031787","外周血管造影导管","外周血管造影导管","","深圳市凯思特医疗科技股份有限公司","深圳市凯思特医疗科技股份有限公司","C02070100400000052240000175","PC4-080-RH","PC4-080-RH",""]
["16152","通用介入","9","9","造影导管","普通型","/","/","已维护","国械注准20243031787","外周血管造影导管","外周血管造影导管","","深圳市凯思特医疗科技股份有限公司","深圳市凯思特医疗科技股份有限公司","C02070100400000052240000176","PC5-100-RC","PC5-100-RC",""]
["16152","通用介入","9","9","造影导管","普通型","/","/","已维护","国械注准20243031787","外周血管造影导管","外周血管造影导管","","深圳市凯思特医疗科技股份有限公司","深圳市凯思特医疗科技股份有限公司","C02070100400000052240000177","PC5-080-HH3","PC5-080-HH3",""]
["16152","通用介入","9","9","造影导管","普通型","/","/","已维护","国械注准20243031787","外周血管造影导管","外周血管造影导管","","深圳市凯思特医疗科技股份有限公司","深圳市凯思特医疗科技股份有限公司","C02070100400000052240000178","PC5-125-RH","PC5-125-RH",""]
["16152","通用介入","9","9","造影导管","普通型","/","/","已维护","国械注准20243031787","外周血管造影导管","外周血管造影导管","","深圳市凯思特医疗科技股份有限公司","深圳市凯思特医疗科技股份有限公司","C02070100400000052240000179","PC5-125-CB1","PC5-125-CB1",""]
["16152","通用介入","9","9","造影导管","普通型","/","/","已维护","国械注准20243031787","外周血管造影导管","外周血管造影导管","","深圳市凯思特医疗科技股份有限公司","深圳市凯思特医疗科技股份有限公司","C02070100400000052240000180","PC5-100-BER","PC5-100-BER",""]
["16152","通用介入","9","9","造影导管","普通型","/","/","已维护","国械注准20243031787","外周血管造影导管","外周血管造影导管","","深圳市凯思特医疗科技股份有限公司","深圳市凯思特医疗科技股份有限公司","C02070100400000052240000181","PC4-125-MIK","PC4-125-MIK",""]
["16152","通用介入","9","9","造影导管","普通型","/","/","已维护","国械注准20243031787","外周血管造影导管","外周血管造影导管","","深圳市凯思特医疗科技股份有限公司","深圳市凯思特医疗科技股份有限公司","C02070100400000052240000182","PC4-100-SIM1","PC4-100-SIM1",""]
["16152","通用介入","9","9","造影导管","普通型","/","/","已维护","国械注准20243031787","外周血管造影导管","外周血管造影导管","","深圳市凯思特医疗科技股份有限公司","深圳市凯思特医疗科技股份有限公司","C02070100400000052240000183","PC4-125-RC","PC4-125-RC",""]
["16152","通用介入","9","9","造影导管","普通型","/","/","已维护","国械注准20243031787","外周血管造影导管","外周血管造影导管","","深圳市凯思特医疗科技股份有限公司","深圳市凯思特医疗科技股份有限公司","C02070100400000052240000184","PC4-125-RDC","PC4-125-RDC",""]
["16152","通用介入","9","9","造影导管","普通型","/","/","已维护","国械注准20243031787","外周血管造影导管","外周血管造影导管","","深圳市凯思特医疗科技股份有限公司","深圳市凯思特医疗科技股份有限公司","C02070100400000052240000185","PC4-125-HH2","PC4-125-HH2",""]
["16152","通用介入","9","9","造影导管","普通型","/","/","已维护","国械注准20243031787","外周血管造影导管","外周血管造影导管","","深圳市凯思特医疗科技股份有限公司","深圳市凯思特医疗科技股份有限公司","C02070100400000052240000186","PC4-100-VER","PC4-100-VER",""]
["16152","通用介入","9","9","造影导管","普通型","/","/","已维护","国械注准20243031787","外周血管造影导管","外周血管造影导管","","深圳市凯思特医疗科技股份有限公司","深圳市凯思特医疗科技股份有限公司","C02070100400000052240000187","PC4-125-JB1","PC4-125-JB1",""]
["16152","通用介入","9","9","造影导管","普通型","/","/","已维护","国械注准20243031787","外周血管造影导管","外周血管造影导管","","深圳市凯思特医疗科技股份有限公司","深圳市凯思特医疗科技股份有限公司","C02070100400000052240000188","PC5-100-MPA2","PC5-100-MPA2",""]
["16152","通用介入","9","9","造影导管","普通型","/","/","已维护","国械注准20243031787","外周血管造影导管","外周血管造影导管","","深圳市凯思特医疗科技股份有限公司","深圳市凯思特医疗科技股份有限公司","C02070100400000052240000189","PC5-080-PIG","PC5-080-PIG",""]
["16152","通用介入","9","9","造影导管","普通型","/","/","已维护","国械注准20243031787","外周血管造影导管","外周血管造影导管","","深圳市凯思特医疗科技股份有限公司","深圳市凯思特医疗科技股份有限公司","C02070100400000052240000190","PC4-125-CB2","PC4-125-CB2",""]
["16152","通用介入","9","9","造影导管","普通型","/","/","已维护","国械注准20243031787","外周血管造影导管","外周血管造影导管","","深圳市凯思特医疗科技股份有限公司","深圳市凯思特医疗科技股份有限公司","C02070100400000052240000191","PC5-100-JB1","PC5-100-JB1",""]
["16152","通用介入","9","9","造影导管","普通型","/","/","已维护","国械注准20243031787","外周血管造影导管","外周血管造影导管","","深圳市凯思特医疗科技股份有限公司","深圳市凯思特医疗科技股份有限公司","C02070100400000052240000192","PC5-125-YAS","PC5-125-YAS",""]
["16152","通用介入","9","9","造影导管","普通型","/","/","已维护","国械注准20243031787","外周血管造影导管","外周血管造影导管","","深圳市凯思特医疗科技股份有限公司","深圳市凯思特医疗科技股份有限公司","C02070100400000052240000193","PC4-100-UA","PC4-100-UA",""]
["16152","通用介入","9","9","造影导管","普通型","/","/","已维护","国械注准20243031787","外周血管造影导管","外周血管造影导管","","深圳市凯思特医疗科技股份有限公司","深圳市凯思特医疗科技股份有限公司","C02070100400000052240000194","PC4-100-CB3","PC4-100-CB3",""]
["16152","通用介入","9","9","造影导管","普通型","/","/","已维护","国械注准20243031787","外周血管造影导管","外周血管造影导管","","深圳市凯思特医疗科技股份有限公司","深圳市凯思特医疗科技股份有限公司","C02070100400000052240000195","PC5-100-CB2","PC5-100-CB2",""]
["16152","通用介入","9","9","造影导管","普通型","/","/","已维护","国械注准20243031787","外周血管造影导管","外周血管造影导管","","深圳市凯思特医疗科技股份有限公司","深圳市凯思特医疗科技股份有限公司","C02070100400000052240000196","PC4-080-CB1","PC4-080-CB1",""]
["16152","通用介入","9","9","造影导管","普通型","/","/","已维护","国械注准20243031787","外周血管造影导管","外周血管造影导管","","深圳市凯思特医疗科技股份有限公司","深圳市凯思特医疗科技股份有限公司","C02070100400000052240000197","PC5-100-MIK","PC5-100-MIK",""]
["16152","通用介入","9","9","造影导管","普通型","/","/","已维护","国械注准20243031787","外周血管造影导管","外周血管造影导管","","深圳市凯思特医疗科技股份有限公司","深圳市凯思特医疗科技股份有限公司","C02070100400000052240000198","PC4-100-MIK","PC4-100-MIK",""]
["16152","通用介入","9","9","造影导管","普通型","/","/","已维护","国械注准20243031787","外周血管造影导管","外周血管造影导管","","深圳市凯思特医疗科技股份有限公司","深圳市凯思特医疗科技股份有限公司","C02070100400000052240000199","PC5-080-RT","PC5-080-RT",""]
["16152","通用介入","9","9","造影导管","普通型","/","/","已维护","国械注准20243031787","外周血管造影导管","外周血管造影导管","","深圳市凯思特医疗科技股份有限公司","深圳市凯思特医疗科技股份有限公司","C02070100400000052240000200","PC4-125-UA","PC4-125-UA",""]
["16152","通用介入","9","9","造影导管","普通型","/","/","已维护","国械注准20243031787","外周血管造影导管","外周血管造影导管","","深圳市凯思特医疗科技股份有限公司","深圳市凯思特医疗科技股份有限公司","C02070100400000052240000201","PC4-100-MPA2","PC4-100-MPA2",""]
["16152","通用介入","9","9","造影导管","普通型","/","/","已维护","国械注准20243031787","外周血管造影导管","外周血管造影导管","","深圳市凯思特医疗科技股份有限公司","深圳市凯思特医疗科技股份有限公司","C02070100400000052240000202","PC6-080-MPA2","PC6-080-MPA2",""]
["16152","通用介入","9","9","造影导管","普通型","/","/","已维护","国械注准20243031787","外周血管造影导管","外周血管造影导管","","深圳市凯思特医疗科技股份有限公司","深圳市凯思特医疗科技股份有限公司","C02070100400000052240000203","PC5-080-BER","PC5-080-BER",""]
["16152","通用介入","9","9","造影导管","普通型","/","/","已维护","国械注准20243031787","外周血管造影导管","外周血管造影导管","","深圳市凯思特医疗科技股份有限公司","深圳市凯思特医疗科技股份有限公司","C02070100400000052240000204","PC4-080-YAS","PC4-080-YAS",""]
["16152","通用介入","9","9","造影导管","普通型","/","/","已维护","国械注准20243031787","外周血管造影导管","外周血管造影导管","","深圳市凯思特医疗科技股份有限公司","深圳市凯思特医疗科技股份有限公司","C02070100400000052240000205","PC5-080-RH","PC5-080-RH",""]
["16152","通用介入","9","9","造影导管","普通型","/","/","已维护","国械注准20243031787","外周血管造影导管","外周血管造影导管","","深圳市凯思特医疗科技股份有限公司","深圳市凯思特医疗科技股份有限公司","C02070100400000052240000206","PC4-125-SIM3","PC4-125-SIM3",""]
["16152","通用介入","9","9","造影导管","普通型","/","/","已维护","国械注准20243031787","外周血管造影导管","外周血管造影导管","","深圳市凯思特医疗科技股份有限公司","深圳市凯思特医疗科技股份有限公司","C02070100400000052240000207","PC5-100-SIM2","PC5-100-SIM2",""]
["16152","通用介入","9","9","造影导管","普通型","/","/","已维护","国械注准20243031787","外周血管造影导管","外周血管造影导管","","深圳市凯思特医疗科技股份有限公司","深圳市凯思特医疗科技股份有限公司","C02070100400000052240000208","PC4-100-RH","PC4-100-RH",""]
["16152","通用介入","9","9","造影导管","普通型","/","/","已维护","国械注准20243031787","外周血管造影导管","外周血管造影导管","","深圳市凯思特医疗科技股份有限公司","深圳市凯思特医疗科技股份有限公司","C02070100400000052240000209","PC5-080-SIM1","PC5-080-SIM1",""]
["16152","通用介入","9","9","造影导管","普通型","/","/","已维护","国械注准20243031787","外周血管造影导管","外周血管造影导管","","深圳市凯思特医疗科技股份有限公司","深圳市凯思特医疗科技股份有限公司","C02070100400000052240000210","PC4-125-BER","PC4-125-BER",""]
["16152","通用介入","9","9","造影导管","普通型","/","/","已维护","国械注准20243031787","外周血管造影导管","外周血管造影导管","","深圳市凯思特医疗科技股份有限公司","深圳市凯思特医疗科技股份有限公司","C02070100400000052240000211","PC4-125-TWS","PC4-125-TWS",""]
["16152","通用介入","9","9","造影导管","普通型","/","/","已维护","国械注准20243031787","外周血管造影导管","外周血管造影导管","","深圳市凯思特医疗科技股份有限公司","深圳市凯思特医疗科技股份有限公司","C02070100400000052240000212","PC5-080-UA","PC5-080-UA",""]
["16152","通用介入","9","9","造影导管","普通型","/","/","已维护","国械注准20243031787","外周血管造影导管","外周血管造影导管","","深圳市凯思特医疗科技股份有限公司","深圳市凯思特医疗科技股份有限公司","C02070100400000052240000213","PC4-080-BER","PC4-080-BER",""]
["16152","通用介入","9","9","造影导管","普通型","/","/","已维护","国械注准20243031787","外周血管造影导管","外周血管造影导管","","深圳市凯思特医疗科技股份有限公司","深圳市凯思特医疗科技股份有限公司","C02070100400000052240000214","PC5-125-RS","PC5-125-RS",""]
["16152","通用介入","9","9","造影导管","普通型","/","/","已维护","国械注准20243031787","外周血管造影导管","外周血管造影导管","","深圳市凯思特医疗科技股份有限公司","深圳市凯思特医疗科技股份有限公司","C02070100400000052240000215","PC4-080-SDH","PC4-080-SDH",""]
["16152","通用介入","9","9","造影导管","普通型","/","/","已维护","国械注准20243031787","外周血管造影导管","外周血管造影导管","","深圳市凯思特医疗科技股份有限公司","深圳市凯思特医疗科技股份有限公司","C02070100400000052240000216","PC5-080-JB1","PC5-080-JB1",""]
["16152","通用介入","9","9","造影导管","普通型","/","/","已维护","国械注准20243031787","外周血管造影导管","外周血管造影导管","","深圳市凯思特医疗科技股份有限公司","深圳市凯思特医疗科技股份有限公司","C02070100400000052240000217","PC5-125-UA","PC5-125-UA",""]
["16152","通用介入","9","9","造影导管","普通型","/","/","已维护","国械注准20243031787","外周血管造影导管","外周血管造影导管","","深圳市凯思特医疗科技股份有限公司","深圳市凯思特医疗科技股份有限公司","C02070100400000052240000218","PC5-100-CB1","PC5-100-CB1",""]
["16152","通用介入","9","9","造影导管","普通型","/","/","已维护","国械注准20243031787","外周血管造影导管","外周血管造影导管","","深圳市凯思特医疗科技股份有限公司","深圳市凯思特医疗科技股份有限公司","C02070100400000052240000219","PC4-100-TA","PC4-100-TA",""]
["16152","通用介入","9","9","造影导管","普通型","/","/","已维护","国械注准20243031787","外周血管造影导管","外周血管造影导管","","深圳市凯思特医疗科技股份有限公司","深圳市凯思特医疗科技股份有限公司","C02070100400000052240000220","PC4-100-MPA1","PC4-100-MPA1",""]
["16152","通用介入","9","9","造影导管","普通型","/","/","已维护","国械注准20243031787","外周血管造影导管","外周血管造影导管","","深圳市凯思特医疗科技股份有限公司","深圳市凯思特医疗科技股份有限公司","C02070100400000052240000221","PC6-100-MPA1","PC6-100-MPA1",""]
["16152","通用介入","9","9","造影导管","普通型","/","/","已维护","国械注准20243031787","外周血管造影导管","外周血管造影导管","","深圳市凯思特医疗科技股份有限公司","深圳市凯思特医疗科技股份有限公司","C02070100400000052240000222","PC5-100-STR","PC5-100-STR",""]
["16152","通用介入","9","9","造影导管","普通型","/","/","已维护","国械注准20243031787","外周血管造影导管","外周血管造影导管","","深圳市凯思特医疗科技股份有限公司","深圳市凯思特医疗科技股份有限公司","C02070100400000052240000223","PC5-100-RS","PC5-100-RS",""]
["16152","通用介入","9","9","造影导管","普通型","/","/","已维护","国械注准20243031787","外周血管造影导管","外周血管造影导管","","深圳市凯思特医疗科技股份有限公司","深圳市凯思特医疗科技股份有限公司","C02070100400000052240000224","PC4-125-HH3","PC4-125-HH3",""]
["16152","通用介入","9","9","造影导管","普通型","/","/","已维护","国械注准20243031787","外周血管造影导管","外周血管造影导管","","深圳市凯思特医疗科技股份有限公司","深圳市凯思特医疗科技股份有限公司","C02070100400000052240000225","PC5-080-JB2","PC5-080-JB2",""]
["16152","通用介入","9","9","造影导管","普通型","/","/","已维护","国械注准20243031787","外周血管造影导管","外周血管造影导管","","深圳市凯思特医疗科技股份有限公司","深圳市凯思特医疗科技股份有限公司","C02070100400000052240000226","PC4-125-YAS","PC4-125-YAS",""]
["16152","通用介入","9","9","造影导管","普通型","/","/","已维护","国械注准20243031787","外周血管造影导管","外周血管造影导管","","深圳市凯思特医疗科技股份有限公司","深圳市凯思特医疗科技股份有限公司","C02070100400000052240000227","PC4-100-PIG","PC4-100-PIG",""]
["16152","通用介入","9","9","造影导管","普通型","/","/","已维护","国械注准20243031787","外周血管造影导管","外周血管造影导管","","深圳市凯思特医疗科技股份有限公司","深圳市凯思特医疗科技股份有限公司","C02070100400000052240000228","PC5-125-MPA2","PC5-125-MPA2",""]
["16152","通用介入","9","9","造影导管","普通型","/","/","已维护","国械注准20243031787","外周血管造影导管","外周血管造影导管","","深圳市凯思特医疗科技股份有限公司","深圳市凯思特医疗科技股份有限公司","C02070100400000052240000229","PC4-080-RS","PC4-080-RS",""]
["16152","通用介入","9","9","造影导管","普通型","/","/","已维护","国械注准20243031787","外周血管造影导管","外周血管造影导管","","深圳市凯思特医疗科技股份有限公司","深圳市凯思特医疗科技股份有限公司","C02070100400000052240000230","PC5-080-HH2","PC5-080-HH2",""]
["16152","通用介入","9","9","造影导管","普通型","/","/","已维护","国械注准20243031787","外周血管造影导管","外周血管造影导管","","深圳市凯思特医疗科技股份有限公司","深圳市凯思特医疗科技股份有限公司","C02070100400000052240000231","PC5-125-SIM1","PC5-125-SIM1",""]
["16152","通用介入","9","9","造影导管","普通型","/","/","已维护","国械注准20243031787","外周血管造影导管","外周血管造影导管","","深圳市凯思特医疗科技股份有限公司","深圳市凯思特医疗科技股份有限公司","C02070100400000052240000232","PC4-125-MPA2","PC4-125-MPA2",""]
["16152","通用介入","9","9","造影导管","普通型","/","/","已维护","国械注准20243031787","外周血管造影导管","外周血管造影导管","","深圳市凯思特医疗科技股份有限公司","深圳市凯思特医疗科技股份有限公司","C02070100400000052240000233","PC5-080-CB3","PC5-080-CB3",""]
["16152","通用介入","9","9","造影导管","普通型","/","/","已维护","国械注准20243031787","外周血管造影导管","外周血管造影导管","","深圳市凯思特医疗科技股份有限公司","深圳市凯思特医疗科技股份有限公司","C02070100400000052240000234","PC4-125-MPA1","PC4-125-MPA1",""]
["16156","通用介入","4-1","4-1","中心静脉导管类","经外周中心静脉导管（PICC）","耐高压型","长度≥50cm-单腔","已维护","国械注准20233030390","耐高压经外周静脉穿刺中心静脉导管","耐高压经外周静脉穿刺中心静脉导管","聚氨酯","佛山特种医用导管有限责任公司","佛山特种医用导管有限责任公司","C02070300401007094790000864","65cm","HPB-4Fr-1T-4-N",""]
["16157","通用介入","16","16","血管止血装置","侵入式","/","/","已维护","国械注准20253131504","封堵止血器","封堵止血器","","杭州矩正医疗科技有限公司","杭州矩正医疗科技有限公司","C02071207300004224230000001","M0567","M0567",""]
["16157","通用介入","16","16","血管止血装置","侵入式","/","/","已维护","国械注准20253131504","封堵止血器","封堵止血器","","杭州矩正医疗科技有限公司","杭州矩正医疗科技有限公司","C02071207300004224230000002","M0508","M0508",""]
["16157","通用介入","16","16","血管止血装置","侵入式","/","/","已维护","国械注准20253131504","封堵止血器","封堵止血器","","杭州矩正医疗科技有限公司","杭州矩正医疗科技有限公司","C02071207300004224230000003","M0505","M0505",""]
["16170","通用介入","4-1","4-2","中心静脉导管类","经外周中心静脉导管（PICC）","耐高压型","长度≥50cm-多腔型","已维护","国械注准20233030390","耐高压经外周静脉穿刺中心静脉导管","耐高压经外周静脉穿刺中心静脉导管","聚氨酯","佛山特种医用导管有限责任公司","佛山特种医用导管有限责任公司","C02070300401006094790000152","65cm","HPF-5FrB-2T-4-N",""]
["16171","通用介入","4-1","4-2","中心静脉导管类","经外周中心静脉导管（PICC）","耐高压型","长度≥50cm-多腔型","已维护","国械注准20233030390","耐高压经外周静脉穿刺中心静脉导管","耐高压经外周静脉穿刺中心静脉导管","聚氨酯","佛山特种医用导管有限责任公司","佛山特种医用导管有限责任公司","C02070300401007094790001185","65cm","HPB-5Fr-2T-4-N",""]
["16174","通用介入","4-1","4-3","中心静脉导管类","经外周中心静脉导管（PICC）","耐高压型","12cm＜长度＜50cm-单腔","已维护","国械注准20233030390","耐高压经外周静脉穿刺中心静脉导管","耐高压经外周静脉穿刺中心静脉导管","聚氨酯","佛山特种医用导管有限责任公司","佛山特种医用导管有限责任公司","C02070300401006094790001088","20cm","HPF-4FrB-1T-4-N",""]
["16174","通用介入","4-1","4-3","中心静脉导管类","经外周中心静脉导管（PICC）","耐高压型","12cm＜长度＜50cm-单腔","已维护","国械注准20233030390","耐高压经外周静脉穿刺中心静脉导管","耐高压经外周静脉穿刺中心静脉导管","聚氨酯","佛山特种医用导管有限责任公司","佛山特种医用导管有限责任公司","C02070300401006094790000836","30cm","HPF-4FrB-1T-4-N",""]
["16174","通用介入","4-1","4-3","中心静脉导管类","经外周中心静脉导管（PICC）","耐高压型","12cm＜长度＜50cm-单腔","已维护","国械注准20233030390","耐高压经外周静脉穿刺中心静脉导管","耐高压经外周静脉穿刺中心静脉导管","聚氨酯","佛山特种医用导管有限责任公司","佛山特种医用导管有限责任公司","C02070300401006094790000902","35cm","HPF-4FrB-1T-4-N",""]
["16174","通用介入","4-1","4-3","中心静脉导管类","经外周中心静脉导管（PICC）","耐高压型","12cm＜长度＜50cm-单腔","已维护","国械注准20233030390","耐高压经外周静脉穿刺中心静脉导管","耐高压经外周静脉穿刺中心静脉导管","聚氨酯","佛山特种医用导管有限责任公司","佛山特种医用导管有限责任公司","C02070300401006094790000387","40cm","HPF-4FrB-1T-4-N",""]
["16174","通用介入","4-1","4-3","中心静脉导管类","经外周中心静脉导管（PICC）","耐高压型","12cm＜长度＜50cm-单腔","已维护","国械注准20233030390","耐高压经外周静脉穿刺中心静脉导管","耐高压经外周静脉穿刺中心静脉导管","聚氨酯","佛山特种医用导管有限责任公司","佛山特种医用导管有限责任公司","C02070300401006094790001371","45cm","HPF-4FrB-1T-4-N",""]
["16174","通用介入","4-1","4-3","中心静脉导管类","经外周中心静脉导管（PICC）","耐高压型","12cm＜长度＜50cm-单腔","已维护","国械注准20233030390","耐高压经外周静脉穿刺中心静脉导管","耐高压经外周静脉穿刺中心静脉导管","聚氨酯","佛山特种医用导管有限责任公司","佛山特种医用导管有限责任公司","C02070300401006094790001550","20cm","HPF-5FrB-1T-4-N",""]
["16174","通用介入","4-1","4-3","中心静脉导管类","经外周中心静脉导管（PICC）","耐高压型","12cm＜长度＜50cm-单腔","已维护","国械注准20233030390","耐高压经外周静脉穿刺中心静脉导管","耐高压经外周静脉穿刺中心静脉导管","聚氨酯","佛山特种医用导管有限责任公司","佛山特种医用导管有限责任公司","C02070300401006094790001590","30cm","HPF-5FrB-1T-4-N",""]
["16174","通用介入","4-1","4-3","中心静脉导管类","经外周中心静脉导管（PICC）","耐高压型","12cm＜长度＜50cm-单腔","已维护","国械注准20233030390","耐高压经外周静脉穿刺中心静脉导管","耐高压经外周静脉穿刺中心静脉导管","聚氨酯","佛山特种医用导管有限责任公司","佛山特种医用导管有限责任公司","C02070300401006094790000448","35cm","HPF-5FrB-1T-4-N",""]
["16174","通用介入","4-1","4-3","中心静脉导管类","经外周中心静脉导管（PICC）","耐高压型","12cm＜长度＜50cm-单腔","已维护","国械注准20233030390","耐高压经外周静脉穿刺中心静脉导管","耐高压经外周静脉穿刺中心静脉导管","聚氨酯","佛山特种医用导管有限责任公司","佛山特种医用导管有限责任公司","C02070300401006094790000221","40cm","HPF-5FrB-1T-4-N",""]
["16174","通用介入","4-1","4-3","中心静脉导管类","经外周中心静脉导管（PICC）","耐高压型","12cm＜长度＜50cm-单腔","已维护","国械注准20233030390","耐高压经外周静脉穿刺中心静脉导管","耐高压经外周静脉穿刺中心静脉导管","聚氨酯","佛山特种医用导管有限责任公司","佛山特种医用导管有限责任公司","C02070300401006094790001487","45cm","HPF-5FrB-1T-4-N",""]
["16175","通用介入","4-1","4-3","中心静脉导管类","经外周中心静脉导管（PICC）","耐高压型","12cm＜长度＜50cm-单腔","已维护","国械注准20233030390","耐高压经外周静脉穿刺中心静脉导管","耐高压经外周静脉穿刺中心静脉导管","聚氨酯","佛山特种医用导管有限责任公司","佛山特种医用导管有限责任公司","C02070300401007094790001144","30cm","HPB-4Fr-1T-4-N",""]
["16175","通用介入","4-1","4-3","中心静脉导管类","经外周中心静脉导管（PICC）","耐高压型","12cm＜长度＜50cm-单腔","已维护","国械注准20233030390","耐高压经外周静脉穿刺中心静脉导管","耐高压经外周静脉穿刺中心静脉导管","聚氨酯","佛山特种医用导管有限责任公司","佛山特种医用导管有限责任公司","C02070300401007094790000351","35cm","HPB-4Fr-1T-4-N",""]
["16175","通用介入","4-1","4-3","中心静脉导管类","经外周中心静脉导管（PICC）","耐高压型","12cm＜长度＜50cm-单腔","已维护","国械注准20233030390","耐高压经外周静脉穿刺中心静脉导管","耐高压经外周静脉穿刺中心静脉导管","聚氨酯","佛山特种医用导管有限责任公司","佛山特种医用导管有限责任公司","C02070300401007094790000541","45cm","HPB-4Fr-1T-4-N",""]
["16176","通用介入","4-1","4-4","中心静脉导管类","经外周中心静脉导管（PICC）","耐高压型","12cm＜长度＜50cm-多腔型","已维护","国械注准20233030390","耐高压经外周静脉穿刺中心静脉导管","耐高压经外周静脉穿刺中心静脉导管","聚氨酯","佛山特种医用导管有限责任公司","佛山特种医用导管有限责任公司","C02070300401006094790001255","20cm","HPF-5FrB-2T-4-N",""]
["16176","通用介入","4-1","4-4","中心静脉导管类","经外周中心静脉导管（PICC）","耐高压型","12cm＜长度＜50cm-多腔型","已维护","国械注准20233030390","耐高压经外周静脉穿刺中心静脉导管","耐高压经外周静脉穿刺中心静脉导管","聚氨酯","佛山特种医用导管有限责任公司","佛山特种医用导管有限责任公司","C02070300401006094790001529","30cm","HPF-5FrB-2T-4-N",""]
["16176","通用介入","4-1","4-4","中心静脉导管类","经外周中心静脉导管（PICC）","耐高压型","12cm＜长度＜50cm-多腔型","已维护","国械注准20233030390","耐高压经外周静脉穿刺中心静脉导管","耐高压经外周静脉穿刺中心静脉导管","聚氨酯","佛山特种医用导管有限责任公司","佛山特种医用导管有限责任公司","C02070300401006094790001038","35cm","HPF-5FrB-2T-4-N",""]
["16176","通用介入","4-1","4-4","中心静脉导管类","经外周中心静脉导管（PICC）","耐高压型","12cm＜长度＜50cm-多腔型","已维护","国械注准20233030390","耐高压经外周静脉穿刺中心静脉导管","耐高压经外周静脉穿刺中心静脉导管","聚氨酯","佛山特种医用导管有限责任公司","佛山特种医用导管有限责任公司","C02070300401006094790000444","40cm","HPF-5FrB-2T-4-N",""]
["16176","通用介入","4-1","4-4","中心静脉导管类","经外周中心静脉导管（PICC）","耐高压型","12cm＜长度＜50cm-多腔型","已维护","国械注准20233030390","耐高压经外周静脉穿刺中心静脉导管","耐高压经外周静脉穿刺中心静脉导管","聚氨酯","佛山特种医用导管有限责任公司","佛山特种医用导管有限责任公司","C02070300401006094790001770","45cm","HPF-5FrB-2T-4-N",""]
["16178","通用介入","4-1","4-4","中心静脉导管类","经外周中心静脉导管（PICC）","耐高压型","12cm＜长度＜50cm-多腔型","已维护","国械注准20233030390","耐高压经外周静脉穿刺中心静脉导管","耐高压经外周静脉穿刺中心静脉导管","聚氨酯","佛山特种医用导管有限责任公司","佛山特种医用导管有限责任公司","C02070300401007094790000939","30cm","HPB-5Fr-2T-4-N",""]
["16178","通用介入","4-1","4-4","中心静脉导管类","经外周中心静脉导管（PICC）","耐高压型","12cm＜长度＜50cm-多腔型","已维护","国械注准20233030390","耐高压经外周静脉穿刺中心静脉导管","耐高压经外周静脉穿刺中心静脉导管","聚氨酯","佛山特种医用导管有限责任公司","佛山特种医用导管有限责任公司","C02070300401007094790001312","35cm","HPB-5Fr-2T-4-N",""]
["16178","通用介入","4-1","4-4","中心静脉导管类","经外周中心静脉导管（PICC）","耐高压型","12cm＜长度＜50cm-多腔型","已维护","国械注准20233030390","耐高压经外周静脉穿刺中心静脉导管","耐高压经外周静脉穿刺中心静脉导管","聚氨酯","佛山特种医用导管有限责任公司","佛山特种医用导管有限责任公司","C02070300401007094790000356","45cm","HPB-5Fr-2T-4-N",""]
["16188","通用介入","18","18","抓捕器","抓捕器","/","/","已维护","国械注进20193030284","异物抓捕器EN Snare Endovascular Snare System","异物抓捕器","镍钛合金、高密度聚乙烯等","美国麦瑞通医疗设备有限公司Merit Medical Systems，Inc.","麦瑞通医疗器械(北京)有限公司","C02071407400002047440000014","EN2007045","EN2007045","抓捕器管径：7F,抓捕器长度：120cm,抓捕环直径：27-45mm,圈套环数量：3"]
["16188","通用介入","18","18","抓捕器","抓捕器","/","/","已维护","国械注进20193030284","异物抓捕器EN Snare Endovascular Snare System","异物抓捕器","镍钛合金、高密度聚乙烯等","美国麦瑞通医疗设备有限公司Merit Medical Systems，Inc.","麦瑞通医疗器械(北京)有限公司","C02071407400002047440000008","EN2007030","EN2007030","抓捕器管径：7F,抓捕器长度：120cm,抓捕环直径：18-30mm,圈套环数量：3"]
["16188","通用介入","18","18","抓捕器","抓捕器","/","/","已维护","国械注进20193030284","异物抓捕器EN Snare Endovascular Snare System","异物抓捕器","镍钛合金、高密度聚乙烯等","美国麦瑞通医疗设备有限公司Merit Medical Systems，Inc.","麦瑞通医疗器械(北京)有限公司","C02071407400002047440000012","EN2006020","EN2006020","抓捕器管径：6F,抓捕器长度：120cm,抓捕环直径：12-20mm,圈套环数量：3"]
["16218","通用介入","14","14","血管鞘","普通型","/","/","已维护","鲁械注准20252030018","血管穿刺皮下引导器","血管穿刺皮下引导器","","山东百多安医疗器械股份有限公司","山东百多安医疗器械股份有限公司","C02071001500000054840000001","I型","I型","外径范围(4F)，长度范围（51.5±5mm)"]
["16230","通用介入","22-1","22-1","压力延长管","压力延长管","/","300psi≤耐压值≤500psi","已维护","国械注准20233140203","一次性输液延长管","一次性输液延长管(高压输注)","TPU、ABS","上海正邦医疗科技有限公司","上海正邦医疗科技有限公司","C02072005400000020300000014","CL-P-5（200cm）","CL-P-5",""]
["16230","通用介入","22-1","22-1","压力延长管","压力延长管","/","300psi≤耐压值≤500psi","已维护","国械注准20233140203","一次性输液延长管","一次性输液延长管(高压输注)","TPU、ABS","上海正邦医疗科技有限公司","上海正邦医疗科技有限公司","C02072005400000020300000013","CL-P-5（180cm）","CL-P-5",""]
["16230","通用介入","22-1","22-1","压力延长管","压力延长管","/","300psi≤耐压值≤500psi","已维护","国械注准20233140203","一次性输液延长管","一次性输液延长管(高压输注)","TPU、ABS","上海正邦医疗科技有限公司","上海正邦医疗科技有限公司","C02072005400000020300000009","CL-P-5（160cm）","CL-P-5",""]
["16230","通用介入","22-1","22-1","压力延长管","压力延长管","/","300psi≤耐压值≤500psi","已维护","国械注准20233140203","一次性输液延长管","一次性输液延长管(高压输注)","TPU、ABS","上海正邦医疗科技有限公司","上海正邦医疗科技有限公司","C02072005400000020300000026","CL-P-5（150cm）","CL-P-5",""]
["16230","通用介入","22-1","22-1","压力延长管","压力延长管","/","300psi≤耐压值≤500psi","已维护","国械注准20233140203","一次性输液延长管","一次性输液延长管(高压输注)","TPU、ABS","上海正邦医疗科技有限公司","上海正邦医疗科技有限公司","C02072005400000020300000032","CL-P-5（120cm）","CL-P-5",""]
["16230","通用介入","22-1","22-1","压力延长管","压力延长管","/","300psi≤耐压值≤500psi","已维护","国械注准20233140203","一次性输液延长管","一次性输液延长管(高压输注)","TPU、ABS","上海正邦医疗科技有限公司","上海正邦医疗科技有限公司","C02072005400000020300000027","CL-P-5（100cm）","CL-P-5",""]
["16230","通用介入","22-1","22-1","压力延长管","压力延长管","/","300psi≤耐压值≤500psi","已维护","国械注准20233140203","一次性输液延长管","一次性输液延长管(高压输注)","TPU、ABS","上海正邦医疗科技有限公司","上海正邦医疗科技有限公司","C02072005400000020300000040","CL-P-5（90cm）","CL-P-5",""]
["16230","通用介入","22-1","22-1","压力延长管","压力延长管","/","300psi≤耐压值≤500psi","已维护","国械注准20233140203","一次性输液延长管","一次性输液延长管(高压输注)","TPU、ABS","上海正邦医疗科技有限公司","上海正邦医疗科技有限公司","C02072005400000020300000030","CL-P-5（60cm）","CL-P-5",""]
["16230","通用介入","22-1","22-1","压力延长管","压力延长管","/","300psi≤耐压值≤500psi","已维护","国械注准20233140203","一次性输液延长管","一次性输液延长管(高压输注)","TPU、ABS","上海正邦医疗科技有限公司","上海正邦医疗科技有限公司","C02072005400000020300000006","CL-P-5（30cm）","CL-P-5",""]
["16230","通用介入","22-1","22-1","压力延长管","压力延长管","/","300psi≤耐压值≤500psi","已维护","国械注准20233140203","一次性输液延长管","一次性输液延长管(高压输注)","TPU、ABS","上海正邦医疗科技有限公司","上海正邦医疗科技有限公司","C02072005400000020300000023","CL-P-5（10cm）","CL-P-5",""]
["16231","通用介入","16","16","血管止血装置","侵入式","/","/","已维护","国械注准20243021781","血管缝合系统","血管缝合系统","","苏州恒瑞宏远医疗科技有限公司","苏州恒瑞宏远医疗科技有限公司","C02071207300001127610000001","SPD-100","SPD-100",""]
["16232","通用介入","14","14","血管鞘","普通型","/","/","已维护","粤械注准20232031930","一次性使用亲水涂层导管鞘套装","一次性使用亲水涂层导管鞘套装","鞘管由氟化乙烯丙烯共聚物（FEP）制成、表面亲水涂层为聚乙烯吡咯烷酮（PVP），接头由聚丙烯（PP）制成、止血阀由硅橡胶制成、压帽由聚丙烯（PP）制成、侧支由聚氨酯（PU）制成、三通手柄由聚乙烯（HDPE）制成、三通主体由聚碳酸酯（PC）制成；扩张器管体和","深圳市益心达医学新技术有限公司","深圳市益心达医学新技术有限公司","C02071001500000104950000027","SCW-HIS-0516","SCW-HIS-0516","亲水涂层，外径范围（F）：5F             长度范围（cm）:16cm"]
["16232","通用介入","14","14","血管鞘","普通型","/","/","已维护","粤械注准20232031930","一次性使用亲水涂层导管鞘套装","一次性使用亲水涂层导管鞘套装","鞘管由氟化乙烯丙烯共聚物（FEP）制成、表面亲水涂层为聚乙烯吡咯烷酮（PVP），接头由聚丙烯（PP）制成、止血阀由硅橡胶制成、压帽由聚丙烯（PP）制成、侧支由聚氨酯（PU）制成、三通手柄由聚乙烯（HDPE）制成、三通主体由聚碳酸酯（PC）制成；扩张器管体和","深圳市益心达医学新技术有限公司","深圳市益心达医学新技术有限公司","C02071001500000104950000028","SCW-HIS-0611","SCW-HIS-0611","亲水涂层，外径范围（F）：6F             长度范围（cm）:11cm"]
["16232","通用介入","14","14","血管鞘","普通型","/","/","已维护","粤械注准20232031930","一次性使用亲水涂层导管鞘套装","一次性使用亲水涂层导管鞘套装","鞘管由氟化乙烯丙烯共聚物（FEP）制成、表面亲水涂层为聚乙烯吡咯烷酮（PVP），接头由聚丙烯（PP）制成、止血阀由硅橡胶制成、压帽由聚丙烯（PP）制成、侧支由聚氨酯（PU）制成、三通手柄由聚乙烯（HDPE）制成、三通主体由聚碳酸酯（PC）制成；扩张器管体和","深圳市益心达医学新技术有限公司","深圳市益心达医学新技术有限公司","C02071001500000104950000029","SCW-HIS-0616","SCW-HIS-0616","亲水涂层，外径范围（F）：6F             长度范围（cm）:16cm"]
["16232","通用介入","14","14","血管鞘","普通型","/","/","已维护","粤械注准20232031930","一次性使用亲水涂层导管鞘套装","一次性使用亲水涂层导管鞘套装","鞘管由氟化乙烯丙烯共聚物（FEP）制成、表面亲水涂层为聚乙烯吡咯烷酮（PVP），接头由聚丙烯（PP）制成、止血阀由硅橡胶制成、压帽由聚丙烯（PP）制成、侧支由聚氨酯（PU）制成、三通手柄由聚乙烯（HDPE）制成、三通主体由聚碳酸酯（PC）制成；扩张器管体和","深圳市益心达医学新技术有限公司","深圳市益心达医学新技术有限公司","C02071001500000104950000030","SCW-HIS-0511","SCW-HIS-0511","亲水涂层，外径范围（F）：5F             长度范围（cm）:11cm"]
["16233","通用介入","22-1","22-2","压力延长管","压力延长管","/","500psi＜耐压值≤800psi","已维护","国械注准20233140203","一次性输液延长管","一次性输液延长管(高压输注)","TPU、ABS","上海正邦医疗科技有限公司","上海正邦医疗科技有限公司","C02072005400000020300000024","CL-P-8（200cm）","CL-P-8",""]
["16233","通用介入","22-1","22-2","压力延长管","压力延长管","/","500psi＜耐压值≤800psi","已维护","国械注准20233140203","一次性输液延长管","一次性输液延长管(高压输注)","TPU、ABS","上海正邦医疗科技有限公司","上海正邦医疗科技有限公司","C02072005400000020300000028","CL-P-8（180cm）","CL-P-8",""]
["16233","通用介入","22-1","22-2","压力延长管","压力延长管","/","500psi＜耐压值≤800psi","已维护","国械注准20233140203","一次性输液延长管","一次性输液延长管(高压输注)","TPU、ABS","上海正邦医疗科技有限公司","上海正邦医疗科技有限公司","C02072005400000020300000004","CL-P-8（160cm）","CL-P-8",""]
["16233","通用介入","22-1","22-2","压力延长管","压力延长管","/","500psi＜耐压值≤800psi","已维护","国械注准20233140203","一次性输液延长管","一次性输液延长管(高压输注)","TPU、ABS","上海正邦医疗科技有限公司","上海正邦医疗科技有限公司","C02072005400000020300000029","CL-P-8（150cm）","CL-P-8",""]
["16233","通用介入","22-1","22-2","压力延长管","压力延长管","/","500psi＜耐压值≤800psi","已维护","国械注准20233140203","一次性输液延长管","一次性输液延长管(高压输注)","TPU、ABS","上海正邦医疗科技有限公司","上海正邦医疗科技有限公司","C02072005400000020300000011","CL-P-8（120cm）","CL-P-8",""]
["16233","通用介入","22-1","22-2","压力延长管","压力延长管","/","500psi＜耐压值≤800psi","已维护","国械注准20233140203","一次性输液延长管","一次性输液延长管(高压输注)","TPU、ABS","上海正邦医疗科技有限公司","上海正邦医疗科技有限公司","C02072005400000020300000002","CL-P-8（100cm）","CL-P-8",""]
["16233","通用介入","22-1","22-2","压力延长管","压力延长管","/","500psi＜耐压值≤800psi","已维护","国械注准20233140203","一次性输液延长管","一次性输液延长管(高压输注)","TPU、ABS","上海正邦医疗科技有限公司","上海正邦医疗科技有限公司","C02072005400000020300000034","CL-P-8（90cm）","CL-P-8",""]
["16233","通用介入","22-1","22-2","压力延长管","压力延长管","/","500psi＜耐压值≤800psi","已维护","国械注准20233140203","一次性输液延长管","一次性输液延长管(高压输注)","TPU、ABS","上海正邦医疗科技有限公司","上海正邦医疗科技有限公司","C02072005400000020300000033","CL-P-8（60cm）","CL-P-8",""]
["16233","通用介入","22-1","22-2","压力延长管","压力延长管","/","500psi＜耐压值≤800psi","已维护","国械注准20233140203","一次性输液延长管","一次性输液延长管(高压输注)","TPU、ABS","上海正邦医疗科技有限公司","上海正邦医疗科技有限公司","C02072005400000020300000038","CL-P-8（30cm）","CL-P-8",""]
["16233","通用介入","22-1","22-2","压力延长管","压力延长管","/","500psi＜耐压值≤800psi","已维护","国械注准20233140203","一次性输液延长管","一次性输液延长管(高压输注)","TPU、ABS","上海正邦医疗科技有限公司","上海正邦医疗科技有限公司","C02072005400000020300000039","CL-P-8（10cm）","CL-P-8",""]
["16258","通用介入","4-1","4-1","中心静脉导管类","经外周中心静脉导管（PICC）","耐高压型","长度≥50cm-单腔","已维护","国械注进20243030042","经外周静脉置入中心静脉导管 Biowy PICC Catheter S Kit","经外周静脉置入中心静脉导管","聚氨酯","拜威公司 Biowy Corporation","赛克赛斯生物科技股份有限公司","C02070300401007037280000001","PICC4SK-S","PICC4SK-S",""]
["16262","通用介入","4-1","4-2","中心静脉导管类","经外周中心静脉导管（PICC）","耐高压型","长度≥50cm-多腔型","已维护","国械注进20243030042","经外周静脉置入中心静脉导管 Biowy PICC Catheter S Kit","经外周静脉置入中心静脉导管","聚氨酯","拜威公司 Biowy Corporation","赛克赛斯生物科技股份有限公司","C02070300401007037280000002","PICC5DK-S","PICC5DK-S",""]
["16270","通用介入","3-1","3-5","中心静脉导管类","经外周中心静脉导管（PICC）","普通型","长度≤12cm","已维护","国械注准20143032347","一次性使用中心静脉导管套装","一次性使用中心静脉导管套装","聚氨酯","昊朗科技（佛山）有限公司","昊朗科技(佛山)有限公司","C02070300401007006660000579","单腔5Fr×12cm","PB-B 5Fr×12cm","管径范围：5Fr，长度范围：12cm，材质：聚氨酯"]
["16270","通用介入","3-1","3-5","中心静脉导管类","经外周中心静脉导管（PICC）","普通型","长度≤12cm","已维护","国械注准20143032347","一次性使用中心静脉导管套装","一次性使用中心静脉导管套装","聚氨酯","昊朗科技（佛山）有限公司","昊朗科技(佛山)有限公司","C02070300401007006660000399","单腔4Fr×12cm","PB-B 4Fr×12cm","管径范围：4Fr，长度范围：12cm，材质：聚氨酯"]
["16270","通用介入","3-1","3-5","中心静脉导管类","经外周中心静脉导管（PICC）","普通型","长度≤12cm","已维护","国械注准20143032347","一次性使用中心静脉导管套装","一次性使用中心静脉导管套装","聚氨酯","昊朗科技（佛山）有限公司","昊朗科技(佛山)有限公司","C02070300401007006660000345","单腔3Fr×12cm","PB-B 3Fr×12cm","管径范围：3Fr，长度范围：12cm，材质：聚氨酯"]
["16270","通用介入","3-1","3-5","中心静脉导管类","经外周中心静脉导管（PICC）","普通型","长度≤12cm","已维护","国械注准20143032347","一次性使用中心静脉导管套装","一次性使用中心静脉导管套装","聚氨酯","昊朗科技（佛山）有限公司","昊朗科技(佛山)有限公司","C02070300401007006660000527","单腔5Fr×10cm","PB-B 5Fr×10cm","管径范围：5Fr，长度范围：10cm，材质：聚氨酯"]
["16270","通用介入","3-1","3-5","中心静脉导管类","经外周中心静脉导管（PICC）","普通型","长度≤12cm","已维护","国械注准20143032347","一次性使用中心静脉导管套装","一次性使用中心静脉导管套装","聚氨酯","昊朗科技（佛山）有限公司","昊朗科技(佛山)有限公司","C02070300401007006660000677","单腔4Fr×10cm","PB-B 4Fr×10cm","管径范围：4Fr，长度范围：10cm，材质：聚氨酯"]
["16270","通用介入","3-1","3-5","中心静脉导管类","经外周中心静脉导管（PICC）","普通型","长度≤12cm","已维护","国械注准20143032347","一次性使用中心静脉导管套装","一次性使用中心静脉导管套装","聚氨酯","昊朗科技（佛山）有限公司","昊朗科技(佛山)有限公司","C02070300401007006660000334","单腔3Fr×10cm","PB-B 3Fr×10cm","管径范围：3Fr，长度范围：10cm，材质：聚氨酯"]
["16270","通用介入","3-1","3-5","中心静脉导管类","经外周中心静脉导管（PICC）","普通型","长度≤12cm","已维护","国械注准20143032347","一次性使用中心静脉导管套装","一次性使用中心静脉导管套装","聚氨酯","昊朗科技（佛山）有限公司","昊朗科技(佛山)有限公司","C02070300401007006660000851","单腔5Fr×8cm","PB-B 5Fr×8cm","管径范围：5Fr，长度范围：8cm，材质：聚氨酯"]
["16270","通用介入","3-1","3-5","中心静脉导管类","经外周中心静脉导管（PICC）","普通型","长度≤12cm","已维护","国械注准20143032347","一次性使用中心静脉导管套装","一次性使用中心静脉导管套装","聚氨酯","昊朗科技（佛山）有限公司","昊朗科技(佛山)有限公司","C02070300401007006660000873","单腔4Fr×8cm","PB-B 4Fr×8cm","管径范围：4Fr，长度范围：8cm，材质：聚氨酯"]
["16270","通用介入","3-1","3-5","中心静脉导管类","经外周中心静脉导管（PICC）","普通型","长度≤12cm","已维护","国械注准20143032347","一次性使用中心静脉导管套装","一次性使用中心静脉导管套装","聚氨酯","昊朗科技（佛山）有限公司","昊朗科技(佛山)有限公司","C02070300401007006660000386","单腔3Fr×8cm","PB-B 3Fr×8cm","管径范围：3Fr，长度范围：8cm，材质：聚氨酯"]
["16284","通用介入","16","16","血管止血装置","侵入式","/","/","已维护","国械注准20253130572","血管封合器","血管封合器","ABS、PEI、镍钛合金、牛源胶原蛋白","上海科罡医疗技术有限公司","上海科罡医疗技术有限公司","C02071207300004231790000001","SWIFT5612L","SWIFT5612L",""]
["16284","通用介入","16","16","血管止血装置","侵入式","/","/","已维护","国械注准20253130572","血管封合器","血管封合器","ABS、PEI、镍钛合金、牛源胶原蛋白","上海科罡医疗技术有限公司","上海科罡医疗技术有限公司","C02071207300004231790000002","SWIFT5612B","SWIFT5612B",""]
["16284","通用介入","16","16","血管止血装置","侵入式","/","/","已维护","国械注准20253130572","血管封合器","血管封合器","ABS、PEI、镍钛合金、牛源胶原蛋白","上海科罡医疗技术有限公司","上海科罡医疗技术有限公司","C02071207300004231790000003","SWIFT6215L","SWIFT6215L",""]
["16284","通用介入","16","16","血管止血装置","侵入式","/","/","已维护","国械注准20253130572","血管封合器","血管封合器","ABS、PEI、镍钛合金、牛源胶原蛋白","上海科罡医疗技术有限公司","上海科罡医疗技术有限公司","C02071207300004231790000004","SWIFT6215A","SWIFT6215A",""]
["16284","通用介入","16","16","血管止血装置","侵入式","/","/","已维护","国械注准20253130572","血管封合器","血管封合器","ABS、PEI、镍钛合金、牛源胶原蛋白","上海科罡医疗技术有限公司","上海科罡医疗技术有限公司","C02071207300004231790000005","SWIFT6909S","SWIFT6909S",""]
["16284","通用介入","16","16","血管止血装置","侵入式","/","/","已维护","国械注准20253130572","血管封合器","血管封合器","ABS、PEI、镍钛合金、牛源胶原蛋白","上海科罡医疗技术有限公司","上海科罡医疗技术有限公司","C02071207300004231790000006","SWIFT5615B","SWIFT5615B",""]
["16284","通用介入","16","16","血管止血装置","侵入式","/","/","已维护","国械注准20253130572","血管封合器","血管封合器","ABS、PEI、镍钛合金、牛源胶原蛋白","上海科罡医疗技术有限公司","上海科罡医疗技术有限公司","C02071207300004231790000007","SWIFT6209A","SWIFT6209A",""]
["16284","通用介入","16","16","血管止血装置","侵入式","/","/","已维护","国械注准20253130572","血管封合器","血管封合器","ABS、PEI、镍钛合金、牛源胶原蛋白","上海科罡医疗技术有限公司","上海科罡医疗技术有限公司","C02071207300004231790000008","SWIFT7512S","SWIFT7512S",""]
["16284","通用介入","16","16","血管止血装置","侵入式","/","/","已维护","国械注准20253130572","血管封合器","血管封合器","ABS、PEI、镍钛合金、牛源胶原蛋白","上海科罡医疗技术有限公司","上海科罡医疗技术有限公司","C02071207300004231790000009","SWIFT7515S","SWIFT7515S",""]
["16284","通用介入","16","16","血管止血装置","侵入式","/","/","已维护","国械注准20253130572","血管封合器","血管封合器","ABS、PEI、镍钛合金、牛源胶原蛋白","上海科罡医疗技术有限公司","上海科罡医疗技术有限公司","C02071207300004231790000010","SWIFT6212L","SWIFT6212L",""]
["16284","通用介入","16","16","血管止血装置","侵入式","/","/","已维护","国械注准20253130572","血管封合器","血管封合器","ABS、PEI、镍钛合金、牛源胶原蛋白","上海科罡医疗技术有限公司","上海科罡医疗技术有限公司","C02071207300004231790000011","SWIFT7515L","SWIFT7515L",""]
["16284","通用介入","16","16","血管止血装置","侵入式","/","/","已维护","国械注准20253130572","血管封合器","血管封合器","ABS、PEI、镍钛合金、牛源胶原蛋白","上海科罡医疗技术有限公司","上海科罡医疗技术有限公司","C02071207300004231790000012","SWIFT7509S","SWIFT7509S",""]
["16284","通用介入","16","16","血管止血装置","侵入式","/","/","已维护","国械注准20253130572","血管封合器","血管封合器","ABS、PEI、镍钛合金、牛源胶原蛋白","上海科罡医疗技术有限公司","上海科罡医疗技术有限公司","C02071207300004231790000013","SWIFT6215S","SWIFT6215S",""]
["16284","通用介入","16","16","血管止血装置","侵入式","/","/","已维护","国械注准20253130572","血管封合器","血管封合器","ABS、PEI、镍钛合金、牛源胶原蛋白","上海科罡医疗技术有限公司","上海科罡医疗技术有限公司","C02071207300004231790000014","SWIFT5615L","SWIFT5615L",""]
["16284","通用介入","16","16","血管止血装置","侵入式","/","/","已维护","国械注准20253130572","血管封合器","血管封合器","ABS、PEI、镍钛合金、牛源胶原蛋白","上海科罡医疗技术有限公司","上海科罡医疗技术有限公司","C02071207300004231790000015","SWIFT6915S","SWIFT6915S",""]
["16284","通用介入","16","16","血管止血装置","侵入式","/","/","已维护","国械注准20253130572","血管封合器","血管封合器","ABS、PEI、镍钛合金、牛源胶原蛋白","上海科罡医疗技术有限公司","上海科罡医疗技术有限公司","C02071207300004231790000016","SWIFT7512L","SWIFT7512L",""]
["16284","通用介入","16","16","血管止血装置","侵入式","/","/","已维护","国械注准20253130572","血管封合器","血管封合器","ABS、PEI、镍钛合金、牛源胶原蛋白","上海科罡医疗技术有限公司","上海科罡医疗技术有限公司","C02071207300004231790000017","SWIFT7509L","SWIFT7509L",""]
["16284","通用介入","16","16","血管止血装置","侵入式","/","/","已维护","国械注准20253130572","血管封合器","血管封合器","ABS、PEI、镍钛合金、牛源胶原蛋白","上海科罡医疗技术有限公司","上海科罡医疗技术有限公司","C02071207300004231790000018","SWIFT5609L","SWIFT5609L",""]
["16284","通用介入","16","16","血管止血装置","侵入式","/","/","已维护","国械注准20253130572","血管封合器","血管封合器","ABS、PEI、镍钛合金、牛源胶原蛋白","上海科罡医疗技术有限公司","上海科罡医疗技术有限公司","C02071207300004231790000019","SWIFT6912S","SWIFT6912S",""]
["16284","通用介入","16","16","血管止血装置","侵入式","/","/","已维护","国械注准20253130572","血管封合器","血管封合器","ABS、PEI、镍钛合金、牛源胶原蛋白","上海科罡医疗技术有限公司","上海科罡医疗技术有限公司","C02071207300004231790000020","SWIFT5609B","SWIFT5609B",""]
["16284","通用介入","16","16","血管止血装置","侵入式","/","/","已维护","国械注准20253130572","血管封合器","血管封合器","ABS、PEI、镍钛合金、牛源胶原蛋白","上海科罡医疗技术有限公司","上海科罡医疗技术有限公司","C02071207300004231790000021","SWIFT6212A","SWIFT6212A",""]
["16284","通用介入","16","16","血管止血装置","侵入式","/","/","已维护","国械注准20253130572","血管封合器","血管封合器","ABS、PEI、镍钛合金、牛源胶原蛋白","上海科罡医疗技术有限公司","上海科罡医疗技术有限公司","C02071207300004231790000022","SWIFT6915L","SWIFT6915L",""]
["16284","通用介入","16","16","血管止血装置","侵入式","/","/","已维护","国械注准20253130572","血管封合器","血管封合器","ABS、PEI、镍钛合金、牛源胶原蛋白","上海科罡医疗技术有限公司","上海科罡医疗技术有限公司","C02071207300004231790000023","SWIFT6209S","SWIFT6209S",""]
["16284","通用介入","16","16","血管止血装置","侵入式","/","/","已维护","国械注准20253130572","血管封合器","血管封合器","ABS、PEI、镍钛合金、牛源胶原蛋白","上海科罡医疗技术有限公司","上海科罡医疗技术有限公司","C02071207300004231790000024","SWIFT4809L","SWIFT4809L",""]
["16284","通用介入","16","16","血管止血装置","侵入式","/","/","已维护","国械注准20253130572","血管封合器","血管封合器","ABS、PEI、镍钛合金、牛源胶原蛋白","上海科罡医疗技术有限公司","上海科罡医疗技术有限公司","C02071207300004231790000025","SWIFT6209L","SWIFT6209L",""]
["16284","通用介入","16","16","血管止血装置","侵入式","/","/","已维护","国械注准20253130572","血管封合器","血管封合器","ABS、PEI、镍钛合金、牛源胶原蛋白","上海科罡医疗技术有限公司","上海科罡医疗技术有限公司","C02071207300004231790000026","SWIFT4815L","SWIFT4815L",""]
["16284","通用介入","16","16","血管止血装置","侵入式","/","/","已维护","国械注准20253130572","血管封合器","血管封合器","ABS、PEI、镍钛合金、牛源胶原蛋白","上海科罡医疗技术有限公司","上海科罡医疗技术有限公司","C02071207300004231790000027","SWIFT4812L","SWIFT4812L",""]
["16284","通用介入","16","16","血管止血装置","侵入式","/","/","已维护","国械注准20253130572","血管封合器","血管封合器","ABS、PEI、镍钛合金、牛源胶原蛋白","上海科罡医疗技术有限公司","上海科罡医疗技术有限公司","C02071207300004231790000028","SWIFT6912L","SWIFT6912L",""]
["16284","通用介入","16","16","血管止血装置","侵入式","/","/","已维护","国械注准20253130572","血管封合器","血管封合器","ABS、PEI、镍钛合金、牛源胶原蛋白","上海科罡医疗技术有限公司","上海科罡医疗技术有限公司","C02071207300004231790000029","SWIFT6909L","SWIFT6909L",""]
["16284","通用介入","16","16","血管止血装置","侵入式","/","/","已维护","国械注准20253130572","血管封合器","血管封合器","ABS、PEI、镍钛合金、牛源胶原蛋白","上海科罡医疗技术有限公司","上海科罡医疗技术有限公司","C02071207300004231790000030","SWIFT6212S","SWIFT6212S",""]
["15694","通用介入","22-1","22-3","压力延长管","压力延长管","/","耐压值＞800psi","已维护","国械注准20183060040","一次性使用高压造影注射器及附件","一次性使用高压造影注射器及附件","PET/PP","迈德旺（苏州）医疗设备有限公司","迈德旺（苏州）医疗设备有限公司","C02071507500000013160000107","903319","903319",""]
["15694","通用介入","22-1","22-3","压力延长管","压力延长管","/","耐压值＞800psi","已维护","国械注准20183060040","一次性使用高压造影注射器及附件","一次性使用高压造影注射器及附件","PET/PP","迈德旺（苏州）医疗设备有限公司","迈德旺（苏州）医疗设备有限公司","C02071507500000013160000097","903318","903318",""]
["15694","通用介入","22-1","22-3","压力延长管","压力延长管","/","耐压值＞800psi","已维护","国械注准20183060040","一次性使用高压造影注射器及附件","一次性使用高压造影注射器及附件","PET/PP","迈德旺（苏州）医疗设备有限公司","迈德旺（苏州）医疗设备有限公司","C02071507500000013160000124","903317","903317",""]
["15694","通用介入","22-1","22-3","压力延长管","压力延长管","/","耐压值＞800psi","已维护","国械注准20183060040","一次性使用高压造影注射器及附件","一次性使用高压造影注射器及附件","PET/PP","迈德旺（苏州）医疗设备有限公司","迈德旺（苏州）医疗设备有限公司","C02071507500000013160000121","903316","903316",""]
["15694","通用介入","22-1","22-3","压力延长管","压力延长管","/","耐压值＞800psi","已维护","国械注准20183060040","一次性使用高压造影注射器及附件","一次性使用高压造影注射器及附件","PET/PP","迈德旺（苏州）医疗设备有限公司","迈德旺（苏州）医疗设备有限公司","C02071507500000013160000119","903314","903314",""]
["16292","通用介入","4-1","4-1","中心静脉导管类","经外周中心静脉导管（PICC）","耐高压型","长度≥50cm-单腔","已维护","国械注进20253030151","经外周置入中心静脉导管 primePICC","经外周置入中心静脉导管","聚氨酯","美国pfm医疗器械公司 PFM Medical Inc.","北京中译锦程医学投资管理有限公司","C02070300401007174570000017","VP5S55RECN","VP5S55RECN","型号： VP5S55RECN  ，5F 单腔导管   导管外径：1.67mm ，导管有效长度： 57cm，耐高压值：300psi"]
["16292","通用介入","4-1","4-1","中心静脉导管类","经外周中心静脉导管（PICC）","耐高压型","长度≥50cm-单腔","已维护","国械注进20253030151","经外周置入中心静脉导管 primePICC","经外周置入中心静脉导管","聚氨酯","美国pfm医疗器械公司 PFM Medical Inc.","北京中译锦程医学投资管理有限公司","C02070300401007174570000010","VP4S50RECN","VP4S50RECN","型号：VP4S50RECN ，  4F单腔导管 ， 导管外径：1.33mm  ，导管有效长度：52cm  ，耐高压值：300psi"]
["16293","通用介入","4-1","4-2","中心静脉导管类","经外周中心静脉导管（PICC）","耐高压型","长度≥50cm-多腔型","已维护","国械注进20253030151","经外周置入中心静脉导管 primePICC","经外周置入中心静脉导管","聚氨酯","美国pfm医疗器械公司 PFM Medical Inc.","北京中译锦程医学投资管理有限公司","C02070300401007174570000001","VP6D60RECN","VP6D60RECN","型号：VP6D60RECN，  6F 双腔导管 ， 导管外径：2.00mm  ，导管有效长度：62cm  ，耐高压值：300psi"]
["16293","通用介入","4-1","4-2","中心静脉导管类","经外周中心静脉导管（PICC）","耐高压型","长度≥50cm-多腔型","已维护","国械注进20253030151","经外周置入中心静脉导管 primePICC","经外周置入中心静脉导管","聚氨酯","美国pfm医疗器械公司 PFM Medical Inc.","北京中译锦程医学投资管理有限公司","C02070300401007174570000025","VP5D55RECN","VP5D55RECN","型号：VP5D55RECN，  5F 双腔导管 ， 导管外径：1.67mm  ，导管有效长度：57cm  ，耐高压值：300psi"]
["16293","通用介入","4-1","4-2","中心静脉导管类","经外周中心静脉导管（PICC）","耐高压型","长度≥50cm-多腔型","已维护","国械注进20253030151","经外周置入中心静脉导管 primePICC","经外周置入中心静脉导管","聚氨酯","美国pfm医疗器械公司 PFM Medical Inc.","北京中译锦程医学投资管理有限公司","C02070300401007174570000021","VP4D50RECN","VP4D50RECN","型号：VP4D50RECN，  4F 双腔导管 ， 导管外径：1.33mm  ，导管有效长度：52cm  ，耐高压值：300psi"]
["16293","通用介入","4-1","4-2","中心静脉导管类","经外周中心静脉导管（PICC）","耐高压型","长度≥50cm-多腔型","已维护","国械注进20253030151","经外周置入中心静脉导管 primePICC","经外周置入中心静脉导管","聚氨酯","美国pfm医疗器械公司 PFM Medical Inc.","北京中译锦程医学投资管理有限公司","C02070300401007174570000009","VP6T60RECN","VP6T60RECN","型号：VP6T60RECN ，  6F 三腔导管 ， 导管外径：2.00mm  ，导管有效长度：62cm  ，耐高压值：300psi"]
["16293","通用介入","4-1","4-2","中心静脉导管类","经外周中心静脉导管（PICC）","耐高压型","长度≥50cm-多腔型","已维护","国械注进20253030151","经外周置入中心静脉导管 primePICC","经外周置入中心静脉导管","聚氨酯","美国pfm医疗器械公司 PFM Medical Inc.","北京中译锦程医学投资管理有限公司","C02070300401007174570000005","VP5T55RECN","VP5T55RECN","型号：VP5T55RECN ，  5F 三腔导管 ， 导管外径：1.67mm  ，导管有效长度：57cm  ，耐高压值：300psi"]
["16295","通用介入","8","8","输液港","腹腔型","/","/","已维护","国械注进20193142168","植入式给药装置Vascular Access Port System","植入式给药装置","PU特质聚氨酯导管、聚甲醛或聚甲醛和钛金属港座、硅胶隔膜","德国pfm医疗集团cpp分公司 pfm medical cpp SA","北京中译锦程医学投资管理有限公司","C02070407200003174570000004","耐高压标准型（基础套）特质聚氨酯  8.0F","61.635.72.087V3","管径范围 ：8.0F ，长度范围 ：75cm ，材质：特质聚氨酯，耐高压值：300psi\n"]

{"sheet":"血液透析类","index":1,"n_rows":375,"n_cols":19,"rows_kept":375}
["产品代码","耗材类别","代表品包号","供应产品包号","一级目录","二级目录","三级目录","特征","医保编码是否维护","注册证号","注册证产品名称","产品名称","材质","生产企业名称","申报企业名称","医保耗材代码27位","规格","型号","规格型号备注"]
["15009","血液透析","3-2","3-2","血液滤过器","＞1.6","","/","已维护","国械注准20243102583","血液透析滤过器","血液透析滤过器",null,"东丽医疗科技（青岛）股份有限公司","东丽医疗科技(青岛)股份有限公司","C10040116700000110580000009","NVF-18M","NVF-18M","/"]
["15128","血液透析","4-3","4-3","血液净化装置体外循环管路","血液滤过管路","非专机专用型血滤置换液补液管","/","已维护","国械注准20243100136","一次性使用血液透析管路","一次性使用血液透析管路",null,"大连JMS医疗器具有限公司","大连JMS医疗器具有限公司","C10080217100000015270000021","JMS-HFS-01","JMS-HFS-01","/"]
["15130","血液透析","4-1","4-1","血液净化装置体外循环管路","血液透析管路","普通管路","/","已维护","国械注准20153100885","血液净化装置的体外循环血路","血液净化装置的体外循环血路",null,"大连JMS医疗器具有限公司","大连JMS医疗器具有限公司","C10080217100000015270000004","血液回路iL11-611-03-04","血液回路iL11-611-03-04","/"]
["15133","血液透析","4-1","4-1","血液净化装置体外循环管路","血液透析管路","普通管路","/","已维护","国械注准20153100885","血液净化装置的体外循环血路","血液净化装置的体外循环血路",null,"大连JMS医疗器具有限公司","大连JMS医疗器具有限公司","C10080217100000015270000014","血液回路iL01-006-21","血液回路iL01-006-21","/"]
["15135","血液透析","4-1","4-1","血液净化装置体外循环管路","血液透析管路","普通管路","/","已维护","国械注准20243100648","一次性使用血液透析管路","一次性使用血液透析管路",null,"宁波百通医疗科技有限公司","宁波百通医疗科技有限公司","C10080217100000125280000001","BT-BL-16","BT-BL-16","/"]
["15135","血液透析","4-1","4-1","血液净化装置体外循环管路","血液透析管路","普通管路","/","已维护","国械注准20243100648","一次性使用血液透析管路","一次性使用血液透析管路",null,"宁波百通医疗科技有限公司","宁波百通医疗科技有限公司","C10080217100000125280000002","BT-BL-15","BT-BL-15","/"]
["15135","血液透析","4-1","4-1","血液净化装置体外循环管路","血液透析管路","普通管路","/","已维护","国械注准20243100648","一次性使用血液透析管路","一次性使用血液透析管路",null,"宁波百通医疗科技有限公司","宁波百通医疗科技有限公司","C10080217100000125280000003","BT-BL-3","BT-BL-3","/"]
["15135","血液透析","4-1","4-1","血液净化装置体外循环管路","血液透析管路","普通管路","/","已维护","国械注准20243100648","一次性使用血液透析管路","一次性使用血液透析管路",null,"宁波百通医疗科技有限公司","宁波百通医疗科技有限公司","C10080217100000125280000004","BT-BL-2","BT-BL-2","/"]
["15135","血液透析","4-1","4-1","血液净化装置体外循环管路","血液透析管路","普通管路","/","已维护","国械注准20243100648","一次性使用血液透析管路","一次性使用血液透析管路",null,"宁波百通医疗科技有限公司","宁波百通医疗科技有限公司","C10080217100000125280000005","BT-BL-12","BT-BL-12","/"]
["15135","血液透析","4-1","4-1","血液净化装置体外循环管路","血液透析管路","普通管路","/","已维护","国械注准20243100648","一次性使用血液透析管路","一次性使用血液透析管路",null,"宁波百通医疗科技有限公司","宁波百通医疗科技有限公司","C10080217100000125280000006","BT-BL-10","BT-BL-10","/"]
["15135","血液透析","4-1","4-1","血液净化装置体外循环管路","血液透析管路","普通管路","/","已维护","国械注准20243100648","一次性使用血液透析管路","一次性使用血液透析管路",null,"宁波百通医疗科技有限公司","宁波百通医疗科技有限公司","C10080217100000125280000007","BT-BL-1","BT-BL-1","/"]
["15135","血液透析","4-1","4-1","血液净化装置体外循环管路","血液透析管路","普通管路","/","已维护","国械注准20243100648","一次性使用血液透析管路","一次性使用血液透析管路",null,"宁波百通医疗科技有限公司","宁波百通医疗科技有限公司","C10080217100000125280000008","BT-BL-11","BT-BL-11","/"]
["15135","血液透析","4-1","4-1","血液净化装置体外循环管路","血液透析管路","普通管路","/","已维护","国械注准20243100648","一次性使用血液透析管路","一次性使用血液透析管路",null,"宁波百通医疗科技有限公司","宁波百通医疗科技有限公司","C10080217100000125280000009","BT-BL-8","BT-BL-8","/"]
["15135","血液透析","4-1","4-1","血液净化装置体外循环管路","血液透析管路","普通管路","/","已维护","国械注准20243100648","一次性使用血液透析管路","一次性使用血液透析管路",null,"宁波百通医疗科技有限公司","宁波百通医疗科技有限公司","C10080217100000125280000010","BT-BL-9","BT-BL-9","/"]
["15135","血液透析","4-1","4-1","血液净化装置体外循环管路","血液透析管路","普通管路","/","已维护","国械注准20243100648","一次性使用血液透析管路","一次性使用血液透析管路",null,"宁波百通医疗科技有限公司","宁波百通医疗科技有限公司","C10080217100000125280000011","BT-BL-4","BT-BL-4","/"]
["15135","血液透析","4-1","4-1","血液净化装置体外循环管路","血液透析管路","普通管路","/","已维护","国械注准20243100648","一次性使用血液透析管路","一次性使用血液透析管路",null,"宁波百通医疗科技有限公司","宁波百通医疗科技有限公司","C10080217100000125280000014","BT-BL-14","BT-BL-14","/"]
["15135","血液透析","4-1","4-1","血液净化装置体外循环管路","血液透析管路","普通管路","/","已维护","国械注准20243100648","一次性使用血液透析管路","一次性使用血液透析管路",null,"宁波百通医疗科技有限公司","宁波百通医疗科技有限公司","C10080217100000125280000015","BT-BL-6","BT-BL-6","/"]
["15135","血液透析","4-1","4-1","血液净化装置体外循环管路","血液透析管路","普通管路","/","已维护","国械注准20243100648","一次性使用血液透析管路","一次性使用血液透析管路",null,"宁波百通医疗科技有限公司","宁波百通医疗科技有限公司","C10080217100000125280000017","BT-BL-13","BT-BL-13","/"]
["15135","血液透析","4-1","4-1","血液净化装置体外循环管路","血液透析管路","普通管路","/","已维护","国械注准20243100648","一次性使用血液透析管路","一次性使用血液透析管路",null,"宁波百通医疗科技有限公司","宁波百通医疗科技有限公司","C10080217100000125280000018","BT-BL-5","BT-BL-5","/"]
["15135","血液透析","4-1","4-1","血液净化装置体外循环管路","血液透析管路","普通管路","/","已维护","国械注准20243100648","一次性使用血液透析管路","一次性使用血液透析管路",null,"宁波百通医疗科技有限公司","宁波百通医疗科技有限公司","C10080217100000125280000019","BT-BL-7","BT-BL-7","/"]
["15138","血液透析","4-3","4-3","血液净化装置体外循环管路","血液滤过管路","非专机专用型血滤置换液补液管","/","已维护","国械注准20243100648","一次性使用血液透析管路","一次性使用血液透析管路",null,"宁波百通医疗科技有限公司","宁波百通医疗科技有限公司","C10080217100000125280000012","BT-RM-1","BT-RM-1","/"]
["15138","血液透析","4-3","4-3","血液净化装置体外循环管路","血液滤过管路","非专机专用型血滤置换液补液管","/","已维护","国械注准20243100648","一次性使用血液透析管路","一次性使用血液透析管路",null,"宁波百通医疗科技有限公司","宁波百通医疗科技有限公司","C10080217100000125280000016","BT-RM-3","BT-RM-3","/"]
["15138","血液透析","4-3","4-3","血液净化装置体外循环管路","血液滤过管路","非专机专用型血滤置换液补液管","/","已维护","国械注准20243100648","一次性使用血液透析管路","一次性使用血液透析管路",null,"宁波百通医疗科技有限公司","宁波百通医疗科技有限公司","C10080217100000125280000013","BT-RM-2","BT-RM-2","/"]
["15140","血液透析","5-2","5-2","动静脉瘘穿刺针","锐型","安全型","/","已维护","国械注准20143142113","一次性使用动静脉穿刺针","一次性使用动静脉穿刺针",null,"大连JMS医疗器具有限公司","大连JMS医疗器具有限公司","C10080902600004015270000003","16G回转锁扣式（防针刺）","16G回转锁扣式（防针刺）","/"]
["15143","血液透析","5-2","5-2","动静脉瘘穿刺针","锐型","安全型","/","已维护","国械注准20143142113","一次性使用动静脉穿刺针","一次性使用动静脉穿刺针",null,"大连JMS医疗器具有限公司","大连JMS医疗器具有限公司","C10080902600004015270000001","17G回转锁扣式（防针刺）","17G回转锁扣式（防针刺）","/"]
["15145","血液透析","5-2","5-2","动静脉瘘穿刺针","锐型","安全型","/","已维护","国械注准20143142113","一次性使用动静脉穿刺针","一次性使用动静脉穿刺针",null,"大连JMS医疗器具有限公司","大连JMS医疗器具有限公司","C10080902600004015270000004","18G回转锁扣式（防针刺）","18G回转锁扣式（防针刺）","/"]
["15146","血液透析","6-2","6-2","透析用留置针","安全型","","/","已维护","国械注准20243100322","一次性使用透析用留置针","一次性使用透析用留置针",null,"宁波百通医疗科技有限公司","宁波百通医疗科技有限公司","C10080902600003125280000001","16G","BT-AVC-16/18.F","/"]
["15146","血液透析","6-2","6-2","透析用留置针","安全型","","/","已维护","国械注准20243100322","一次性使用透析用留置针","一次性使用透析用留置针",null,"宁波百通医疗科技有限公司","宁波百通医疗科技有限公司","C10080902600003125280000002","14G","BT-AVC-14/17.F","/"]
["15146","血液透析","6-2","6-2","透析用留置针","安全型","","/","已维护","国械注准20243100322","一次性使用透析用留置针","一次性使用透析用留置针",null,"宁波百通医疗科技有限公司","宁波百通医疗科技有限公司","C10080902600003125280000004","14G","BT-AVC-14/16.F","/"]
["15168","血液透析","5-1","5-1","动静脉瘘穿刺针","锐型","普通型","/","已维护","国械注准20183100138","一次性使用动静脉穿刺针","一次性使用动静脉穿刺针",null,"大连澳华医用高分子器材有限公司","大连澳华医用高分子器材有限公司","C10080902600001004000000017","15GX 1.1/4\"HC-30","15GX 1.1/4\"HC-30","/"]
["15168","血液透析","5-1","5-1","动静脉瘘穿刺针","锐型","普通型","/","已维护","国械注准20183100138","一次性使用动静脉穿刺针","一次性使用动静脉穿刺针",null,"大连澳华医用高分子器材有限公司","大连澳华医用高分子器材有限公司","C10080902600001004000000033","15GX 1.1/4\"HTC-30","15GX 1.1/4\"HTC-30","/"]
["15168","血液透析","5-1","5-1","动静脉瘘穿刺针","锐型","普通型","/","已维护","国械注准20183100138","一次性使用动静脉穿刺针","一次性使用动静脉穿刺针",null,"大连澳华医用高分子器材有限公司","大连澳华医用高分子器材有限公司","C10080902600001004000000002","15GX1\"HTC-30","15GX1\"HTC-30","/"]
["15168","血液透析","5-1","5-1","动静脉瘘穿刺针","锐型","普通型","/","已维护","国械注准20183100138","一次性使用动静脉穿刺针","一次性使用动静脉穿刺针",null,"大连澳华医用高分子器材有限公司","大连澳华医用高分子器材有限公司","C10080902600001004000000003","15GX 1\"HC-30","15GX 1\"HC-30","/"]
["15187","血液透析","4-1","4-1","血液净化装置体外循环管路","血液透析管路","普通管路","/","已维护","国械注准20173103302","血液净化装置的体外循环血路","血液净化装置的体外循环血路",null,"成都市新津事丰医疗器械有限公司","成都市新津事丰医疗器械有限公司","C10080217100000043400000095","（BPC-D）BPC-D","（BPC-D）BPC-D","/"]
["15187","血液透析","4-1","4-1","血液净化装置体外循环管路","血液透析管路","普通管路","/","已维护","国械注准20173103302","血液净化装置的体外循环血路","血液净化装置的体外循环血路",null,"成都市新津事丰医疗器械有限公司","成都市新津事丰医疗器械有限公司","C10080217100000043400000096","（BPC-B）BPC-B","（BPC-B）BPC-B","/"]
["15187","血液透析","4-1","4-1","血液净化装置体外循环管路","血液透析管路","普通管路","/","已维护","国械注准20173103302","血液净化装置的体外循环血路","血液净化装置的体外循环血路",null,"成都市新津事丰医疗器械有限公司","成都市新津事丰医疗器械有限公司","C10080217100000043400000097","（BPC-C）BPC-C","（BPC-C）BPC-C","/"]
["15187","血液透析","4-1","4-1","血液净化装置体外循环管路","血液透析管路","普通管路","/","已维护","国械注准20173103302","血液净化装置的体外循环血路","血液净化装置的体外循环血路",null,"成都市新津事丰医疗器械有限公司","成都市新津事丰医疗器械有限公司","C10080217100000043400000126","BPC-AB6-15S(静脉管路、动脉管路、输液器、废液袋)","BPC-AB6-15S(静脉管路、动脉管路、输液器、废液袋)","/"]
["15187","血液透析","4-1","4-1","血液净化装置体外循环管路","血液透析管路","普通管路","/","已维护","国械注准20173103302","血液净化装置的体外循环血路","血液净化装置的体外循环血路",null,"成都市新津事丰医疗器械有限公司","成都市新津事丰医疗器械有限公司","C10080217100000043400000127","BPC-AB6-15S(静脉管路、动脉管路、冲洗器、废液袋)","BPC-AB6-15S(静脉管路、动脉管路、冲洗器、废液袋)","/"]
["15187","血液透析","4-1","4-1","血液净化装置体外循环管路","血液透析管路","普通管路","/","已维护","国械注准20173103302","血液净化装置的体外循环血路","血液净化装置的体外循环血路",null,"成都市新津事丰医疗器械有限公司","成都市新津事丰医疗器械有限公司","C10080217100000043400000128","BPC-B(静脉管路、动脉管路、输液器、废液袋)","BPC-B(静脉管路、动脉管路、输液器、废液袋)","/"]
["15187","血液透析","4-1","4-1","血液净化装置体外循环管路","血液透析管路","普通管路","/","已维护","国械注准20173103302","血液净化装置的体外循环血路","血液净化装置的体外循环血路",null,"成都市新津事丰医疗器械有限公司","成都市新津事丰医疗器械有限公司","C10080217100000043400000129","BPC-A(静脉管路、动脉管路、冲洗器、废液袋)","BPC-A(静脉管路、动脉管路、冲洗器、废液袋)","/"]
["15187","血液透析","4-1","4-1","血液净化装置体外循环管路","血液透析管路","普通管路","/","已维护","国械注准20173103302","血液净化装置的体外循环血路","血液净化装置的体外循环血路",null,"成都市新津事丰医疗器械有限公司","成都市新津事丰医疗器械有限公司","C10080217100000043400000130","BPC-AB2-14D(静脉管路、动脉管路、冲洗器、废液袋)","BPC-AB2-14D(静脉管路、动脉管路、冲洗器、废液袋)","/"]
["15187","血液透析","4-1","4-1","血液净化装置体外循环管路","血液透析管路","普通管路","/","已维护","国械注准20173103302","血液净化装置的体外循环血路","血液净化装置的体外循环血路",null,"成都市新津事丰医疗器械有限公司","成都市新津事丰医疗器械有限公司","C10080217100000043400000131","BPC-D(静脉管路、动脉管路、输液器、废液袋)","BPC-D(静脉管路、动脉管路、输液器、废液袋)","/"]
["15187","血液透析","4-1","4-1","血液净化装置体外循环管路","血液透析管路","普通管路","/","已维护","国械注准20173103302","血液净化装置的体外循环血路","血液净化装置的体外循环血路",null,"成都市新津事丰医疗器械有限公司","成都市新津事丰医疗器械有限公司","C10080217100000043400000132","BPC-AB6-15(静脉管路、动脉管路、冲洗器、废液袋)","BPC-AB6-15(静脉管路、动脉管路、冲洗器、废液袋)","/"]
["15187","血液透析","4-1","4-1","血液净化装置体外循环管路","血液透析管路","普通管路","/","已维护","国械注准20173103302","血液净化装置的体外循环血路","血液净化装置的体外循环血路",null,"成都市新津事丰医疗器械有限公司","成都市新津事丰医疗器械有限公司","C10080217100000043400000133","BPC-AB3-15S(静脉管路、动脉管路、输液器、废液袋)","BPC-AB3-15S(静脉管路、动脉管路、输液器、废液袋)","/"]
["15187","血液透析","4-1","4-1","血液净化装置体外循环管路","血液透析管路","普通管路","/","已维护","国械注准20173103302","血液净化装置的体外循环血路","血液净化装置的体外循环血路",null,"成都市新津事丰医疗器械有限公司","成都市新津事丰医疗器械有限公司","C10080217100000043400000134","BPC-AB3-15S(静脉管路、动脉管路、冲洗器、废液袋)","BPC-AB3-15S(静脉管路、动脉管路、冲洗器、废液袋)","/"]
["15187","血液透析","4-1","4-1","血液净化装置体外循环管路","血液透析管路","普通管路","/","已维护","国械注准20173103302","血液净化装置的体外循环血路","血液净化装置的体外循环血路",null,"成都市新津事丰医疗器械有限公司","成都市新津事丰医疗器械有限公司","C10080217100000043400000135","BPC-AB4-15D(静脉管路、动脉管路、输液器、废液袋)","BPC-AB4-15D(静脉管路、动脉管路、输液器、废液袋)","/"]
["15187","血液透析","4-1","4-1","血液净化装置体外循环管路","血液透析管路","普通管路","/","已维护","国械注准20173103302","血液净化装置的体外循环血路","血液净化装置的体外循环血路",null,"成都市新津事丰医疗器械有限公司","成都市新津事丰医疗器械有限公司","C10080217100000043400000136","BPC-AB6-15(静脉管路、动脉管路、输液器、废液袋)","BPC-AB6-15(静脉管路、动脉管路、输液器、废液袋)","/"]
["15187","血液透析","4-1","4-1","血液净化装置体外循环管路","血液透析管路","普通管路","/","已维护","国械注准20173103302","血液净化装置的体外循环血路","血液净化装置的体外循环血路",null,"成都市新津事丰医疗器械有限公司","成都市新津事丰医疗器械有限公司","C10080217100000043400000137","BPC-C(静脉管路、动脉管路、输液器、废液袋)","BPC-C(静脉管路、动脉管路、输液器、废液袋)","/"]
["15187","血液透析","4-1","4-1","血液净化装置体外循环管路","血液透析管路","普通管路","/","已维护","国械注准20173103302","血液净化装置的体外循环血路","血液净化装置的体外循环血路",null,"成都市新津事丰医疗器械有限公司","成都市新津事丰医疗器械有限公司","C10080217100000043400000138","BPC-AB4-15S(静脉管路、动脉管路、冲洗器、废液袋)","BPC-AB4-15S(静脉管路、动脉管路、冲洗器、废液袋)","/"]
["15187","血液透析","4-1","4-1","血液净化装置体外循环管路","血液透析管路","普通管路","/","已维护","国械注准20173103302","血液净化装置的体外循环血路","血液净化装置的体外循环血路",null,"成都市新津事丰医疗器械有限公司","成都市新津事丰医疗器械有限公司","C10080217100000043400000139","BPC-D(静脉管路、动脉管路、冲洗器、废液袋)","BPC-D(静脉管路、动脉管路、冲洗器、废液袋)","/"]
["15187","血液透析","4-1","4-1","血液净化装置体外循环管路","血液透析管路","普通管路","/","已维护","国械注准20173103302","血液净化装置的体外循环血路","血液净化装置的体外循环血路",null,"成都市新津事丰医疗器械有限公司","成都市新津事丰医疗器械有限公司","C10080217100000043400000140","BPC-AB4-15D(静脉管路、动脉管路、冲洗器、废液袋)","BPC-AB4-15D(静脉管路、动脉管路、冲洗器、废液袋)","/"]
["15187","血液透析","4-1","4-1","血液净化装置体外循环管路","血液透析管路","普通管路","/","已维护","国械注准20173103302","血液净化装置的体外循环血路","血液净化装置的体外循环血路",null,"成都市新津事丰医疗器械有限公司","成都市新津事丰医疗器械有限公司","C10080217100000043400000141","BPC-B5(动脉管路)","BPC-B5(动脉管路)","/"]
["15187","血液透析","4-1","4-1","血液净化装置体外循环管路","血液透析管路","普通管路","/","已维护","国械注准20173103302","血液净化装置的体外循环血路","血液净化装置的体外循环血路",null,"成都市新津事丰医疗器械有限公司","成都市新津事丰医疗器械有限公司","C10080217100000043400000142","BPC-AB2-14D(静脉管路、动脉管路、输液器、废液袋)","BPC-AB2-14D(静脉管路、动脉管路、输液器、废液袋)","/"]
["15187","血液透析","4-1","4-1","血液净化装置体外循环管路","血液透析管路","普通管路","/","已维护","国械注准20173103302","血液净化装置的体外循环血路","血液净化装置的体外循环血路",null,"成都市新津事丰医疗器械有限公司","成都市新津事丰医疗器械有限公司","C10080217100000043400000143","BPC-AB2-15S(静脉管路、动脉管路、输液器、废液袋)","BPC-AB2-15S(静脉管路、动脉管路、输液器、废液袋)","/"]
["15187","血液透析","4-1","4-1","血液净化装置体外循环管路","血液透析管路","普通管路","/","已维护","国械注准20173103302","血液净化装置的体外循环血路","血液净化装置的体外循环血路",null,"成都市新津事丰医疗器械有限公司","成都市新津事丰医疗器械有限公司","C10080217100000043400000144","BPC-AB6-14S(静脉管路、动脉管路、输液器、废液袋)","BPC-AB6-14S(静脉管路、动脉管路、输液器、废液袋)","/"]
["15187","血液透析","4-1","4-1","血液净化装置体外循环管路","血液透析管路","普通管路","/","已维护","国械注准20173103302","血液净化装置的体外循环血路","血液净化装置的体外循环血路",null,"成都市新津事丰医疗器械有限公司","成都市新津事丰医疗器械有限公司","C10080217100000043400000145","BPC-AB2-15S(静脉管路、动脉管路、冲洗器、废液袋)","BPC-AB2-15S(静脉管路、动脉管路、冲洗器、废液袋)","/"]
["15187","血液透析","4-1","4-1","血液净化装置体外循环管路","血液透析管路","普通管路","/","已维护","国械注准20173103302","血液净化装置的体外循环血路","血液净化装置的体外循环血路",null,"成都市新津事丰医疗器械有限公司","成都市新津事丰医疗器械有限公司","C10080217100000043400000146","BPC-A(静脉管路、动脉管路、输液器、废液袋)","BPC-A(静脉管路、动脉管路、输液器、废液袋)","/"]
["15187","血液透析","4-1","4-1","血液净化装置体外循环管路","血液透析管路","普通管路","/","已维护","国械注准20173103302","血液净化装置的体外循环血路","血液净化装置的体外循环血路",null,"成都市新津事丰医疗器械有限公司","成都市新津事丰医疗器械有限公司","C10080217100000043400000147","BPC-AB3-15D(静脉管路、动脉管路、输液器、废液袋)","BPC-AB3-15D(静脉管路、动脉管路、输液器、废液袋)","/"]
["15187","血液透析","4-1","4-1","血液净化装置体外循环管路","血液透析管路","普通管路","/","已维护","国械注准20173103302","血液净化装置的体外循环血路","血液净化装置的体外循环血路",null,"成都市新津事丰医疗器械有限公司","成都市新津事丰医疗器械有限公司","C10080217100000043400000148","BPC-C(静脉管路、动脉管路、冲洗器、废液袋)","BPC-C(静脉管路、动脉管路、冲洗器、废液袋)","/"]
["15187","血液透析","4-1","4-1","血液净化装置体外循环管路","血液透析管路","普通管路","/","已维护","国械注准20173103302","血液净化装置的体外循环血路","血液净化装置的体外循环血路",null,"成都市新津事丰医疗器械有限公司","成都市新津事丰医疗器械有限公司","C10080217100000043400000149","BPC-AB4-15S(静脉管路、动脉管路、输液器、废液袋)","BPC-AB4-15S(静脉管路、动脉管路、输液器、废液袋)","/"]
["15187","血液透析","4-1","4-1","血液净化装置体外循环管路","血液透析管路","普通管路","/","已维护","国械注准20173103302","血液净化装置的体外循环血路","血液净化装置的体外循环血路",null,"成都市新津事丰医疗器械有限公司","成都市新津事丰医疗器械有限公司","C10080217100000043400000150","BPC-AB6-14S(静脉管路、动脉管路、冲洗器、废液袋)","BPC-AB6-14S(静脉管路、动脉管路、冲洗器、废液袋)","/"]
["15187","血液透析","4-1","4-1","血液净化装置体外循环管路","血液透析管路","普通管路","/","已维护","国械注准20173103302","血液净化装置的体外循环血路","血液净化装置的体外循环血路",null,"成都市新津事丰医疗器械有限公司","成都市新津事丰医疗器械有限公司","C10080217100000043400000151","BPC-AB3-15D(静脉管路、动脉管路、冲洗器、废液袋)","BPC-AB3-15D(静脉管路、动脉管路、冲洗器、废液袋)","/"]
["15187","血液透析","4-1","4-1","血液净化装置体外循环管路","血液透析管路","普通管路","/","已维护","国械注准20173103302","血液净化装置的体外循环血路","血液净化装置的体外循环血路",null,"成都市新津事丰医疗器械有限公司","成都市新津事丰医疗器械有限公司","C10080217100000043400000152","BPC-B(静脉管路、动脉管路、冲洗器、废液袋)","BPC-B(静脉管路、动脉管路、冲洗器、废液袋)","/"]
["15187","血液透析","4-1","4-1","血液净化装置体外循环管路","血液透析管路","普通管路","/","已维护","国械注准20173103302","血液净化装置的体外循环血路","血液净化装置的体外循环血路",null,"成都市新津事丰医疗器械有限公司","成都市新津事丰医疗器械有限公司","C10080217100000043400000098","L1005F/BPC-AB3-15D","L1005F/BPC-AB3-15D","/"]
["15187","血液透析","4-1","4-1","血液净化装置体外循环管路","血液透析管路","普通管路","/","已维护","国械注准20173103302","血液净化装置的体外循环血路","血液净化装置的体外循环血路",null,"成都市新津事丰医疗器械有限公司","成都市新津事丰医疗器械有限公司","C10080217100000043400000099","XL0224/BPC-AB6-14S","XL0224/BPC-AB6-14S","/"]
["15187","血液透析","4-1","4-1","血液净化装置体外循环管路","血液透析管路","普通管路","/","已维护","国械注准20173103302","血液净化装置的体外循环血路","血液净化装置的体外循环血路",null,"成都市新津事丰医疗器械有限公司","成都市新津事丰医疗器械有限公司","C10080217100000043400000100","XL00142/BPC-B","XL00142/BPC-B","/"]
["15187","血液透析","4-1","4-1","血液净化装置体外循环管路","血液透析管路","普通管路","/","已维护","国械注准20173103302","血液净化装置的体外循环血路","血液净化装置的体外循环血路",null,"成都市新津事丰医疗器械有限公司","成都市新津事丰医疗器械有限公司","C10080217100000043400000101","CK.BPC-029/JRHLL-020  H066","CK.BPC-029/JRHLL-020  H066","/"]
["15187","血液透析","4-1","4-1","血液净化装置体外循环管路","血液透析管路","普通管路","/","已维护","国械注准20173103302","血液净化装置的体外循环血路","血液净化装置的体外循环血路",null,"成都市新津事丰医疗器械有限公司","成都市新津事丰医疗器械有限公司","C10080217100000043400000102","XLD5-4-D2000-Y/BPC-A","XLD5-4-D2000-Y/BPC-A","/"]
["15187","血液透析","4-1","4-1","血液净化装置体外循环管路","血液透析管路","普通管路","/","已维护","国械注准20173103302","血液净化装置的体外循环血路","血液净化装置的体外循环血路",null,"成都市新津事丰医疗器械有限公司","成都市新津事丰医疗器械有限公司","C10080217100000043400000103","L0625F/BPC-AB2-15S","L0625F/BPC-AB2-15S","/"]
["15187","血液透析","4-1","4-1","血液净化装置体外循环管路","血液透析管路","普通管路","/","已维护","国械注准20173103302","血液净化装置的体外循环血路","血液净化装置的体外循环血路",null,"成都市新津事丰医疗器械有限公司","成都市新津事丰医疗器械有限公司","C10080217100000043400000104","XL0214/BPC-A","XL0214/BPC-A","/"]
["15187","血液透析","4-1","4-1","血液净化装置体外循环管路","血液透析管路","普通管路","/","已维护","国械注准20173103302","血液净化装置的体外循环血路","血液净化装置的体外循环血路",null,"成都市新津事丰医疗器械有限公司","成都市新津事丰医疗器械有限公司","C10080217100000043400000105","XLD7-4-D2000-Y/BPC-D","XLD7-4-D2000-Y/BPC-D","/"]
["15187","血液透析","4-1","4-1","血液净化装置体外循环管路","血液透析管路","普通管路","/","已维护","国械注准20173103302","血液净化装置的体外循环血路","血液净化装置的体外循环血路",null,"成都市新津事丰医疗器械有限公司","成都市新津事丰医疗器械有限公司","C10080217100000043400000106","CK.BPC-014F/BPC-AF","CK.BPC-014F/BPC-AF","/"]
["15187","血液透析","4-1","4-1","血液净化装置体外循环管路","血液透析管路","普通管路","/","已维护","国械注准20173103302","血液净化装置的体外循环血路","血液净化装置的体外循环血路",null,"成都市新津事丰医疗器械有限公司","成都市新津事丰医疗器械有限公司","C10080217100000043400000107","CK.BPC-030/BPC-AB3-14","CK.BPC-030/BPC-AB3-14","/"]
["15187","血液透析","4-1","4-1","血液净化装置体外循环管路","血液透析管路","普通管路","/","已维护","国械注准20173103302","血液净化装置的体外循环血路","血液净化装置的体外循环血路",null,"成都市新津事丰医疗器械有限公司","成都市新津事丰医疗器械有限公司","C10080217100000043400000108","L1805F/BPC-AB6-15","L1805F/BPC-AB6-15","/"]
["15187","血液透析","4-1","4-1","血液净化装置体外循环管路","血液透析管路","普通管路","/","已维护","国械注准20173103302","血液净化装置的体外循环血路","血液净化装置的体外循环血路",null,"成都市新津事丰医疗器械有限公司","成都市新津事丰医疗器械有限公司","C10080217100000043400000109","L2124F/BPC-AB6-14S/BPC-021","L2124F/BPC-AB6-14S/BPC-021","/"]
["15187","血液透析","4-1","4-1","血液净化装置体外循环管路","血液透析管路","普通管路","/","已维护","国械注准20173103302","血液净化装置的体外循环血路","血液净化装置的体外循环血路",null,"成都市新津事丰医疗器械有限公司","成都市新津事丰医疗器械有限公司","C10080217100000043400000110","CK.BPC-031/JRHLL-020  30A","CK.BPC-031/JRHLL-020  30A","/"]
["15187","血液透析","4-1","4-1","血液净化装置体外循环管路","血液透析管路","普通管路","/","已维护","国械注准20173103302","血液净化装置的体外循环血路","血液净化装置的体外循环血路",null,"成都市新津事丰医疗器械有限公司","成都市新津事丰医疗器械有限公司","C10080217100000043400000111","XL0243/BPC-C","XL0243/BPC-C","/"]
["15187","血液透析","4-1","4-1","血液净化装置体外循环管路","血液透析管路","普通管路","/","已维护","国械注准20173103302","血液净化装置的体外循环血路","血液净化装置的体外循环血路",null,"成都市新津事丰医疗器械有限公司","成都市新津事丰医疗器械有限公司","C10080217100000043400000112","L1905F/BPC-AB3-15S/BPC-019","L1905F/BPC-AB3-15S/BPC-019","/"]
["15187","血液透析","4-1","4-1","血液净化装置体外循环管路","血液透析管路","普通管路","/","已维护","国械注准20173103302","血液净化装置的体外循环血路","血液净化装置的体外循环血路",null,"成都市新津事丰医疗器械有限公司","成都市新津事丰医疗器械有限公司","C10080217100000043400000113","L1205F/BPC-AB6-15S","L1205F/BPC-AB6-15S","/"]
["15187","血液透析","4-1","4-1","血液净化装置体外循环管路","血液透析管路","普通管路","/","已维护","国械注准20173103302","血液净化装置的体外循环血路","血液净化装置的体外循环血路",null,"成都市新津事丰医疗器械有限公司","成都市新津事丰医疗器械有限公司","C10080217100000043400000114","XL0294/BPC-AB3-15D","XL0294/BPC-AB3-15D","/"]
["15187","血液透析","4-1","4-1","血液净化装置体外循环管路","血液透析管路","普通管路","/","已维护","国械注准20173103302","血液净化装置的体外循环血路","血液净化装置的体外循环血路",null,"成都市新津事丰医疗器械有限公司","成都市新津事丰医疗器械有限公司","C10080217100000043400000115","XLD9-4-D2000-Y/BPC-AB4-15D","XLD9-4-D2000-Y/BPC-AB4-15D","/"]
["15187","血液透析","4-1","4-1","血液净化装置体外循环管路","血液透析管路","普通管路","/","已维护","国械注准20173103302","血液净化装置的体外循环血路","血液净化装置的体外循环血路",null,"成都市新津事丰医疗器械有限公司","成都市新津事丰医疗器械有限公司","C10080217100000043400000116","L0205/BPC-A","L0205/BPC-A","/"]
["15187","血液透析","4-1","4-1","血液净化装置体外循环管路","血液透析管路","普通管路","/","已维护","国械注准20173103302","血液净化装置的体外循环血路","血液净化装置的体外循环血路",null,"成都市新津事丰医疗器械有限公司","成都市新津事丰医疗器械有限公司","C10080217100000043400000117","L1705F/BPC-AB6-15S","L1705F/BPC-AB6-15S","/"]
["15187","血液透析","4-1","4-1","血液净化装置体外循环管路","血液透析管路","普通管路","/","已维护","国械注准20173103302","血液净化装置的体外循环血路","血液净化装置的体外循环血路",null,"成都市新津事丰医疗器械有限公司","成都市新津事丰医疗器械有限公司","C10080217100000043400000118","L4605F/BPC-AB6-15S/BPC-046","L4605F/BPC-AB6-15S/BPC-046","/"]
["15187","血液透析","4-1","4-1","血液净化装置体外循环管路","血液透析管路","普通管路","/","已维护","国械注准20173103302","血液净化装置的体外循环血路","血液净化装置的体外循环血路",null,"成都市新津事丰医疗器械有限公司","成都市新津事丰医疗器械有限公司","C10080217100000043400000119","L4525F/BPC-AB6-15S/BPC-045","L4525F/BPC-AB6-15S/BPC-045","/"]
["15187","血液透析","4-1","4-1","血液净化装置体外循环管路","血液透析管路","普通管路","/","已维护","国械注准20173103302","血液净化装置的体外循环血路","血液净化装置的体外循环血路",null,"成都市新津事丰医疗器械有限公司","成都市新津事丰医疗器械有限公司","C10080217100000043400000120","L0105/BPC-D/BPC-001","L0105/BPC-D/BPC-001","/"]
["15187","血液透析","4-1","4-1","血液净化装置体外循环管路","血液透析管路","普通管路","/","已维护","国械注准20173103302","血液净化装置的体外循环血路","血液净化装置的体外循环血路",null,"成都市新津事丰医疗器械有限公司","成都市新津事丰医疗器械有限公司","C10080217100000043400000121","XLD2-4-S2000-Y/BPC-AB6-15S","XLD2-4-S2000-Y/BPC-AB6-15S","/"]
["15187","血液透析","4-1","4-1","血液净化装置体外循环管路","血液透析管路","普通管路","/","已维护","国械注准20173103302","血液净化装置的体外循环血路","血液净化装置的体外循环血路",null,"成都市新津事丰医疗器械有限公司","成都市新津事丰医疗器械有限公司","C10080217100000043400000122","L3223F/BPC-B/BPC-032","L3223F/BPC-B/BPC-032","/"]
["15187","血液透析","4-1","4-1","血液净化装置体外循环管路","血液透析管路","普通管路","/","已维护","国械注准20173103302","血液净化装置的体外循环血路","血液净化装置的体外循环血路",null,"成都市新津事丰医疗器械有限公司","成都市新津事丰医疗器械有限公司","C10080217100000043400000123","XL0014/BPC-D","XL0014/BPC-D","/"]
["15187","血液透析","4-1","4-1","血液净化装置体外循环管路","血液透析管路","普通管路","/","已维护","国械注准20173103302","血液净化装置的体外循环血路","血液净化装置的体外循环血路",null,"成都市新津事丰医疗器械有限公司","成都市新津事丰医疗器械有限公司","C10080217100000043400000124","XLD2-4-D2000-Y/BPC-D","XLD2-4-D2000-Y/BPC-D","/"]
["15187","血液透析","4-1","4-1","血液净化装置体外循环管路","血液透析管路","普通管路","/","已维护","国械注准20173103302","血液净化装置的体外循环血路","血液净化装置的体外循环血路",null,"成都市新津事丰医疗器械有限公司","成都市新津事丰医疗器械有限公司","C10080217100000043400000125","XLD17-4-D2000-Y/BPC-AB3-15D","XLD17-4-D2000-Y/BPC-AB3-15D","/"]
["15187","血液透析","4-1","4-1","血液净化装置体外循环管路","血液透析管路","普通管路","/","已维护","国械注准20173103302","血液净化装置的体外循环血路","血液净化装置的体外循环血路",null,"成都市新津事丰医疗器械有限公司","成都市新津事丰医疗器械有限公司","C10080217100000043400000006","BPC-AB3-2D","BPC-AB3-2D","/"]
["15187","血液透析","4-1","4-1","血液净化装置体外循环管路","血液透析管路","普通管路","/","已维护","国械注准20173103302","血液净化装置的体外循环血路","血液净化装置的体外循环血路",null,"成都市新津事丰医疗器械有限公司","成都市新津事丰医疗器械有限公司","C10080217100000043400000007","BPC-AB3-1","BPC-AB3-1","/"]
["15187","血液透析","4-1","4-1","血液净化装置体外循环管路","血液透析管路","普通管路","/","已维护","国械注准20173103302","血液净化装置的体外循环血路","血液净化装置的体外循环血路",null,"成都市新津事丰医疗器械有限公司","成都市新津事丰医疗器械有限公司","C10080217100000043400000008","BPC-AB1-3","BPC-AB1-3","/"]
["15187","血液透析","4-1","4-1","血液净化装置体外循环管路","血液透析管路","普通管路","/","已维护","国械注准20173103302","血液净化装置的体外循环血路","血液净化装置的体外循环血路",null,"成都市新津事丰医疗器械有限公司","成都市新津事丰医疗器械有限公司","C10080217100000043400000009","BPC-AB1-15D","BPC-AB1-15D","/"]
["15187","血液透析","4-1","4-1","血液净化装置体外循环管路","血液透析管路","普通管路","/","已维护","国械注准20173103302","血液净化装置的体外循环血路","血液净化装置的体外循环血路",null,"成都市新津事丰医疗器械有限公司","成都市新津事丰医疗器械有限公司","C10080217100000043400000010","BPC-AB4-2S","BPC-AB4-2S","/"]
["15187","血液透析","4-1","4-1","血液净化装置体外循环管路","血液透析管路","普通管路","/","已维护","国械注准20173103302","血液净化装置的体外循环血路","血液净化装置的体外循环血路",null,"成都市新津事丰医疗器械有限公司","成都市新津事丰医疗器械有限公司","C10080217100000043400000011","BPC-AB1-15S","BPC-AB1-15S","/"]
["15187","血液透析","4-1","4-1","血液净化装置体外循环管路","血液透析管路","普通管路","/","已维护","国械注准20173103302","血液净化装置的体外循环血路","血液净化装置的体外循环血路",null,"成都市新津事丰医疗器械有限公司","成都市新津事丰医疗器械有限公司","C10080217100000043400000012","BPC-AB4-13S","BPC-AB4-13S","/"]
["15187","血液透析","4-1","4-1","血液净化装置体外循环管路","血液透析管路","普通管路","/","已维护","国械注准20173103302","血液净化装置的体外循环血路","血液净化装置的体外循环血路",null,"成都市新津事丰医疗器械有限公司","成都市新津事丰医疗器械有限公司","C10080217100000043400000013","BPC-AB6-13","BPC-AB6-13","/"]
["15187","血液透析","4-1","4-1","血液净化装置体外循环管路","血液透析管路","普通管路","/","已维护","国械注准20173103302","血液净化装置的体外循环血路","血液净化装置的体外循环血路",null,"成都市新津事丰医疗器械有限公司","成都市新津事丰医疗器械有限公司","C10080217100000043400000014","BPC-AB2-3S","BPC-AB2-3S","/"]
["15187","血液透析","4-1","4-1","血液净化装置体外循环管路","血液透析管路","普通管路","/","已维护","国械注准20173103302","血液净化装置的体外循环血路","血液净化装置的体外循环血路",null,"成都市新津事丰医疗器械有限公司","成都市新津事丰医疗器械有限公司","C10080217100000043400000016","BPC-AB1-15","BPC-AB1-15","/"]
["15187","血液透析","4-1","4-1","血液净化装置体外循环管路","血液透析管路","普通管路","/","已维护","国械注准20173103302","血液净化装置的体外循环血路","血液净化装置的体外循环血路",null,"成都市新津事丰医疗器械有限公司","成都市新津事丰医疗器械有限公司","C10080217100000043400000018","BPC-AB4-13","BPC-AB4-13","/"]
["15187","血液透析","4-1","4-1","血液净化装置体外循环管路","血液透析管路","普通管路","/","已维护","国械注准20173103302","血液净化装置的体外循环血路","血液净化装置的体外循环血路",null,"成都市新津事丰医疗器械有限公司","成都市新津事丰医疗器械有限公司","C10080217100000043400000019","BPC-AB3-3","BPC-AB3-3","/"]
["15187","血液透析","4-1","4-1","血液净化装置体外循环管路","血液透析管路","普通管路","/","已维护","国械注准20173103302","血液净化装置的体外循环血路","血液净化装置的体外循环血路",null,"成都市新津事丰医疗器械有限公司","成都市新津事丰医疗器械有限公司","C10080217100000043400000020","BPC-AB3-1D","BPC-AB3-1D","/"]
["15187","血液透析","4-1","4-1","血液净化装置体外循环管路","血液透析管路","普通管路","/","已维护","国械注准20173103302","血液净化装置的体外循环血路","血液净化装置的体外循环血路",null,"成都市新津事丰医疗器械有限公司","成都市新津事丰医疗器械有限公司","C10080217100000043400000021","BPC-AB3-1S","BPC-AB3-1S","/"]
["15187","血液透析","4-1","4-1","血液净化装置体外循环管路","血液透析管路","普通管路","/","已维护","国械注准20173103302","血液净化装置的体外循环血路","血液净化装置的体外循环血路",null,"成都市新津事丰医疗器械有限公司","成都市新津事丰医疗器械有限公司","C10080217100000043400000023","BPC-AB4-14D","BPC-AB4-14D","/"]
["15187","血液透析","4-1","4-1","血液净化装置体外循环管路","血液透析管路","普通管路","/","已维护","国械注准20173103302","血液净化装置的体外循环血路","血液净化装置的体外循环血路",null,"成都市新津事丰医疗器械有限公司","成都市新津事丰医疗器械有限公司","C10080217100000043400000024","BPC-AB2-15","BPC-AB2-15","/"]
["15187","血液透析","4-1","4-1","血液净化装置体外循环管路","血液透析管路","普通管路","/","已维护","国械注准20173103302","血液净化装置的体外循环血路","血液净化装置的体外循环血路",null,"成都市新津事丰医疗器械有限公司","成都市新津事丰医疗器械有限公司","C10080217100000043400000025","BPC-AB3-2","BPC-AB3-2","/"]
["15187","血液透析","4-1","4-1","血液净化装置体外循环管路","血液透析管路","普通管路","/","已维护","国械注准20173103302","血液净化装置的体外循环血路","血液净化装置的体外循环血路",null,"成都市新津事丰医疗器械有限公司","成都市新津事丰医疗器械有限公司","C10080217100000043400000026","BPC-AB1-2S","BPC-AB1-2S","/"]
["15187","血液透析","4-1","4-1","血液净化装置体外循环管路","血液透析管路","普通管路","/","已维护","国械注准20173103302","血液净化装置的体外循环血路","血液净化装置的体外循环血路",null,"成都市新津事丰医疗器械有限公司","成都市新津事丰医疗器械有限公司","C10080217100000043400000027","BPC-AB1-13S","BPC-AB1-13S","/"]
["15187","血液透析","4-1","4-1","血液净化装置体外循环管路","血液透析管路","普通管路","/","已维护","国械注准20173103302","血液净化装置的体外循环血路","血液净化装置的体外循环血路",null,"成都市新津事丰医疗器械有限公司","成都市新津事丰医疗器械有限公司","C10080217100000043400000028","BPC-AB1-1D","BPC-AB1-1D","/"]
["15187","血液透析","4-1","4-1","血液净化装置体外循环管路","血液透析管路","普通管路","/","已维护","国械注准20173103302","血液净化装置的体外循环血路","血液净化装置的体外循环血路",null,"成都市新津事丰医疗器械有限公司","成都市新津事丰医疗器械有限公司","C10080217100000043400000029","BPC-AB1-3S","BPC-AB1-3S","/"]
["15187","血液透析","4-1","4-1","血液净化装置体外循环管路","血液透析管路","普通管路","/","已维护","国械注准20173103302","血液净化装置的体外循环血路","血液净化装置的体外循环血路",null,"成都市新津事丰医疗器械有限公司","成都市新津事丰医疗器械有限公司","C10080217100000043400000030","BPC-AB1-14","BPC-AB1-14","/"]
["15187","血液透析","4-1","4-1","血液净化装置体外循环管路","血液透析管路","普通管路","/","已维护","国械注准20173103302","血液净化装置的体外循环血路","血液净化装置的体外循环血路",null,"成都市新津事丰医疗器械有限公司","成都市新津事丰医疗器械有限公司","C10080217100000043400000031","BPC-AB6-13S","BPC-AB6-13S","/"]
["15187","血液透析","4-1","4-1","血液净化装置体外循环管路","血液透析管路","普通管路","/","已维护","国械注准20173103302","血液净化装置的体外循环血路","血液净化装置的体外循环血路",null,"成都市新津事丰医疗器械有限公司","成都市新津事丰医疗器械有限公司","C10080217100000043400000033","BPC-AB2-1S","BPC-AB2-1S","/"]
["15187","血液透析","4-1","4-1","血液净化装置体外循环管路","血液透析管路","普通管路","/","已维护","国械注准20173103302","血液净化装置的体外循环血路","血液净化装置的体外循环血路",null,"成都市新津事丰医疗器械有限公司","成都市新津事丰医疗器械有限公司","C10080217100000043400000034","BPC-AB4-3","BPC-AB4-3","/"]
["15187","血液透析","4-1","4-1","血液净化装置体外循环管路","血液透析管路","普通管路","/","已维护","国械注准20173103302","血液净化装置的体外循环血路","血液净化装置的体外循环血路",null,"成都市新津事丰医疗器械有限公司","成都市新津事丰医疗器械有限公司","C10080217100000043400000035","BPC-AB6-1D","BPC-AB6-1D","/"]
["15187","血液透析","4-1","4-1","血液净化装置体外循环管路","血液透析管路","普通管路","/","已维护","国械注准20173103302","血液净化装置的体外循环血路","血液净化装置的体外循环血路",null,"成都市新津事丰医疗器械有限公司","成都市新津事丰医疗器械有限公司","C10080217100000043400000038","BPC-AB1-13D","BPC-AB1-13D","/"]
["15187","血液透析","4-1","4-1","血液净化装置体外循环管路","血液透析管路","普通管路","/","已维护","国械注准20173103302","血液净化装置的体外循环血路","血液净化装置的体外循环血路",null,"成都市新津事丰医疗器械有限公司","成都市新津事丰医疗器械有限公司","C10080217100000043400000039","BPC-A1","BPC-A1","/"]
["15187","血液透析","4-1","4-1","血液净化装置体外循环管路","血液透析管路","普通管路","/","已维护","国械注准20173103302","血液净化装置的体外循环血路","血液净化装置的体外循环血路",null,"成都市新津事丰医疗器械有限公司","成都市新津事丰医疗器械有限公司","C10080217100000043400000041","BPC-AB4-1S","BPC-AB4-1S","/"]
["15187","血液透析","4-1","4-1","血液净化装置体外循环管路","血液透析管路","普通管路","/","已维护","国械注准20173103302","血液净化装置的体外循环血路","血液净化装置的体外循环血路",null,"成都市新津事丰医疗器械有限公司","成都市新津事丰医疗器械有限公司","C10080217100000043400000042","BPC-AB4-1D","BPC-AB4-1D","/"]
["15187","血液透析","4-1","4-1","血液净化装置体外循环管路","血液透析管路","普通管路","/","已维护","国械注准20173103302","血液净化装置的体外循环血路","血液净化装置的体外循环血路",null,"成都市新津事丰医疗器械有限公司","成都市新津事丰医疗器械有限公司","C10080217100000043400000043","BPC-AB6-3S","BPC-AB6-3S","/"]
["15187","血液透析","4-1","4-1","血液净化装置体外循环管路","血液透析管路","普通管路","/","已维护","国械注准20173103302","血液净化装置的体外循环血路","血液净化装置的体外循环血路",null,"成都市新津事丰医疗器械有限公司","成都市新津事丰医疗器械有限公司","C10080217100000043400000044","BPC-AB4-2D","BPC-AB4-2D","/"]
["15187","血液透析","4-1","4-1","血液净化装置体外循环管路","血液透析管路","普通管路","/","已维护","国械注准20173103302","血液净化装置的体外循环血路","血液净化装置的体外循环血路",null,"成都市新津事丰医疗器械有限公司","成都市新津事丰医疗器械有限公司","C10080217100000043400000045","BPC-AB2-2S","BPC-AB2-2S","/"]
["15187","血液透析","4-1","4-1","血液净化装置体外循环管路","血液透析管路","普通管路","/","已维护","国械注准20173103302","血液净化装置的体外循环血路","血液净化装置的体外循环血路",null,"成都市新津事丰医疗器械有限公司","成都市新津事丰医疗器械有限公司","C10080217100000043400000046","BPC-AB2-3","BPC-AB2-3","/"]
["15187","血液透析","4-1","4-1","血液净化装置体外循环管路","血液透析管路","普通管路","/","已维护","国械注准20173103302","血液净化装置的体外循环血路","血液净化装置的体外循环血路",null,"成都市新津事丰医疗器械有限公司","成都市新津事丰医疗器械有限公司","C10080217100000043400000047","BPC-AB2-2","BPC-AB2-2","/"]
["15187","血液透析","4-1","4-1","血液净化装置体外循环管路","血液透析管路","普通管路","/","已维护","国械注准20173103302","血液净化装置的体外循环血路","血液净化装置的体外循环血路",null,"成都市新津事丰医疗器械有限公司","成都市新津事丰医疗器械有限公司","C10080217100000043400000048","BPC-AB6-1","BPC-AB6-1","/"]
["15187","血液透析","4-1","4-1","血液净化装置体外循环管路","血液透析管路","普通管路","/","已维护","国械注准20173103302","血液净化装置的体外循环血路","血液净化装置的体外循环血路",null,"成都市新津事丰医疗器械有限公司","成都市新津事丰医疗器械有限公司","C10080217100000043400000049","BPC-AB2-13","BPC-AB2-13","/"]
["15187","血液透析","4-1","4-1","血液净化装置体外循环管路","血液透析管路","普通管路","/","已维护","国械注准20173103302","血液净化装置的体外循环血路","血液净化装置的体外循环血路",null,"成都市新津事丰医疗器械有限公司","成都市新津事丰医疗器械有限公司","C10080217100000043400000050","BPC-AB4-14S","BPC-AB4-14S","/"]
["15187","血液透析","4-1","4-1","血液净化装置体外循环管路","血液透析管路","普通管路","/","已维护","国械注准20173103302","血液净化装置的体外循环血路","血液净化装置的体外循环血路",null,"成都市新津事丰医疗器械有限公司","成都市新津事丰医疗器械有限公司","C10080217100000043400000051","BPC-AB3-3D","BPC-AB3-3D","/"]
["15187","血液透析","4-1","4-1","血液净化装置体外循环管路","血液透析管路","普通管路","/","已维护","国械注准20173103302","血液净化装置的体外循环血路","血液净化装置的体外循环血路",null,"成都市新津事丰医疗器械有限公司","成都市新津事丰医疗器械有限公司","C10080217100000043400000052","BPC-AB4-1","BPC-AB4-1","/"]
["15187","血液透析","4-1","4-1","血液净化装置体外循环管路","血液透析管路","普通管路","/","已维护","国械注准20173103302","血液净化装置的体外循环血路","血液净化装置的体外循环血路",null,"成都市新津事丰医疗器械有限公司","成都市新津事丰医疗器械有限公司","C10080217100000043400000053","BPC-AB1-14D","BPC-AB1-14D","/"]
["15187","血液透析","4-1","4-1","血液净化装置体外循环管路","血液透析管路","普通管路","/","已维护","国械注准20173103302","血液净化装置的体外循环血路","血液净化装置的体外循环血路",null,"成都市新津事丰医疗器械有限公司","成都市新津事丰医疗器械有限公司","C10080217100000043400000054","BPC-AB2-1","BPC-AB2-1","/"]
["15187","血液透析","4-1","4-1","血液净化装置体外循环管路","血液透析管路","普通管路","/","已维护","国械注准20173103302","血液净化装置的体外循环血路","血液净化装置的体外循环血路",null,"成都市新津事丰医疗器械有限公司","成都市新津事丰医疗器械有限公司","C10080217100000043400000055","BPC-AB3-2S","BPC-AB3-2S","/"]
["15187","血液透析","4-1","4-1","血液净化装置体外循环管路","血液透析管路","普通管路","/","已维护","国械注准20173103302","血液净化装置的体外循环血路","血液净化装置的体外循环血路",null,"成都市新津事丰医疗器械有限公司","成都市新津事丰医疗器械有限公司","C10080217100000043400000056","BPC-AB3-13D","BPC-AB3-13D","/"]
["15187","血液透析","4-1","4-1","血液净化装置体外循环管路","血液透析管路","普通管路","/","已维护","国械注准20173103302","血液净化装置的体外循环血路","血液净化装置的体外循环血路",null,"成都市新津事丰医疗器械有限公司","成都市新津事丰医疗器械有限公司","C10080217100000043400000057","BPC-AB1-14S","BPC-AB1-14S","/"]
["15187","血液透析","4-1","4-1","血液净化装置体外循环管路","血液透析管路","普通管路","/","已维护","国械注准20173103302","血液净化装置的体外循环血路","血液净化装置的体外循环血路",null,"成都市新津事丰医疗器械有限公司","成都市新津事丰医疗器械有限公司","C10080217100000043400000058","BPC-AB3-15","BPC-AB3-15","/"]
["15187","血液透析","4-1","4-1","血液净化装置体外循环管路","血液透析管路","普通管路","/","已维护","国械注准20173103302","血液净化装置的体外循环血路","血液净化装置的体外循环血路",null,"成都市新津事丰医疗器械有限公司","成都市新津事丰医疗器械有限公司","C10080217100000043400000059","BPC-AB6-3","BPC-AB6-3","/"]
["15187","血液透析","4-1","4-1","血液净化装置体外循环管路","血液透析管路","普通管路","/","已维护","国械注准20173103302","血液净化装置的体外循环血路","血液净化装置的体外循环血路",null,"成都市新津事丰医疗器械有限公司","成都市新津事丰医疗器械有限公司","C10080217100000043400000060","BPC-AB3-3S","BPC-AB3-3S","/"]
["15187","血液透析","4-1","4-1","血液净化装置体外循环管路","血液透析管路","普通管路","/","已维护","国械注准20173103302","血液净化装置的体外循环血路","血液净化装置的体外循环血路",null,"成都市新津事丰医疗器械有限公司","成都市新津事丰医疗器械有限公司","C10080217100000043400000061","BPC-AB3-14S","BPC-AB3-14S","/"]
["15187","血液透析","4-1","4-1","血液净化装置体外循环管路","血液透析管路","普通管路","/","已维护","国械注准20173103302","血液净化装置的体外循环血路","血液净化装置的体外循环血路",null,"成都市新津事丰医疗器械有限公司","成都市新津事丰医疗器械有限公司","C10080217100000043400000062","BPC-AB4-3D","BPC-AB4-3D","/"]
["15187","血液透析","4-1","4-1","血液净化装置体外循环管路","血液透析管路","普通管路","/","已维护","国械注准20173103302","血液净化装置的体外循环血路","血液净化装置的体外循环血路",null,"成都市新津事丰医疗器械有限公司","成都市新津事丰医疗器械有限公司","C10080217100000043400000063","BPC-AB4-2","BPC-AB4-2","/"]
["15187","血液透析","4-1","4-1","血液净化装置体外循环管路","血液透析管路","普通管路","/","已维护","国械注准20173103302","血液净化装置的体外循环血路","血液净化装置的体外循环血路",null,"成都市新津事丰医疗器械有限公司","成都市新津事丰医疗器械有限公司","C10080217100000043400000064","BPC-AB2-1D","BPC-AB2-1D","/"]
["15187","血液透析","4-1","4-1","血液净化装置体外循环管路","血液透析管路","普通管路","/","已维护","国械注准20173103302","血液净化装置的体外循环血路","血液净化装置的体外循环血路",null,"成都市新津事丰医疗器械有限公司","成都市新津事丰医疗器械有限公司","C10080217100000043400000065","BPC-AB3-13","BPC-AB3-13","/"]
["15187","血液透析","4-1","4-1","血液净化装置体外循环管路","血液透析管路","普通管路","/","已维护","国械注准20173103302","血液净化装置的体外循环血路","血液净化装置的体外循环血路",null,"成都市新津事丰医疗器械有限公司","成都市新津事丰医疗器械有限公司","C10080217100000043400000066","BPC-AB1-2","BPC-AB1-2","/"]
["15187","血液透析","4-1","4-1","血液净化装置体外循环管路","血液透析管路","普通管路","/","已维护","国械注准20173103302","血液净化装置的体外循环血路","血液净化装置的体外循环血路",null,"成都市新津事丰医疗器械有限公司","成都市新津事丰医疗器械有限公司","C10080217100000043400000067","BPC-AB3-13S","BPC-AB3-13S","/"]
["15187","血液透析","4-1","4-1","血液净化装置体外循环管路","血液透析管路","普通管路","/","已维护","国械注准20173103302","血液净化装置的体外循环血路","血液净化装置的体外循环血路",null,"成都市新津事丰医疗器械有限公司","成都市新津事丰医疗器械有限公司","C10080217100000043400000068","BPC-AB3-14","BPC-AB3-14","/"]
["15187","血液透析","4-1","4-1","血液净化装置体外循环管路","血液透析管路","普通管路","/","已维护","国械注准20173103302","血液净化装置的体外循环血路","血液净化装置的体外循环血路",null,"成都市新津事丰医疗器械有限公司","成都市新津事丰医疗器械有限公司","C10080217100000043400000069","BPC-AB2-13S","BPC-AB2-13S","/"]
["15187","血液透析","4-1","4-1","血液净化装置体外循环管路","血液透析管路","普通管路","/","已维护","国械注准20173103302","血液净化装置的体外循环血路","血液净化装置的体外循环血路",null,"成都市新津事丰医疗器械有限公司","成都市新津事丰医疗器械有限公司","C10080217100000043400000070","BPC-AB6-14D","BPC-AB6-14D","/"]
["15187","血液透析","4-1","4-1","血液净化装置体外循环管路","血液透析管路","普通管路","/","已维护","国械注准20173103302","血液净化装置的体外循环血路","血液净化装置的体外循环血路",null,"成都市新津事丰医疗器械有限公司","成都市新津事丰医疗器械有限公司","C10080217100000043400000071","BPC-AB2-14S","BPC-AB2-14S","/"]
["15187","血液透析","4-1","4-1","血液净化装置体外循环管路","血液透析管路","普通管路","/","已维护","国械注准20173103302","血液净化装置的体外循环血路","血液净化装置的体外循环血路",null,"成都市新津事丰医疗器械有限公司","成都市新津事丰医疗器械有限公司","C10080217100000043400000072","BPC-AB6-2","BPC-AB6-2","/"]
["15187","血液透析","4-1","4-1","血液净化装置体外循环管路","血液透析管路","普通管路","/","已维护","国械注准20173103302","血液净化装置的体外循环血路","血液净化装置的体外循环血路",null,"成都市新津事丰医疗器械有限公司","成都市新津事丰医疗器械有限公司","C10080217100000043400000074","BPC-AB4-14","BPC-AB4-14","/"]
["15187","血液透析","4-1","4-1","血液净化装置体外循环管路","血液透析管路","普通管路","/","已维护","国械注准20173103302","血液净化装置的体外循环血路","血液净化装置的体外循环血路",null,"成都市新津事丰医疗器械有限公司","成都市新津事丰医疗器械有限公司","C10080217100000043400000075","BPC-AB2-3D","BPC-AB2-3D","/"]
["15187","血液透析","4-1","4-1","血液净化装置体外循环管路","血液透析管路","普通管路","/","已维护","国械注准20173103302","血液净化装置的体外循环血路","血液净化装置的体外循环血路",null,"成都市新津事丰医疗器械有限公司","成都市新津事丰医疗器械有限公司","C10080217100000043400000076","BPC-AB6-2S","BPC-AB6-2S","/"]
["15187","血液透析","4-1","4-1","血液净化装置体外循环管路","血液透析管路","普通管路","/","已维护","国械注准20173103302","血液净化装置的体外循环血路","血液净化装置的体外循环血路",null,"成都市新津事丰医疗器械有限公司","成都市新津事丰医疗器械有限公司","C10080217100000043400000077","BPC-AB1-13","BPC-AB1-13","/"]
["15187","血液透析","4-1","4-1","血液净化装置体外循环管路","血液透析管路","普通管路","/","已维护","国械注准20173103302","血液净化装置的体外循环血路","血液净化装置的体外循环血路",null,"成都市新津事丰医疗器械有限公司","成都市新津事丰医疗器械有限公司","C10080217100000043400000078","BPC-AB3-14D","BPC-AB3-14D","/"]
["15187","血液透析","4-1","4-1","血液净化装置体外循环管路","血液透析管路","普通管路","/","已维护","国械注准20173103302","血液净化装置的体外循环血路","血液净化装置的体外循环血路",null,"成都市新津事丰医疗器械有限公司","成都市新津事丰医疗器械有限公司","C10080217100000043400000079","BPC-AB2-14","BPC-AB2-14","/"]
["15187","血液透析","4-1","4-1","血液净化装置体外循环管路","血液透析管路","普通管路","/","已维护","国械注准20173103302","血液净化装置的体外循环血路","血液净化装置的体外循环血路",null,"成都市新津事丰医疗器械有限公司","成都市新津事丰医疗器械有限公司","C10080217100000043400000080","BPC-AB4-13D","BPC-AB4-13D","/"]
["15187","血液透析","4-1","4-1","血液净化装置体外循环管路","血液透析管路","普通管路","/","已维护","国械注准20173103302","血液净化装置的体外循环血路","血液净化装置的体外循环血路",null,"成都市新津事丰医疗器械有限公司","成都市新津事丰医疗器械有限公司","C10080217100000043400000081","BPC-AB2-2D","BPC-AB2-2D","/"]
["15187","血液透析","4-1","4-1","血液净化装置体外循环管路","血液透析管路","普通管路","/","已维护","国械注准20173103302","血液净化装置的体外循环血路","血液净化装置的体外循环血路",null,"成都市新津事丰医疗器械有限公司","成都市新津事丰医疗器械有限公司","C10080217100000043400000082","BPC-AB4-15","BPC-AB4-15","/"]
["15187","血液透析","4-1","4-1","血液净化装置体外循环管路","血液透析管路","普通管路","/","已维护","国械注准20173103302","血液净化装置的体外循环血路","血液净化装置的体外循环血路",null,"成都市新津事丰医疗器械有限公司","成都市新津事丰医疗器械有限公司","C10080217100000043400000083","BPC-AB1-1","BPC-AB1-1","/"]
["15187","血液透析","4-1","4-1","血液净化装置体外循环管路","血液透析管路","普通管路","/","已维护","国械注准20173103302","血液净化装置的体外循环血路","血液净化装置的体外循环血路",null,"成都市新津事丰医疗器械有限公司","成都市新津事丰医疗器械有限公司","C10080217100000043400000084","BPC-AB1-2D","BPC-AB1-2D","/"]
["15187","血液透析","4-1","4-1","血液净化装置体外循环管路","血液透析管路","普通管路","/","已维护","国械注准20173103302","血液净化装置的体外循环血路","血液净化装置的体外循环血路",null,"成都市新津事丰医疗器械有限公司","成都市新津事丰医疗器械有限公司","C10080217100000043400000085","BPC-AB4-3S","BPC-AB4-3S","/"]
["15187","血液透析","4-1","4-1","血液净化装置体外循环管路","血液透析管路","普通管路","/","已维护","国械注准20173103302","血液净化装置的体外循环血路","血液净化装置的体外循环血路",null,"成都市新津事丰医疗器械有限公司","成都市新津事丰医疗器械有限公司","C10080217100000043400000086","BPC-AB1-3D","BPC-AB1-3D","/"]
["15187","血液透析","4-1","4-1","血液净化装置体外循环管路","血液透析管路","普通管路","/","已维护","国械注准20173103302","血液净化装置的体外循环血路","血液净化装置的体外循环血路",null,"成都市新津事丰医疗器械有限公司","成都市新津事丰医疗器械有限公司","C10080217100000043400000087","BPC-AB6-2D","BPC-AB6-2D","/"]
["15187","血液透析","4-1","4-1","血液净化装置体外循环管路","血液透析管路","普通管路","/","已维护","国械注准20173103302","血液净化装置的体外循环血路","血液净化装置的体外循环血路",null,"成都市新津事丰医疗器械有限公司","成都市新津事丰医疗器械有限公司","C10080217100000043400000088","BPC-AB1-1S","BPC-AB1-1S","/"]
["15187","血液透析","4-1","4-1","血液净化装置体外循环管路","血液透析管路","普通管路","/","已维护","国械注准20173103302","血液净化装置的体外循环血路","血液净化装置的体外循环血路",null,"成都市新津事丰医疗器械有限公司","成都市新津事丰医疗器械有限公司","C10080217100000043400000089","BPC-AB6-1S","BPC-AB6-1S","/"]
["15187","血液透析","4-1","4-1","血液净化装置体外循环管路","血液透析管路","普通管路","/","已维护","国械注准20173103302","血液净化装置的体外循环血路","血液净化装置的体外循环血路",null,"成都市新津事丰医疗器械有限公司","成都市新津事丰医疗器械有限公司","C10080217100000043400000091","BPC-AB6-3D","BPC-AB6-3D","/"]
["15187","血液透析","4-1","4-1","血液净化装置体外循环管路","血液透析管路","普通管路","/","已维护","国械注准20173103302","血液净化装置的体外循环血路","血液净化装置的体外循环血路",null,"成都市新津事丰医疗器械有限公司","成都市新津事丰医疗器械有限公司","C10080217100000043400000092","BPC-AB6-14","BPC-AB6-14","/"]
["15277","血液透析","6-2","6-2","透析用留置针","安全型","","/","已维护","国械注进20253100188","一次性使用防针刺透析用留置针Safety Fistula Cannula with Anti-reflux Valve","一次性使用防针刺透析用留置针",null,"慕卓柯医疗器械(上海)有限公司","慕卓柯医疗器械(上海)有限公司","C10080902600003235570000001","1630VSVS","1630VSVS","/"]
["15277","血液透析","6-2","6-2","透析用留置针","安全型","","/","已维护","国械注进20253100188","一次性使用防针刺透析用留置针Safety Fistula Cannula with Anti-reflux Valve","一次性使用防针刺透析用留置针",null,"慕卓柯医疗器械(上海)有限公司","慕卓柯医疗器械(上海)有限公司","C10080902600003235570000002","1730VSVS","1730VSVS","/"]
["15277","血液透析","6-2","6-2","透析用留置针","安全型","","/","已维护","国械注进20253100188","一次性使用防针刺透析用留置针Safety Fistula Cannula with Anti-reflux Valve","一次性使用防针刺透析用留置针",null,"慕卓柯医疗器械(上海)有限公司","慕卓柯医疗器械(上海)有限公司","C10080902600003235570000003","1538VSVS","1538VSVS","/"]
["15277","血液透析","6-2","6-2","透析用留置针","安全型","","/","已维护","国械注进20253100188","一次性使用防针刺透析用留置针Safety Fistula Cannula with Anti-reflux Valve","一次性使用防针刺透析用留置针",null,"慕卓柯医疗器械(上海)有限公司","慕卓柯医疗器械(上海)有限公司","C10080902600003235570000004","1638VSVS","1638VSVS","/"]
["15277","血液透析","6-2","6-2","透析用留置针","安全型","","/","已维护","国械注进20253100188","一次性使用防针刺透析用留置针Safety Fistula Cannula with Anti-reflux Valve","一次性使用防针刺透析用留置针",null,"慕卓柯医疗器械(上海)有限公司","慕卓柯医疗器械(上海)有限公司","C10080902600003235570000005","1738VSVS","1738VSVS","/"]
["15277","血液透析","6-2","6-2","透析用留置针","安全型","","/","已维护","国械注进20253100188","一次性使用防针刺透析用留置针Safety Fistula Cannula with Anti-reflux Valve","一次性使用防针刺透析用留置针",null,"慕卓柯医疗器械(上海)有限公司","慕卓柯医疗器械(上海)有限公司","C10080902600003235570000006","1530VSVS","1530VSVS","/"]
["15298","血液透析","1-2","1-2","血液透析器","高通量","1.5-1.8","/","已维护","国械注进20163100691","血液透析器Hemodialyzer","血液透析器",null,"意大利麦迪卡股份公司Medica S.p.A.","迈迪可医疗科技(江苏)有限公司","C10080117000001219040000003","Smartflux HFP150","Smartflux HFP150","/"]
["15301","血液透析","4-1","4-1","血液净化装置体外循环管路","血液透析管路","普通管路","/","已维护","国械注准20173100509","一次性透析用血液回路管","一次性透析用血液回路管",null,"江苏费森尤斯医药用品有限公司","江苏费森尤斯医药用品有限公司","C10080217100000077510000018","AP16641","AP16641","/"]
["15311","血液透析","1-2","1-3","血液透析器","高通量","≥1.9","/","已维护","国械注进20163100691","血液透析器Hemodialyzer","血液透析器",null,"意大利麦迪卡股份公司Medica S.p.A.","迈迪可医疗科技(江苏)有限公司","C10080117000001219040000001","Smartflux HFP190","Smartflux HFP190","/"]
["15312","血液透析","4-2","4-2","血液净化装置体外循环管路","血液滤过管路","专机专用型血滤置换液补液管（血滤套装）","/","已维护","国械注进20233100280","血液净化体外循环血路Extracorporeal Bloodlines for Blood Purification","血液净化体外循环血路",null,"费森尤斯医药用品股份公司 Fresenius Medical Care  AG","德国Fresenius Medical Care AG","C10040201000000072040000012","6008 CAREset-R","6008 CAREset-R","/"]
["15320","血液透析","3-2","3-2","血液滤过器","＞1.6","","/","已维护","国械注进20173102117","空心纤维血液透析滤过器Capillary High Flux Dialysers","空心纤维血液透析滤过器",null,"费森尤斯医药用品股份及两合公司Fresenius Medical Care AG & Co.KGaA","德国Fresenius Medical Care AG","C10040116700000072040000006","FX CorDiax 80","FX CorDiax 80","/"]
["15326","血液透析","1-2","1-2","血液透析器","高通量","1.5-1.8","/","已维护","国械注准20243101378","血液透析器","血液透析器",null,"广东宝莱特医用科技股份有限公司","广东宝莱特医用科技股份有限公司","C10080117000001090260000001","F16HP","F16HP","/"]
["15329","血液透析","3-2","3-2","血液滤过器","＞1.6","","/","已维护","国械注进20173102117","空心纤维血液透析滤过器Capillary High Flux Dialysers","空心纤维血液透析滤过器",null,"费森尤斯医药用品股份及两合公司Fresenius Medical Care AG & Co.KGaA","德国Fresenius Medical Care AG","C10040116700000072040000003","FX CorDiax 100","FX CorDiax 100","/"]
["15334","血液透析","1-2","1-2","血液透析器","高通量","1.5-1.8","/","已维护","国械注准20243101378","血液透析器","血液透析器",null,"广东宝莱特医用科技股份有限公司","广东宝莱特医用科技股份有限公司","C10080117000001090260000002","F18HP","F18HP","/"]
["15337","血液透析","1-2","1-3","血液透析器","高通量","≥1.9","/","已维护","国械注准20243101378","血液透析器","血液透析器",null,"广东宝莱特医用科技股份有限公司","广东宝莱特医用科技股份有限公司","C10080117000001090260000003","F20HP","F20HP","/"]
["15341","血液透析","2-2","2-1","血液透析器","非高通量","≤1.4","/","已维护","国械注进20163100693","血液透析器Hemodialyzer","血液透析器",null,"意大利麦迪卡股份公司Medica S.p.A.","迈迪可医疗科技(江苏)有限公司","C10080117000002219040000001","Smartflux LFP140","Smartflux LFP140","/"]
["15345","血液透析","2-2","2-2","血液透析器","非高通量","1.5-1.8","/","已维护","国械注准20243100814","血液透析器","血液透析器",null,"广东宝莱特医用科技股份有限公司","广东宝莱特医用科技股份有限公司","C10080117000002090260000001","F16LP","F16LP","/"]
["15347","血液透析","1-2","1-1","血液透析器","高通量","≤1.4","/","已维护","国械注进20193101931","空心纤维血液透析滤过器Fresenius Helixone High Flux Dialysers","空心纤维血液透析滤过器",null,"费森尤斯医药用品股份及两合公司Fresenius Medical Care AG&Co.KGaA","德国Fresenius Medical Care AG","C10080117000001072040000008","FX60","FX 60","/"]
["15351","血液透析","5-3","5-3","动静脉瘘穿刺针","钝型","","/","已维护","国械注准20243101338","一次性动静脉钝型穿刺器","一次性动静脉钝型穿刺器",null,"河南省驼人医疗科技有限公司","河南省驼人医疗科技有限公司","C10080902600002024860000001","14G","14G","/"]
["15351","血液透析","5-3","5-3","动静脉瘘穿刺针","钝型","","/","已维护","国械注准20243101338","一次性动静脉钝型穿刺器","一次性动静脉钝型穿刺器",null,"河南省驼人医疗科技有限公司","河南省驼人医疗科技有限公司","C10080902600002024860000002","15G","15G","/"]
["15351","血液透析","5-3","5-3","动静脉瘘穿刺针","钝型","","/","已维护","国械注准20243101338","一次性动静脉钝型穿刺器","一次性动静脉钝型穿刺器",null,"河南省驼人医疗科技有限公司","河南省驼人医疗科技有限公司","C10080902600002024860000003","16G","16G","/"]
["15351","血液透析","5-3","5-3","动静脉瘘穿刺针","钝型","","/","已维护","国械注准20243101338","一次性动静脉钝型穿刺器","一次性动静脉钝型穿刺器",null,"河南省驼人医疗科技有限公司","河南省驼人医疗科技有限公司","C10080902600002024860000004","17G","17G","/"]
["15352","血液透析","2-2","2-2","血液透析器","非高通量","1.5-1.8","/","已维护","国械注进20163100693","血液透析器Hemodialyzer","血液透析器",null,"意大利麦迪卡股份公司Medica S.p.A.","迈迪可医疗科技(江苏)有限公司","C10080117000001219040000002","Smartflux LFP180","Smartflux LFP180","/"]
["15354","血液透析","1-2","1-2","血液透析器","高通量","1.5-1.8","/","已维护","国械注进20193101931","空心纤维血液透析滤过器Fresenius Helixone High Flux Dialysers","空心纤维血液透析滤过器",null,"费森尤斯医药用品股份及两合公司Fresenius Medical Care AG&Co.KGaA","德国Fresenius Medical Care AG","C10080117000001072040000009","FX80","FX 80","/"]
["15355","血液透析","2-2","2-2","血液透析器","非高通量","1.5-1.8","/","已维护","国械注准20243100814","血液透析器","血液透析器",null,"广东宝莱特医用科技股份有限公司","广东宝莱特医用科技股份有限公司","C10080117000002090260000002","F18LP","F18LP","/"]
["15360","血液透析","1-2","1-3","血液透析器","高通量","≥1.9","/","已维护","国械注进20193101931","空心纤维血液透析滤过器Fresenius Helixone High Flux Dialysers","空心纤维血液透析滤过器",null,"费森尤斯医药用品股份及两合公司Fresenius Medical Care AG&Co.KGaA","费森尤斯医药用品（上海）有限公司","C10080117000001072040000010","FX100","FX 100","/"]
["15390","血液透析","1-2","1-3","血液透析器","高通量","≥1.9","/","已维护","国械注进20153103111","空心纤维血液透析滤过器FX Class Capillary Dialysers","空心纤维血液透析滤过器",null,"费森尤斯医药用品股份公司Fresenius Medical Care  AG","Fresenius Medical Care AG","C10080117000001072040000005","FX100","FX100","/"]
["15407","血液透析","5-2","5-2","动静脉瘘穿刺针","锐型","安全型","/","未维护","国械注准20163101081","一次性动静脉穿刺针","一次性动静脉穿刺针",null,"贝恩医疗设备（广州）有限公司","贝恩医疗设备(广州)有限公司","","BAIN-A.V.F-001ASE","BAIN-A.V.F-001ASE","/"]
["15408","血液透析","5-2","5-2","动静脉瘘穿刺针","锐型","安全型","/","未维护","国械注准20163101081","一次性动静脉穿刺针","一次性动静脉穿刺针",null,"贝恩医疗设备（广州）有限公司","贝恩医疗设备(广州)有限公司","","BAIN-A.V.F-002ASE","BAIN-A.V.F-002ASE","/"]
["15568","血液透析","4-3","4-3","血液净化装置体外循环管路","血液滤过管路","非专机专用型血滤置换液补液管","/","已维护","国械注准20223101708","一次性使用补液管","一次性使用补液管",null,"青岛普瑞森医药科技有限公司","青岛普瑞森医药科技有限公司","C10081001000000095000000002","B型","B型","/"]
["15570","血液透析","4-1","4-1","血液净化装置体外循环管路","血液透析管路","普通管路","/","已维护","国械注准20153101633","透析型人工肾一次性使用血液回路导管","透析型人工肾一次性使用血液回路导管",null,"天津哈娜好医材有限公司","天津哈娜好医材有限公司","C10040201000000112120000068","BLS-701K-ZY8","BLS-701K-ZY8","/"]
["15570","血液透析","4-1","4-1","血液净化装置体外循环管路","血液透析管路","普通管路","/","已维护","国械注准20153101633","透析型人工肾一次性使用血液回路导管","透析型人工肾一次性使用血液回路导管",null,"天津哈娜好医材有限公司","天津哈娜好医材有限公司","C10040201000000112120000097","BLS-701K-ZY3","BLS-701K-ZY3","/"]
["15596","血液透析","4-1","4-1","血液净化装置体外循环管路","血液透析管路","普通管路","/","已维护","国械注准20223100256","一次性使用血液透析管路","一次性使用血液透析管路",null,"浙江东一医疗科技有限公司","浙江东一医疗科技有限公司","C10080217100000195020000001","DY-HD-S-04","DY-HD-S-04","/"]
["15596","血液透析","4-1","4-1","血液净化装置体外循环管路","血液透析管路","普通管路","/","已维护","国械注准20223100256","一次性使用血液透析管路","一次性使用血液透析管路",null,"浙江东一医疗科技有限公司","浙江东一医疗科技有限公司","C10080217100000195020000011","DY-HD-S-03","DY-HD-S-03","/"]
["15596","血液透析","4-1","4-1","血液净化装置体外循环管路","血液透析管路","普通管路","/","已维护","国械注准20223100256","一次性使用血液透析管路","一次性使用血液透析管路",null,"浙江东一医疗科技有限公司","浙江东一医疗科技有限公司","C10080217100000195020000018","DY-HD-S-02","DY-HD-S-02","/"]
["15596","血液透析","4-1","4-1","血液净化装置体外循环管路","血液透析管路","普通管路","/","已维护","国械注准20223100256","一次性使用血液透析管路","一次性使用血液透析管路",null,"浙江东一医疗科技有限公司","浙江东一医疗科技有限公司","C10080217100000195020000023","DY-HD-S-01","DY-HD-S-01","/"]
["15596","血液透析","4-1","4-1","血液净化装置体外循环管路","血液透析管路","普通管路","/","已维护","国械注准20223100256","一次性使用血液透析管路","一次性使用血液透析管路",null,"浙江东一医疗科技有限公司","浙江东一医疗科技有限公司","C10080217100000195020000024","DY-HD-M-04","DY-HD-M-04","/"]
["15596","血液透析","4-1","4-1","血液净化装置体外循环管路","血液透析管路","普通管路","/","已维护","国械注准20223100256","一次性使用血液透析管路","一次性使用血液透析管路",null,"浙江东一医疗科技有限公司","浙江东一医疗科技有限公司","C10080217100000195020000028","DY-HD-M-02","DY-HD-M-02","/"]
["15596","血液透析","4-1","4-1","血液净化装置体外循环管路","血液透析管路","普通管路","/","已维护","国械注准20223100256","一次性使用血液透析管路","一次性使用血液透析管路",null,"浙江东一医疗科技有限公司","浙江东一医疗科技有限公司","C10080217100000195020000002","DY-HD-M-01","DY-HD-M-01","/"]
["15636","血液透析","4-1","4-1","血液净化装置体外循环管路","血液透析管路","普通管路","/","已维护","国械注准20243102243","一次性使用血液透析管路","一次性使用血液透析管路",null,"成都市新津事丰医疗器械有限公司","山东新华血液技术有限公司","C10080217100000211920000013","XHEBC-2ST","XHEBC-2ST","/"]
["15636","血液透析","4-1","4-1","血液净化装置体外循环管路","血液透析管路","普通管路","/","已维护","国械注准20243102243","一次性使用血液透析管路","一次性使用血液透析管路",null,"成都市新津事丰医疗器械有限公司","山东新华血液技术有限公司","C10080217100000211920000014","XHEBC-2DT","XHEBC-2DT","/"]
["15650","血液透析","4-3","4-3","血液净化装置体外循环管路","血液滤过管路","非专机专用型血滤置换液补液管","/","已维护","国械注准20243102243","一次性使用血液透析管路","一次性使用血液透析管路",null,"成都市新津事丰医疗器械有限公司","山东新华血液技术有限公司","C10080217100000211920000011","XHEBC-FL","XHEBC-FL","/"]
["15708","血液透析","4-1","4-1","血液净化装置体外循环管路","血液透析管路","普通管路","/","已维护","国械注准20243102069","一次性使用血液透析管路","一次性使用血液透析管路",null,"广东中爱医疗科技股份有限公司","广东中爱医疗科技股份有限公司","C10080217100000175860000205","ZM-BL51J1","ZM-BL51J1","/"]
["15708","血液透析","4-1","4-1","血液净化装置体外循环管路","血液透析管路","普通管路","/","已维护","国械注准20243102069","一次性使用血液透析管路","一次性使用血液透析管路",null,"广东中爱医疗科技股份有限公司","广东中爱医疗科技股份有限公司","C10080217100000175860000637","ZM-BL31J1","ZM-BL31J1","/"]
["15708","血液透析","4-1","4-1","血液净化装置体外循环管路","血液透析管路","普通管路","/","已维护","国械注准20243102069","一次性使用血液透析管路","一次性使用血液透析管路",null,"广东中爱医疗科技股份有限公司","广东中爱医疗科技股份有限公司","C10080217100000175860000353","ZM-BL21J1","ZM-BL21J1","/"]
["15708","血液透析","4-1","4-1","血液净化装置体外循环管路","血液透析管路","普通管路","/","已维护","国械注准20243102069","一次性使用血液透析管路","一次性使用血液透析管路",null,"广东中爱医疗科技股份有限公司","广东中爱医疗科技股份有限公司","C10080217100000175860001239","ZM-BL51I1","ZM-BL51I1","/"]
["15708","血液透析","4-1","4-1","血液净化装置体外循环管路","血液透析管路","普通管路","/","已维护","国械注准20243102069","一次性使用血液透析管路","一次性使用血液透析管路",null,"广东中爱医疗科技股份有限公司","广东中爱医疗科技股份有限公司","C10080217100000175860001318","ZM-BL31I1","ZM-BL31I1","/"]
["15708","血液透析","4-1","4-1","血液净化装置体外循环管路","血液透析管路","普通管路","/","已维护","国械注准20243102069","一次性使用血液透析管路","一次性使用血液透析管路",null,"广东中爱医疗科技股份有限公司","广东中爱医疗科技股份有限公司","C10080217100000175860000362","ZM-BL21I1","ZM-BL21I1","/"]
["15733","血液透析","4-1","4-1","血液净化装置体外循环管路","血液透析管路","普通管路","/","已维护","国械注准20243101823","一次性使用血液透析管路","一次性使用血液透析管路",null,"江西洪达医疗器械集团有限公司","江西洪达医疗器械集团有限公司","C10080217100000017540000017","NP30-B","NP30-B","/"]
["15733","血液透析","4-1","4-1","血液净化装置体外循环管路","血液透析管路","普通管路","/","已维护","国械注准20243101823","一次性使用血液透析管路","一次性使用血液透析管路",null,"江西洪达医疗器械集团有限公司","江西洪达医疗器械集团有限公司","C10080217100000017540000022","NP22-B","NP22-B","/"]
["15733","血液透析","4-1","4-1","血液净化装置体外循环管路","血液透析管路","普通管路","/","已维护","国械注准20243101823","一次性使用血液透析管路","一次性使用血液透析管路",null,"江西洪达医疗器械集团有限公司","江西洪达医疗器械集团有限公司","C10080217100000017540000019","NP20-B","NP20-B","/"]
["15772","血液透析","1-2","1-2","血液透析器","高通量","1.5-1.8","/","已维护","国械注准20243102231","血液透析器","血液透析器",null,"广州康盛生物科技股份有限公司","广州康盛生物科技股份有限公司","C10080117000001112800000001","KFH-15","KFH-15","/"]
["15773","血液透析","1-2","1-3","血液透析器","高通量","≥1.9","/","已维护","国械注准20243102231","血液透析器","血液透析器",null,"广州康盛生物科技股份有限公司","广州康盛生物科技股份有限公司","C10080117000001112800000002","KFH-19","KFH-19","/"]
["15783","血液透析","2-2","2-2","血液透析器","非高通量","1.5-1.8","/","已维护","国械注准20153100480","一次性使用空心纤维血液透析器","一次性使用空心纤维血液透析器",null,"江苏朗生生命科技有限公司","江苏朗生生命科技有限公司","C10080117000003078550000001","LST180-A","LST180-A","/"]
["15787","血液透析","3-2","3-2","血液滤过器","＞1.6","","/","已维护","国械注准20243102231","血液透析器","血液透析器",null,"广州康盛生物科技股份有限公司","广州康盛生物科技股份有限公司","C10040116700000112800000004","KFH-17","KFH-17","/"]
["15796","血液透析","4-3","4-3","血液净化装置体外循环管路","血液滤过管路","非专机专用型血滤置换液补液管","/","已维护","国械注准20243101162","一次性使用补液管路","一次性使用补液管路",null,"福建长庚医疗生物科技有限公司","福建长庚医疗生物科技有限公司","C10081001000000083270000005","CGSR-002-C","CGSR-002-C","/"]
[15796,"血液透析","4-3","4-3","血液净化装置体外循环管路","血液滤过管路","非专机专用型血滤置换液补液管","/","已维护","国械注准20243101162","一次性使用补液管路","一次性使用补液管路",null,"福建长庚医疗生物科技有限公司","福建长庚医疗生物科技有限公司","C10081001000000083270000006","CGSR-003-A","CGSR-003-A","/"]
["15796","血液透析","4-3","4-3","血液净化装置体外循环管路","血液滤过管路","非专机专用型血滤置换液补液管","/","已维护","国械注准20243101162","一次性使用补液管路","一次性使用补液管路",null,"福建长庚医疗生物科技有限公司","福建长庚医疗生物科技有限公司","C10081001000000083270000003","CGSR-002-A","CGSR-002-A","/"]
["15796","血液透析","4-3","4-3","血液净化装置体外循环管路","血液滤过管路","非专机专用型血滤置换液补液管","/","已维护","国械注准20243101162","一次性使用补液管路","一次性使用补液管路",null,"福建长庚医疗生物科技有限公司","福建长庚医疗生物科技有限公司","C10081001000000083270000002","CGSR-001-G","CGSR-001-G","/"]
["15796","血液透析","4-3","4-3","血液净化装置体外循环管路","血液滤过管路","非专机专用型血滤置换液补液管","/","已维护","国械注准20243101162","一次性使用补液管路","一次性使用补液管路",null,"福建长庚医疗生物科技有限公司","福建长庚医疗生物科技有限公司","C10081001000000083270000008","CGSR-001-B","CGSR-001-B","/"]
["15796","血液透析","4-3","4-3","血液净化装置体外循环管路","血液滤过管路","非专机专用型血滤置换液补液管","/","已维护","国械注准20243101162","一次性使用补液管路","一次性使用补液管路",null,"福建长庚医疗生物科技有限公司","福建长庚医疗生物科技有限公司","C10081001000000083270000007","CGSR-001-A","CGSR-001-A","/"]
["15802","血液透析","5-3","5-3","动静脉瘘穿刺针","钝型","","/","已维护","国械注准20223100336","一次性使用钝型动静脉瘘穿刺针","一次性使用钝型动静脉瘘穿刺针",null,"宁波天益医疗器械股份有限公司","宁波天益医疗器械股份有限公司","C10080902600004090030000004","TY-DZS-04","TY-DZS-04","/"]
["15802","血液透析","5-3","5-3","动静脉瘘穿刺针","钝型","","/","已维护","国械注准20223100336","一次性使用钝型动静脉瘘穿刺针","一次性使用钝型动静脉瘘穿刺针",null,"宁波天益医疗器械股份有限公司","宁波天益医疗器械股份有限公司","C10080902600004090030000012","TY-DZ-04","TY-DZ-04","/"]
["15807","血液透析","2-2","2-1","血液透析器","非高通量","≤1.4","/","已维护","国械注准20243101182","血液透析器","血液透析器",null,"江西洪达医疗器械集团有限公司","江西洪达医疗器械集团有限公司","C10080117000003017540000003","HD-14L","HD-14L","/"]
["15807","血液透析","2-2","2-1","血液透析器","非高通量","≤1.4","/","已维护","国械注准20243101182","血液透析器","血液透析器",null,"江西洪达医疗器械集团有限公司","江西洪达医疗器械集团有限公司","C10080117000003017540000006","HD-13L","HD-13L","/"]
["15807","血液透析","2-2","2-1","血液透析器","非高通量","≤1.4","/","已维护","国械注准20243101182","血液透析器","血液透析器",null,"江西洪达医疗器械集团有限公司","江西洪达医疗器械集团有限公司","C10080117000003017540000009","HD-12L","HD-12L","/"]
["15807","血液透析","2-2","2-1","血液透析器","非高通量","≤1.4","/","已维护","国械注准20243101182","血液透析器","血液透析器",null,"江西洪达医疗器械集团有限公司","江西洪达医疗器械集团有限公司","C10080117000003017540000001","HD-10L","HD-10L","/"]
["15810","血液透析","2-2","2-2","血液透析器","非高通量","1.5-1.8","/","已维护","国械注准20243101182","血液透析器","血液透析器",null,"江西洪达医疗器械集团有限公司","江西洪达医疗器械集团有限公司","C10080117000003017540000008","HD-17L","HD-17L","/"]
["15810","血液透析","2-2","2-2","血液透析器","非高通量","1.5-1.8","/","已维护","国械注准20243101182","血液透析器","血液透析器",null,"江西洪达医疗器械集团有限公司","江西洪达医疗器械集团有限公司","C10080117000003017540000005","HD-16L","HD-16L","/"]
["15810","血液透析","2-2","2-2","血液透析器","非高通量","1.5-1.8","/","已维护","国械注准20243101182","血液透析器","血液透析器",null,"江西洪达医疗器械集团有限公司","江西洪达医疗器械集团有限公司","C10080117000003017540000004","HD-15L","HD-15L","/"]
["15812","血液透析","2-2","2-3","血液透析器","非高通量","≥1.9","/","已维护","国械注准20243101182","血液透析器","血液透析器",null,"江西洪达医疗器械集团有限公司","江西洪达医疗器械集团有限公司","C10080117000003017540000007","HD-20L","HD-20L","/"]
["15831","血液透析","5-1","5-1","动静脉瘘穿刺针","锐型","普通型","/","已维护","国械注准20243102589","一次性使用动静脉穿刺针","一次性使用动静脉穿刺针",null,"江西洪达医疗器械集团有限公司","江西洪达医疗器械集团有限公司","C10080902600001017540000026","1.6(16G)","旋转翼 NP-P","/"]
["15831","血液透析","5-1","5-1","动静脉瘘穿刺针","锐型","普通型","/","已维护","国械注准20243102589","一次性使用动静脉穿刺针","一次性使用动静脉穿刺针",null,"江西洪达医疗器械集团有限公司","江西洪达医疗器械集团有限公司","C10080902600001017540000021","1.4(17G)","旋转翼 NP-P","/"]
["15831","血液透析","5-1","5-1","动静脉瘘穿刺针","锐型","普通型","/","已维护","国械注准20243102589","一次性使用动静脉穿刺针","一次性使用动静脉穿刺针",null,"江西洪达医疗器械集团有限公司","江西洪达医疗器械集团有限公司","C10080902600001017540000022","1.6(16G)","固定翼 NP-P","/"]
["15831","血液透析","5-1","5-1","动静脉瘘穿刺针","锐型","普通型","/","已维护","国械注准20243102589","一次性使用动静脉穿刺针","一次性使用动静脉穿刺针",null,"江西洪达医疗器械集团有限公司","江西洪达医疗器械集团有限公司","C10080902600001017540000027","1.4(17G)","固定翼 NP-P","/"]
["15838","血液透析","5-2","5-2","动静脉瘘穿刺针","锐型","安全型","/","已维护","国械注准20243102421","一次性使用防针刺动静脉穿刺针","一次性使用防针刺动静脉穿刺针",null,"江西洪达医疗器械集团有限公司","江西洪达医疗器械集团有限公司","C10080902600004017540000004","1.6(16G)","旋转翼","/"]
["15838","血液透析","5-2","5-2","动静脉瘘穿刺针","锐型","安全型","/","已维护","国械注准20243102421","一次性使用防针刺动静脉穿刺针","一次性使用防针刺动静脉穿刺针",null,"江西洪达医疗器械集团有限公司","江西洪达医疗器械集团有限公司","C10080902600004017540000008","1.4(17G)","旋转翼","/"]
["15838","血液透析","5-2","5-2","动静脉瘘穿刺针","锐型","安全型","/","已维护","国械注准20243102421","一次性使用防针刺动静脉穿刺针","一次性使用防针刺动静脉穿刺针",null,"江西洪达医疗器械集团有限公司","江西洪达医疗器械集团有限公司","C10080902600004017540000005","1.6(16G)","固定翼","/"]
["15838","血液透析","5-2","5-2","动静脉瘘穿刺针","锐型","安全型","/","已维护","国械注准20243102421","一次性使用防针刺动静脉穿刺针","一次性使用防针刺动静脉穿刺针",null,"江西洪达医疗器械集团有限公司","江西洪达医疗器械集团有限公司","C10080902600004017540000003","1.4(17G)","固定翼","/"]
["15842","血液透析","4-1","4-1","血液净化装置体外循环管路","血液透析管路","普通管路","/","已维护","国械注准20183101748","血液净化装置的体外循环血路","血液净化装置的体外循环血路",null,"宁波天益医疗器械股份有限公司","宁波天益医疗器械股份有限公司","C10080217100000090030000078","TX-HJ-104","基本型","/"]
["15842","血液透析","4-1","4-1","血液净化装置体外循环管路","血液透析管路","普通管路","/","已维护","国械注准20183101748","血液净化装置的体外循环血路","血液净化装置的体外循环血路",null,"宁波天益医疗器械股份有限公司","宁波天益医疗器械股份有限公司","C10080217100000090030000075","TX-HI-102","基本型","/"]
["15869","血液透析","4-3","4-3","血液净化装置体外循环管路","血液滤过管路","非专机专用型血滤置换液补液管","/","已维护","国械注准20183101748","血液净化装置的体外循环血路","血液净化装置的体外循环血路",null,"宁波天益医疗器械股份有限公司","宁波天益医疗器械股份有限公司","C10081001000000090030000013","附件型：TX-FG-30","附件型：TX-FG-30","/"]
["15869","血液透析","4-3","4-3","血液净化装置体外循环管路","血液滤过管路","非专机专用型血滤置换液补液管","/","已维护","国械注准20183101748","血液净化装置的体外循环血路","血液净化装置的体外循环血路",null,"宁波天益医疗器械股份有限公司","宁波天益医疗器械股份有限公司","C10081001000000090030000001","附件型：TX-FG-20","附件型：TX-FG-20","/"]
["15906","血液透析","6-1","6-1","透析用留置针","普通型","","/","已维护","国械注准20233100899","一次性使用透析用留置针","一次性使用透析用留置针",null,"北京伏尔特技术有限公司","北京伏尔特技术有限公司","C10080902600003006090000026","LZZ-T14C","LZZ-T14C","/"]
["15942","血液透析","4-1","4-1","血液净化装置体外循环管路","血液透析管路","普通管路","/","已维护","国械注准20243102431","一次性使用血液透析管路及附件","一次性使用血液透析管路及附件",null,"宁波天益医疗器械股份有限公司","德国 B.Braun Avitum AG","C10080217100000028610000005","IU231P-Y","IU231P-Y","/"]
["15942","血液透析","4-1","4-1","血液净化装置体外循环管路","血液透析管路","普通管路","/","已维护","国械注准20243102431","一次性使用血液透析管路及附件","一次性使用血液透析管路及附件",null,"宁波天益医疗器械股份有限公司","德国 B.Braun Avitum AG","C10080217100000028610000007","IU231P","IU231P","/"]
["15948","血液透析","1-2","1-2","血液透析器","高通量","1.5-1.8","/","已维护","国械注准20243102160","一次性使用血液透析器","一次性使用血液透析器",null,"四川威力生医疗科技有限公司","四川威力生医疗科技有限公司","C10080117000001141030000035","W16HS","W16HS","/"]
["15950","血液透析","1-2","1-2","血液透析器","高通量","1.5-1.8","/","已维护","国械注准20243102160","一次性使用血液透析器","一次性使用血液透析器",null,"四川威力生医疗科技有限公司","四川威力生医疗科技有限公司","C10080117000001141030000039","W17HS","W17HS","/"]
["15953","血液透析","1-2","1-2","血液透析器","高通量","1.5-1.8","/","已维护","国械注准20243102160","一次性使用血液透析器","一次性使用血液透析器",null,"四川威力生医疗科技有限公司","四川威力生医疗科技有限公司","C10080117000001141030000026","W18HS","W18HS","/"]
["15954","血液透析","1-2","1-3","血液透析器","高通量","≥1.9","/","已维护","国械注准20243102160","一次性使用血液透析器","一次性使用血液透析器",null,"四川威力生医疗科技有限公司","四川威力生医疗科技有限公司","C10080117000001141030000032","W19HS","W19HS","/"]
["15956","血液透析","1-2","1-3","血液透析器","高通量","≥1.9","/","已维护","国械注准20243102160","一次性使用血液透析器","一次性使用血液透析器",null,"四川威力生医疗科技有限公司","四川威力生医疗科技有限公司","C10080117000001141030000023","W20HS","W20HS","/"]
["15973","血液透析","5-2","5-2","动静脉瘘穿刺针","锐型","安全型","/","未维护","国械注准20163101081","一次性动静脉穿刺针","一次性动静脉穿刺针",null,"贝恩医疗设备（广州）有限公司","贝恩医疗设备(广州)有限公司","","BAIN-A.V.F-003ASE","BAIN-A.V.F-003ASE","/"]
["15976","血液透析","5-2","5-2","动静脉瘘穿刺针","锐型","安全型","/","未维护","国械注准20163101081","一次性动静脉穿刺针","一次性动静脉穿刺针",null,"贝恩医疗设备（广州）有限公司","贝恩医疗设备(广州)有限公司","","BAIN-A.V.F-004ASE","BAIN-A.V.F-004ASE","/"]
["15977","血液透析","6-1","6-1","透析用留置针","普通型","","/","已维护","国械注准20243100641","一次性使用透析用留置针","一次性使用透析用留置针",null,"苏州林华医疗器械股份有限公司","苏州林华医疗器械股份有限公司","C10080902600003001060000001","14G×1.00IN(1.9×25mm)","TX-A型","/"]
["15977","血液透析","6-1","6-1","透析用留置针","普通型","","/","已维护","国械注准20243100641","一次性使用透析用留置针","一次性使用透析用留置针",null,"苏州林华医疗器械股份有限公司","苏州林华医疗器械股份有限公司","C10080902600003001060000002","14G×1.30IN(1.9×33mm)","TX-A型","/"]
["15977","血液透析","6-1","6-1","透析用留置针","普通型","","/","已维护","国械注准20243100641","一次性使用透析用留置针","一次性使用透析用留置针",null,"苏州林华医疗器械股份有限公司","苏州林华医疗器械股份有限公司","C10080902600003001060000003","14G×1.50IN(1.9×38mm)","TX-A型","/"]
["15977","血液透析","6-1","6-1","透析用留置针","普通型","","/","已维护","国械注准20243100641","一次性使用透析用留置针","一次性使用透析用留置针",null,"苏州林华医疗器械股份有限公司","苏州林华医疗器械股份有限公司","C10080902600003001060000004","16G×1.00IN(1.7×25mm)","TX-A型","/"]
["15977","血液透析","6-1","6-1","透析用留置针","普通型","","/","已维护","国械注准20243100641","一次性使用透析用留置针","一次性使用透析用留置针",null,"苏州林华医疗器械股份有限公司","苏州林华医疗器械股份有限公司","C10080902600003001060000005","16G×1.30IN(1.7×33mm)","TX-A型","/"]
["15977","血液透析","6-1","6-1","透析用留置针","普通型","","/","已维护","国械注准20243100641","一次性使用透析用留置针","一次性使用透析用留置针",null,"苏州林华医疗器械股份有限公司","苏州林华医疗器械股份有限公司","C10080902600003001060000006","16G×1.50IN(1.7×38mm)","TX-A型","/"]
["15977","血液透析","6-1","6-1","透析用留置针","普通型","","/","已维护","国械注准20243100641","一次性使用透析用留置针","一次性使用透析用留置针",null,"苏州林华医疗器械股份有限公司","苏州林华医疗器械股份有限公司","C10080902600003001060000007","14G×1.00IN(2.1×25mm)","TX-A型","/"]
["15977","血液透析","6-1","6-1","透析用留置针","普通型","","/","已维护","国械注准20243100641","一次性使用透析用留置针","一次性使用透析用留置针",null,"苏州林华医疗器械股份有限公司","苏州林华医疗器械股份有限公司","C10080902600003001060000008","14G×1.30IN(2.1×33mm)","TX-A型","/"]
["15977","血液透析","6-1","6-1","透析用留置针","普通型","","/","已维护","国械注准20243100641","一次性使用透析用留置针","一次性使用透析用留置针",null,"苏州林华医疗器械股份有限公司","苏州林华医疗器械股份有限公司","C10080902600003001060000009","14G×1.50IN(2.1×38mm)","TX-A型","/"]
["15978","血液透析","5-2","5-2","动静脉瘘穿刺针","锐型","安全型","/","未维护","国械注准20163101081","一次性动静脉穿刺针","一次性动静脉穿刺针",null,"贝恩医疗设备（广州）有限公司","贝恩医疗设备(广州)有限公司","","BAIN-A.V.F-005ASE","BAIN-A.V.F-005ASE","/"]
["15979","血液透析","6-2","6-2","透析用留置针","安全型","","/","已维护","国械注准20243100778","一次性使用防针刺透析用留置针","一次性使用防针刺透析用留置针",null,"苏州林华医疗器械股份有限公司","苏州林华医疗器械股份有限公司","C10080902600003001060000010","14G×1.00IN(2.1×25mm)","FTX-A型","/"]
["15979","血液透析","6-2","6-2","透析用留置针","安全型","","/","已维护","国械注准20243100778","一次性使用防针刺透析用留置针","一次性使用防针刺透析用留置针",null,"苏州林华医疗器械股份有限公司","苏州林华医疗器械股份有限公司","C10080902600003001060000011","14G×1.30IN(2.1×33mm)","FTX-A型","/"]
["15979","血液透析","6-2","6-2","透析用留置针","安全型","","/","已维护","国械注准20243100778","一次性使用防针刺透析用留置针","一次性使用防针刺透析用留置针",null,"苏州林华医疗器械股份有限公司","苏州林华医疗器械股份有限公司","C10080902600003001060000012","14G×1.50IN(2.1×38mm)","FTX-A型","/"]
["15979","血液透析","6-2","6-2","透析用留置针","安全型","","/","已维护","国械注准20243100778","一次性使用防针刺透析用留置针","一次性使用防针刺透析用留置针",null,"苏州林华医疗器械股份有限公司","苏州林华医疗器械股份有限公司","C10080902600003001060000013","14G×1.00IN(1.9×25mm)","FTX-A型","/"]
["15979","血液透析","6-2","6-2","透析用留置针","安全型","","/","已维护","国械注准20243100778","一次性使用防针刺透析用留置针","一次性使用防针刺透析用留置针",null,"苏州林华医疗器械股份有限公司","苏州林华医疗器械股份有限公司","C10080902600003001060000014","14G×1.30IN(1.9×33mm)","FTX-A型","/"]
["15979","血液透析","6-2","6-2","透析用留置针","安全型","","/","已维护","国械注准20243100778","一次性使用防针刺透析用留置针","一次性使用防针刺透析用留置针",null,"苏州林华医疗器械股份有限公司","苏州林华医疗器械股份有限公司","C10080902600003001060000015","14G×1.50IN(1.9×38mm)","FTX-A型","/"]
["15979","血液透析","6-2","6-2","透析用留置针","安全型","","/","已维护","国械注准20243100778","一次性使用防针刺透析用留置针","一次性使用防针刺透析用留置针",null,"苏州林华医疗器械股份有限公司","苏州林华医疗器械股份有限公司","C10080902600003001060000016","16G×1.00IN(1.7×25mm)","FTX-A型","/"]
["15979","血液透析","6-2","6-2","透析用留置针","安全型","","/","已维护","国械注准20243100778","一次性使用防针刺透析用留置针","一次性使用防针刺透析用留置针",null,"苏州林华医疗器械股份有限公司","苏州林华医疗器械股份有限公司","C10080902600003001060000017","16G×1.30IN(1.7×33mm)","FTX-A型","/"]
["15979","血液透析","6-2","6-2","透析用留置针","安全型","","/","已维护","国械注准20243100778","一次性使用防针刺透析用留置针","一次性使用防针刺透析用留置针",null,"苏州林华医疗器械股份有限公司","苏州林华医疗器械股份有限公司","C10080902600003001060000018","16G×1.50IN(1.7×38mm)","FTX-A型","/"]
["15980","血液透析","5-2","5-2","动静脉瘘穿刺针","锐型","安全型","/","未维护","国械注准20163101081","一次性动静脉穿刺针","一次性动静脉穿刺针",null,"贝恩医疗设备（广州）有限公司","贝恩医疗设备(广州)有限公司","","BAIN-A.V.F-006ASE","BAIN-A.V.F-006ASE","/"]
["15984","血液透析","5-2","5-2","动静脉瘘穿刺针","锐型","安全型","/","未维护","国械注准20163101081","一次性动静脉穿刺针","一次性动静脉穿刺针",null,"贝恩医疗设备（广州）有限公司","贝恩医疗设备(广州)有限公司","","BAIN-A.V.F-007ASE","BAIN-A.V.F-007ASE","/"]
["15985","血液透析","5-2","5-2","动静脉瘘穿刺针","锐型","安全型","/","未维护","国械注准20163101081","一次性动静脉穿刺针","一次性动静脉穿刺针",null,"贝恩医疗设备（广州）有限公司","贝恩医疗设备(广州)有限公司","","BAIN-A.V.F-008ASE","BAIN-A.V.F-008ASE","/"]
["15988","血液透析","5-2","5-2","动静脉瘘穿刺针","锐型","安全型","/","未维护","国械注准20163101081","一次性动静脉穿刺针","一次性动静脉穿刺针",null,"贝恩医疗设备（广州）有限公司","贝恩医疗设备(广州)有限公司","","BAIN-A.V.F-009ASE","BAIN-A.V.F-009ASE","/"]
["15990","血液透析","5-2","5-2","动静脉瘘穿刺针","锐型","安全型","/","未维护","国械注准20163101081","一次性动静脉穿刺针","一次性动静脉穿刺针",null,"贝恩医疗设备（广州）有限公司","贝恩医疗设备(广州)有限公司","","BAIN-A.V.F-010ASE","BAIN-A.V.F-010ASE","/"]
["15992","血液透析","5-2","5-2","动静脉瘘穿刺针","锐型","安全型","/","未维护","国械注准20163101081","一次性动静脉穿刺针","一次性动静脉穿刺针",null,"贝恩医疗设备（广州）有限公司","贝恩医疗设备(广州)有限公司","","BAIN-A.V.F-049ASE","BAIN-A.V.F-049ASE","/"]
["15993","血液透析","1-2","1-2","血液透析器","高通量","1.5-1.8","/","已维护","国械注进20223100065","血液透析器HOLLOW FIBER DIALYZER","血液透析器",null,"维泰医疗用品有限公司Vital Healthcare Sdn. Bhd.","维泰医疗用品有限公司Vital Healthcare Sbn.Bhd","C10080117000001033000000007","VS-18H","VS-18H","膜面积1.8m²"]
["15995","血液透析","5-2","5-2","动静脉瘘穿刺针","锐型","安全型","/","未维护","国械注准20163101081","一次性动静脉穿刺针","一次性动静脉穿刺针",null,"贝恩医疗设备（广州）有限公司","贝恩医疗设备(广州)有限公司","","BAIN-A.V.F-050ASE","BAIN-A.V.F-050ASE","/"]
["15998","血液透析","5-2","5-2","动静脉瘘穿刺针","锐型","安全型","/","未维护","国械注准20163101081","一次性动静脉穿刺针","一次性动静脉穿刺针",null,"贝恩医疗设备（广州）有限公司","贝恩医疗设备(广州)有限公司","","BAIN-A.V.F-051ASE","BAIN-A.V.F-051ASE","/"]
["16001","血液透析","5-2","5-2","动静脉瘘穿刺针","锐型","安全型","/","未维护","国械注准20163101081","一次性动静脉穿刺针","一次性动静脉穿刺针",null,"贝恩医疗设备（广州）有限公司","贝恩医疗设备(广州)有限公司","","BAIN-A.V.F-052ASE","BAIN-A.V.F-052ASE","/"]
["16002","血液透析","1-2","1-2","血液透析器","高通量","1.5-1.8","/","已维护","国械注进20223100065","血液透析器HOLLOW FIBER DIALYZER","血液透析器",null,"维泰医疗用品有限公司Vital Healthcare Sdn. Bhd.","维泰医疗用品有限公司Vital Healthcare Sbn.Bhd","C10080117000001033000000005","VS-16H","VS-16H","膜面积1.6m²"]
["16004","血液透析","1-2","1-3","血液透析器","高通量","≥1.9","/","已维护","国械注进20223100065","血液透析器HOLLOW FIBER DIALYZER","血液透析器",null,"维泰医疗用品有限公司Vital Healthcare Sdn. Bhd.","维泰医疗用品有限公司Vital Healthcare Sbn.Bhd","C10080117000001033000000009","VS-20H","VS-20H","膜面积2.0m²"]
["16006","血液透析","5-1","5-1","动静脉瘘穿刺针","锐型","普通型","/","未维护","国械注准20163100455","一次性使用动静脉穿刺针","一次性使用动静脉穿刺针",null,"贝恩医疗设备（广州）有限公司","贝恩医疗设备(广州)有限公司","","BAIN-A.V.F-001AE","BAIN-A.V.F-001AE","/"]
["16008","血液透析","2-2","2-1","血液透析器","非高通量","≤1.4","/","已维护","国械注进20213100515","空心纤维血液透析器HOLLOW FIBER DIALYZER","空心纤维血液透析器",null,"维泰医疗用品有限公司Vital Healthcare Sdn. Bhd.","维泰医疗用品有限公司Vital Healthcare Sbn.Bhd","C10080117000003033000000005","VS-14L","VS-14L","膜面积1.4m²"]
["16009","血液透析","5-1","5-1","动静脉瘘穿刺针","锐型","普通型","/","未维护","国械注准20163100455","一次性使用动静脉穿刺针","一次性使用动静脉穿刺针",null,"贝恩医疗设备（广州）有限公司","贝恩医疗设备(广州)有限公司","","BAIN-A.V.F-002AE","BAIN-A.V.F-002AE","/"]
["16010","血液透析","5-1","5-1","动静脉瘘穿刺针","锐型","普通型","/","未维护","国械注准20163100455","一次性使用动静脉穿刺针","一次性使用动静脉穿刺针",null,"贝恩医疗设备（广州）有限公司","贝恩医疗设备(广州)有限公司","","BAIN-A.V.F-003AE","BAIN-A.V.F-003AE","/"]
["16012","血液透析","2-2","2-2","血液透析器","非高通量","1.5-1.8","/","已维护","国械注进20213100515","空心纤维血液透析器HOLLOW FIBER DIALYZER","空心纤维血液透析器",null,"维泰医疗用品有限公司Vital Healthcare Sdn. Bhd.","维泰医疗用品有限公司Vital Healthcare Sbn.Bhd","C10080117000003033000000007","VS-16L","VS-16L","膜面积1.6m²"]
["16015","血液透析","5-1","5-1","动静脉瘘穿刺针","锐型","普通型","/","未维护","国械注准20163100455","一次性使用动静脉穿刺针","一次性使用动静脉穿刺针",null,"贝恩医疗设备（广州）有限公司","贝恩医疗设备(广州)有限公司","","BAIN-A.V.F-004AE","BAIN-A.V.F-004AE","/"]
["16016","血液透析","2-2","2-2","血液透析器","非高通量","1.5-1.8","/","已维护","国械注进20213100515","空心纤维血液透析器HOLLOW FIBER DIALYZER","空心纤维血液透析器",null,"维泰医疗用品有限公司Vital Healthcare Sdn. Bhd.","维泰医疗用品有限公司Vital Healthcare Sbn.Bhd","C10080117000003033000000009","VS-18L","VS-18L","膜面积1.8m²"]
["16017","血液透析","5-1","5-1","动静脉瘘穿刺针","锐型","普通型","/","未维护","国械注准20163100455","一次性使用动静脉穿刺针","一次性使用动静脉穿刺针",null,"贝恩医疗设备（广州）有限公司","贝恩医疗设备(广州)有限公司","","BAIN-A.V.F-005AE","BAIN-A.V.F-005AE","/"]
["16019","血液透析","5-1","5-1","动静脉瘘穿刺针","锐型","普通型","/","未维护","国械注准20163100455","一次性使用动静脉穿刺针","一次性使用动静脉穿刺针",null,"贝恩医疗设备（广州）有限公司","贝恩医疗设备(广州)有限公司","","BAIN-A.V.F-006AE","BAIN-A.V.F-006AE","/"]
["16020","血液透析","5-1","5-1","动静脉瘘穿刺针","锐型","普通型","/","未维护","国械注准20163100455","一次性使用动静脉穿刺针","一次性使用动静脉穿刺针",null,"贝恩医疗设备（广州）有限公司","贝恩医疗设备(广州)有限公司","","BAIN-A.V.F-007AE","BAIN-A.V.F-007AE","/"]
["16025","血液透析","5-1","5-1","动静脉瘘穿刺针","锐型","普通型","/","未维护","国械注准20163100455","一次性使用动静脉穿刺针","一次性使用动静脉穿刺针",null,"贝恩医疗设备（广州）有限公司","贝恩医疗设备(广州)有限公司","","BAIN-A.V.F-008AE","BAIN-A.V.F-008AE","/"]
["16027","血液透析","5-1","5-1","动静脉瘘穿刺针","锐型","普通型","/","未维护","国械注准20163100455","一次性使用动静脉穿刺针","一次性使用动静脉穿刺针",null,"贝恩医疗设备（广州）有限公司","贝恩医疗设备(广州)有限公司","","BAIN-A.V.F-009AE","BAIN-A.V.F-009AE","/"]
["16030","血液透析","5-1","5-1","动静脉瘘穿刺针","锐型","普通型","/","未维护","国械注准20163100455","一次性使用动静脉穿刺针","一次性使用动静脉穿刺针",null,"贝恩医疗设备（广州）有限公司","贝恩医疗设备(广州)有限公司","","BAIN-A.V.F-010AE","BAIN-A.V.F-010AE","/"]
["16033","血液透析","5-1","5-1","动静脉瘘穿刺针","锐型","普通型","/","未维护","国械注准20163100455","一次性使用动静脉穿刺针","一次性使用动静脉穿刺针",null,"贝恩医疗设备（广州）有限公司","贝恩医疗设备(广州)有限公司","","BAIN-A.V.F-049AE","BAIN-A.V.F-049AE","/"]
["16035","血液透析","5-1","5-1","动静脉瘘穿刺针","锐型","普通型","/","未维护","国械注准20163100455","一次性使用动静脉穿刺针","一次性使用动静脉穿刺针",null,"贝恩医疗设备（广州）有限公司","贝恩医疗设备(广州)有限公司","","BAIN-A.V.F-050AE","BAIN-A.V.F-050AE","/"]
["16038","血液透析","5-1","5-1","动静脉瘘穿刺针","锐型","普通型","/","未维护","国械注准20163100455","一次性使用动静脉穿刺针","一次性使用动静脉穿刺针",null,"贝恩医疗设备（广州）有限公司","贝恩医疗设备(广州)有限公司","","BAIN-A.V.F-051AE","BAIN-A.V.F-051AE","/"]
["16039","血液透析","5-1","5-1","动静脉瘘穿刺针","锐型","普通型","/","未维护","国械注准20163100455","一次性使用动静脉穿刺针","一次性使用动静脉穿刺针",null,"贝恩医疗设备（广州）有限公司","贝恩医疗设备(广州)有限公司","","BAIN-A.V.F-052AE","BAIN-A.V.F-052AE","/"]
["16040","血液透析","4-1","4-1","血液净化装置体外循环管路","血液透析管路","普通管路","/","未维护","国械注准20243102237","一次性使用血液透析管路","一次性使用血液透析管路",null,"贝恩医疗设备（广州）有限公司","贝恩医疗设备(广州)有限公司","","BAIN-BL-083EB","BAIN-BL-083EB","/"]
["16041","血液透析","4-1","4-1","血液净化装置体外循环管路","血液透析管路","普通管路","/","已维护","国械注准20243102237","一次性使用血液透析管路","一次性使用血液透析管路",null,"贝恩医疗设备（广州）有限公司","贝恩医疗设备(广州)有限公司","C10080217100000051790000318","BAIN-BL-058EB","BAIN-BL-058EB","/"]
["16042","血液透析","4-1","4-1","血液净化装置体外循环管路","血液透析管路","普通管路","/","未维护","国械注准20243102237","一次性使用血液透析管路","一次性使用血液透析管路",null,"贝恩医疗设备（广州）有限公司","贝恩医疗设备(广州)有限公司","","BAIN-BL-056E","BAIN-BL-056E","/"]
["16044","血液透析","6-1","6-1","透析用留置针","普通型","","/","已维护","国械注准20233102045","一次性使用透析用留置针","一次性使用透析用留置针",null,"贝恩医疗设备（广州）有限公司","贝恩医疗设备(广州)有限公司","C10080902600003051790000009","BAIN-FC-004","BAIN-FC-004","/"]
["16045","血液透析","6-1","6-1","透析用留置针","普通型","","/","已维护","国械注准20233102045","一次性使用透析用留置针","一次性使用透析用留置针",null,"贝恩医疗设备（广州）有限公司","贝恩医疗设备(广州)有限公司","C10080902600003051790000002","BAIN-FC-006","BAIN-FC-006","/"]
["16046","血液透析","6-2","6-2","透析用留置针","安全型","","/","已维护","国械注准20233102045","一次性使用透析用留置针","一次性使用透析用留置针",null,"贝恩医疗设备（广州）有限公司","贝恩医疗设备(广州)有限公司","C10080902600003051790000005","BAIN-FC-004S","BAIN-FC-004S","/"]
["16047","血液透析","6-2","6-2","透析用留置针","安全型","","/","已维护","国械注准20233102045","一次性使用透析用留置针","一次性使用透析用留置针",null,"贝恩医疗设备（广州）有限公司","贝恩医疗设备(广州)有限公司","C10080902600003051790000012","BAIN-FC-006S","BAIN-FC-006S","/"]
["16048","血液透析","4-1","4-1","血液净化装置体外循环管路","血液透析管路","普通管路","/","已维护","国械注准20223101315","一次性使用血液透析管路","一次性使用血液透析管路",null,"贝恩医疗设备（广州）有限公司","贝恩医疗设备(广州)有限公司","C10080217100000051790000166","BAIN-BL-005AP","BAIN-BL-005AP","/"]
["16050","血液透析","4-3","4-3","血液净化装置体外循环管路","血液滤过管路","非专机专用型血滤置换液补液管","/","未维护","国械注准20243102237","一次性使用血液透析管路","一次性使用血液透析管路",null,"贝恩医疗设备（广州）有限公司","贝恩医疗设备(广州)有限公司","","BAIN-BL-107E","BAIN-BL-107E","/"]
["16051","血液透析","4-3","4-3","血液净化装置体外循环管路","血液滤过管路","非专机专用型血滤置换液补液管","/","已维护","国械注准20243102237","一次性使用血液透析管路","一次性使用血液透析管路",null,"贝恩医疗设备（广州）有限公司","贝恩医疗设备(广州)有限公司","C10081001000000051790000031","BAIN-BL-109E","BAIN-BL-109E","/"]
["16052","血液透析","4-3","4-3","血液净化装置体外循环管路","血液滤过管路","非专机专用型血滤置换液补液管","/","已维护","国械注准20243102237","一次性使用血液透析管路","一次性使用血液透析管路",null,"贝恩医疗设备（广州）有限公司","贝恩医疗设备(广州)有限公司","C10081001000000051790000026","BAIN-BL-111E","BAIN-BL-111E","/"]
["16054","血液透析","4-3","4-3","血液净化装置体外循环管路","血液滤过管路","非专机专用型血滤置换液补液管","/","已维护","国械注准20243102237","一次性使用血液透析管路","一次性使用血液透析管路",null,"贝恩医疗设备（广州）有限公司","贝恩医疗设备(广州)有限公司","C10081001000000051790000027","BAIN-BL-113E","BAIN-BL-113E","/"]
["16056","血液透析","4-3","4-3","血液净化装置体外循环管路","血液滤过管路","非专机专用型血滤置换液补液管","/","已维护","国械注准20243102237","一次性使用血液透析管路","一次性使用血液透析管路",null,"贝恩医疗设备（广州）有限公司","贝恩医疗设备(广州)有限公司","C10081001000000051790000028","BAIN-BL-115E","BAIN-BL-115E","/"]
["16057","血液透析","4-3","4-3","血液净化装置体外循环管路","血液滤过管路","非专机专用型血滤置换液补液管","/","未维护","国械注准20243102237","一次性使用血液透析管路","一次性使用血液透析管路",null,"贝恩医疗设备（广州）有限公司","贝恩医疗设备(广州)有限公司","","BAIN-BL-118E","BAIN-BL-118E","/"]
["16059","血液透析","4-3","4-3","血液净化装置体外循环管路","血液滤过管路","非专机专用型血滤置换液补液管","/","已维护","国械注准20243102237","一次性使用血液透析管路","一次性使用血液透析管路",null,"贝恩医疗设备（广州）有限公司","贝恩医疗设备(广州)有限公司","C10040201000000051790000016","BAIN-BL-079E","BAIN-BL-079E","/"]
["16062","血液透析","4-3","4-3","血液净化装置体外循环管路","血液滤过管路","非专机专用型血滤置换液补液管","/","未维护","国械注准20243102237","一次性使用血液透析管路","一次性使用血液透析管路",null,"贝恩医疗设备（广州）有限公司","贝恩医疗设备(广州)有限公司","","BAIN-BL-081E","BAIN-BL-081E","/"]
["16118","血液透析","6-1","6-1","透析用留置针","普通型","","/","已维护","国械注准20243101341","一次性使用透析用留置针","一次性使用透析用留置针",null,"山东安得医疗用品股份有限公司","山东安得医疗用品股份有限公司","C10080902600003115610000007","DVC03C-18","DVC03C-18","/"]
["16118","血液透析","6-1","6-1","透析用留置针","普通型","","/","已维护","国械注准20243101341","一次性使用透析用留置针","一次性使用透析用留置针",null,"山东安得医疗用品股份有限公司","山东安得医疗用品股份有限公司","C10080902600003115610000004","DVC03C-17","DVC03C-17","/"]
["16118","血液透析","6-1","6-1","透析用留置针","普通型","","/","已维护","国械注准20243101341","一次性使用透析用留置针","一次性使用透析用留置针",null,"山东安得医疗用品股份有限公司","山东安得医疗用品股份有限公司","C10080902600003115610000005","DVC03C-16","DVC03C-16","/"]
["16118","血液透析","6-1","6-1","透析用留置针","普通型","","/","已维护","国械注准20243101341","一次性使用透析用留置针","一次性使用透析用留置针",null,"山东安得医疗用品股份有限公司","山东安得医疗用品股份有限公司","C10080902600003115610000003","DVC03C-15","DVC03C-15","/"]
["16118","血液透析","6-1","6-1","透析用留置针","普通型","","/","已维护","国械注准20243101341","一次性使用透析用留置针","一次性使用透析用留置针",null,"山东安得医疗用品股份有限公司","山东安得医疗用品股份有限公司","C10080902600003115610000008","DVC03C-14","DVC03C-14","/"]
["16124","血液透析","6-2","6-2","透析用留置针","安全型","","/","已维护","国械注准20243101341","一次性使用透析用留置针","一次性使用透析用留置针",null,"山东安得医疗用品股份有限公司","山东安得医疗用品股份有限公司","C10080902600003115610000002","DVC04C-18","DVC04C-18","/"]
["16124","血液透析","6-2","6-2","透析用留置针","安全型","","/","已维护","国械注准20243101341","一次性使用透析用留置针","一次性使用透析用留置针",null,"山东安得医疗用品股份有限公司","山东安得医疗用品股份有限公司","C10080902600003115610000006","DVC04C-17","DVC04C-17","/"]
["16124","血液透析","6-2","6-2","透析用留置针","安全型","","/","已维护","国械注准20243101341","一次性使用透析用留置针","一次性使用透析用留置针",null,"山东安得医疗用品股份有限公司","山东安得医疗用品股份有限公司","C10080902600003115610000009","DVC04C-16","DVC04C-16","/"]
["16124","血液透析","6-2","6-2","透析用留置针","安全型","","/","已维护","国械注准20243101341","一次性使用透析用留置针","一次性使用透析用留置针",null,"山东安得医疗用品股份有限公司","山东安得医疗用品股份有限公司","C10080902600003115610000010","DVC04C-15","DVC04C-15","/"]
["16124","血液透析","6-2","6-2","透析用留置针","安全型","","/","已维护","国械注准20243101341","一次性使用透析用留置针","一次性使用透析用留置针",null,"山东安得医疗用品股份有限公司","山东安得医疗用品股份有限公司","C10080902600003115610000001","DVC04C-14","DVC04C-14","/"]
["16187","血液透析","2-2","2-2","血液透析器","非高通量","1.5-1.8","/","已维护","国械注准20243101617","一次性使用血液透析器","一次性使用血液透析器",null,"四川威力生医疗科技有限公司","四川威力生医疗科技有限公司","C10080117000003141030000021","W16LS","W16LS","/"]
["16199","血液透析","3-2","3-1","血液滤过器","≤1.6","","/","已维护","国械注准20243102289","血液透析滤过器","血液透析滤过器",null,"江西三鑫医疗科技股份有限公司","江西三鑫医疗科技股份有限公司","C10040116700000016570000007","SL16A","SL16A","/"]
["16204","血液透析","3-2","3-2","血液滤过器","＞1.6","","/","已维护","国械注准20243102289","血液透析滤过器","血液透析滤过器",null,"江西三鑫医疗科技股份有限公司","江西三鑫医疗科技股份有限公司","C10040116700000016570000003","SL17A","SL17A","/"]
["16206","血液透析","3-2","3-2","血液滤过器","＞1.6","","/","已维护","国械注准20243102289","血液透析滤过器","血液透析滤过器",null,"江西三鑫医疗科技股份有限公司","江西三鑫医疗科技股份有限公司","C10040116700000016570000008","SL18A","SL18A","/"]
["16208","血液透析","3-2","3-2","血液滤过器","＞1.6","","/","已维护","国械注准20243102289","血液透析滤过器","血液透析滤过器",null,"江西三鑫医疗科技股份有限公司","江西三鑫医疗科技股份有限公司","C10040116700000016570000009","SL19A","SL19A","/"]
["16212","血液透析","3-2","3-2","血液滤过器","＞1.6","","/","已维护","国械注准20243102289","血液透析滤过器","血液透析滤过器",null,"江西三鑫医疗科技股份有限公司","江西三鑫医疗科技股份有限公司","C10040116700000016570000014","SL20A","SL20A","/"]
["16213","血液透析","1-2","1-1","血液透析器","高通量","≤1.4","/","已维护","国械注进20153103111","空心纤维血液透析滤过器FX Class Capillary Dialysers","空心纤维血液透析滤过器",null,"费森尤斯医药用品股份公司Fresenius Medical Care  AG","Fresenius Medical Care AG","C10080117000001072040000003","FX60","FX60","/"]
["16216","血液透析","1-2","1-2","血液透析器","高通量","1.5-1.8","/","已维护","国械注进20153103111","空心纤维血液透析滤过器FX Class Capillary Dialysers","空心纤维血液透析滤过器",null,"费森尤斯医药用品股份公司Fresenius Medical Care  AG","Fresenius Medical Care AG","C10080117000001072040000004","FX80","FX80","/"]
["16219","血液透析","4-1","4-1","血液净化装置体外循环管路","血液透析管路","普通管路","/","已维护","国械注准20173103303","血液透析体外循环管路","血液透析体外循环管路",null,"江西三鑫医疗科技股份有限公司","江西三鑫医疗科技股份有限公司","C10080217100000016570000608","HDTD-20","HDTD-20","/"]
["16221","血液透析","4-1","4-1","血液净化装置体外循环管路","血液透析管路","普通管路","/","已维护","国械注准20173103303","血液透析体外循环管路","血液透析体外循环管路",null,"江西三鑫医疗科技股份有限公司","江西三鑫医疗科技股份有限公司","C10080217100000016570000613","HDTD-30","HDTD-30","/"]
["16226","血液透析","1-2","1-2","血液透析器","高通量","1.5-1.8","/","已维护","国械注准20243101128","血液透析器","血液透析器",null,"山东威高血液净化制品股份有限公司","山东威高血液净化制品股份有限公司","C10080117000001069460000044","HF150","HF150","有效膜面积为1.5㎡"]
["16227","血液透析","1-2","1-2","血液透析器","高通量","1.5-1.8","/","已维护","国械注准20243101128","血液透析器","血液透析器",null,"山东威高血液净化制品股份有限公司","山东威高血液净化制品股份有限公司","C10080117000001069460000045","HF170","HF170","有效膜面积为1.7㎡"]
["16228","血液透析","2-2","2-2","血液透析器","非高通量","1.5-1.8","/","已维护","国械注准20253100241","血液透析器","血液透析器",null,"山东威高血液净化制品股份有限公司","山东威高血液净化制品股份有限公司","C10080117000002069460000008","MF160","MF160","有效膜面积为1.6㎡"]
["16229","血液透析","4-2","4-2","血液净化装置体外循环管路","血液滤过管路","专机专用型血滤置换液补液管（血滤套装）","/","已维护","国械注进20243100173","置换液管 DEHT substitution line","置换液管",null,"德国 B.Braun Avitum AG","德国 B.Braun Avitum AG","C10081001000000028610000006","HDF online tubing","HDF online tubing","/"]
["16241","血液透析","2-2","2-2","血液透析器","非高通量","1.5-1.8","/","已维护","国械注准20253100241","血液透析器","血液透析器",null,"山东威高血液净化制品股份有限公司","山东威高血液净化制品股份有限公司","C10080117000002069460000007","MF180","MF180","有效膜面积为1.8㎡"]
["16244","血液透析","6-1","6-1","透析用留置针","普通型","","/","已维护","国械注准20233100210","一次性使用透析用留置针","一次性使用透析用留置针",null,"江西三鑫医疗科技股份有限公司","江西三鑫医疗科技股份有限公司","C10080902600003016570000274","16(25)","B1","/"]
["16246","血液透析","6-1","6-1","透析用留置针","普通型","","/","已维护","国械注准20233100210","一次性使用透析用留置针","一次性使用透析用留置针",null,"江西三鑫医疗科技股份有限公司","江西三鑫医疗科技股份有限公司","C10080902600003016570000366","17(25)","B1","/"]
["16253","血液透析","4-1","4-1","血液净化装置体外循环管路","血液透析管路","普通管路","/","已维护","国械注准20213100172","一次性使用血液透析管路","一次性使用血液透析管路",null,"健帆生物科技集团股份有限公司","健帆生物科技集团股份有限公司","C10080217100000008090000002","ET-4","ET-4","/"]
["16253","血液透析","4-1","4-1","血液净化装置体外循环管路","血液透析管路","普通管路","/","已维护","国械注准20213100172","一次性使用血液透析管路","一次性使用血液透析管路",null,"健帆生物科技集团股份有限公司","健帆生物科技集团股份有限公司","C10080217100000008090000003","ET-3","ET-3","/"]
["16253","血液透析","4-1","4-1","血液净化装置体外循环管路","血液透析管路","普通管路","/","已维护","国械注准20213100172","一次性使用血液透析管路","一次性使用血液透析管路",null,"健帆生物科技集团股份有限公司","健帆生物科技集团股份有限公司","C10080217100000008090000004","ET-1","ET-1","/"]
["16253","血液透析","4-1","4-1","血液净化装置体外循环管路","血液透析管路","普通管路","/","已维护","国械注准20213100172","一次性使用血液透析管路","一次性使用血液透析管路",null,"健帆生物科技集团股份有限公司","健帆生物科技集团股份有限公司","C10080217100000008090000005","ET-9","ET-9","/"]
["16253","血液透析","4-1","4-1","血液净化装置体外循环管路","血液透析管路","普通管路","/","已维护","国械注准20213100172","一次性使用血液透析管路","一次性使用血液透析管路",null,"健帆生物科技集团股份有限公司","健帆生物科技集团股份有限公司","C10080217100000008090000007","ET-7","ET-7","/"]
["16253","血液透析","4-1","4-1","血液净化装置体外循环管路","血液透析管路","普通管路","/","已维护","国械注准20213100172","一次性使用血液透析管路","一次性使用血液透析管路",null,"健帆生物科技集团股份有限公司","健帆生物科技集团股份有限公司","C10080217100000008090000011","ET-6","ET-6","/"]
["16253","血液透析","4-1","4-1","血液净化装置体外循环管路","血液透析管路","普通管路","/","已维护","国械注准20213100172","一次性使用血液透析管路","一次性使用血液透析管路",null,"健帆生物科技集团股份有限公司","健帆生物科技集团股份有限公司","C10080217100000008090000012","ET-2","ET-2","/"]
["16253","血液透析","4-1","4-1","血液净化装置体外循环管路","血液透析管路","普通管路","/","已维护","国械注准20213100172","一次性使用血液透析管路","一次性使用血液透析管路",null,"健帆生物科技集团股份有限公司","健帆生物科技集团股份有限公司","C10080217100000008090000013","ET-8","ET-8","/"]
["16253","血液透析","4-1","4-1","血液净化装置体外循环管路","血液透析管路","普通管路","/","已维护","国械注准20213100172","一次性使用血液透析管路","一次性使用血液透析管路",null,"健帆生物科技集团股份有限公司","健帆生物科技集团股份有限公司","C10080217100000008090000014","ET-5","ET-5","/"]
["16253","血液透析","4-1","4-1","血液净化装置体外循环管路","血液透析管路","普通管路","/","已维护","国械注准20213100172","一次性使用血液透析管路","一次性使用血液透析管路",null,"健帆生物科技集团股份有限公司","健帆生物科技集团股份有限公司","C10080217100000008090000023","BT-104-01-3","BT-104-01-3","/"]
["16253","血液透析","4-1","4-1","血液净化装置体外循环管路","血液透析管路","普通管路","/","已维护","国械注准20213100172","一次性使用血液透析管路","一次性使用血液透析管路",null,"健帆生物科技集团股份有限公司","健帆生物科技集团股份有限公司","C10080217100000008090000021","BT-104-01-1","BT-104-01-1","/"]
["16253","血液透析","4-1","4-1","血液净化装置体外循环管路","血液透析管路","普通管路","/","已维护","国械注准20213100172","一次性使用血液透析管路","一次性使用血液透析管路",null,"健帆生物科技集团股份有限公司","健帆生物科技集团股份有限公司","C10080217100000008090000019","BT-103-01-3","BT-103-01-3","/"]
["16253","血液透析","4-1","4-1","血液净化装置体外循环管路","血液透析管路","普通管路","/","已维护","国械注准20213100172","一次性使用血液透析管路","一次性使用血液透析管路",null,"健帆生物科技集团股份有限公司","健帆生物科技集团股份有限公司","C10080217100000008090000041","BT-103-01-1","BT-103-01-1","/"]
["16253","血液透析","4-1","4-1","血液净化装置体外循环管路","血液透析管路","普通管路","/","已维护","国械注准20213100172","一次性使用血液透析管路","一次性使用血液透析管路",null,"健帆生物科技集团股份有限公司","健帆生物科技集团股份有限公司","C10080217100000008090000030","BT-101-01-2","BT-101-01-2","/"]
["16260","血液透析","6-2","6-2","透析用留置针","安全型","","/","已维护","国械注准20233100210","一次性使用透析用留置针","一次性使用透析用留置针",null,"江西三鑫医疗科技股份有限公司","江西三鑫医疗科技股份有限公司","C10080902600003016570000020","16(25)","B5","/"]
["16261","血液透析","6-2","6-2","透析用留置针","安全型","","/","已维护","国械注准20233100210","一次性使用透析用留置针","一次性使用透析用留置针",null,"江西三鑫医疗科技股份有限公司","江西三鑫医疗科技股份有限公司","C10080902600003016570000362","17(25)","B5","/"]
["16265","血液透析","2-2","2-2","血液透析器","非高通量","1.5-1.8","/","已维护","国械注准20243101617","一次性使用血液透析器","一次性使用血液透析器",null,"四川威力生医疗科技有限公司","四川威力生医疗科技有限公司","C10080117000003141030000010","W18LS","W18LS","/"]
["16280","血液透析","1-2","1-2","血液透析器","高通量","1.5-1.8","/","已维护","国械注准20153102199","一次性使用空心纤维血液透析器","一次性使用空心纤维血液透析器",null,"江西三鑫医疗科技股份有限公司","江西三鑫医疗科技股份有限公司","C10080117000001016570000032","SM150HA","SM150HA","/"]
["16281","血液透析","1-2","1-2","血液透析器","高通量","1.5-1.8","/","已维护","国械注准20153102199","一次性使用空心纤维血液透析器","一次性使用空心纤维血液透析器",null,"江西三鑫医疗科技股份有限公司","江西三鑫医疗科技股份有限公司","C10080117000001016570000036","SM170HA","SM170HA","/"]
["16283","血液透析","1-2","1-3","血液透析器","高通量","≥1.9","/","已维护","国械注准20153102199","一次性使用空心纤维血液透析器","一次性使用空心纤维血液透析器",null,"江西三鑫医疗科技股份有限公司","江西三鑫医疗科技股份有限公司","C10080117000001016570000048","SM190HA","SM190HA","/"]
["16286","血液透析","2-2","2-2","血液透析器","非高通量","1.5-1.8","/","已维护","国械注准20153100717","一次性使用空心纤维血液透析器","一次性使用空心纤维血液透析器",null,"江西三鑫医疗科技股份有限公司","江西三鑫医疗科技股份有限公司","C10080117000003016570000014","SM170LA","SM170LA","/"]

{"sheet":"神经外科类","index":2,"n_rows":1590,"n_cols":19,"rows_kept":1590}
["产品代码","耗材类别","代表品包号","供应产品包号","一级目录","二级目录","三级目录","特征","医保编码是否维护","注册证号","注册证产品名称","产品名称","材质","生产企业名称","申报企业名称","医保耗材代码27位","规格","型号","规格型号备注"]
["15004","神经外科","10","10","颅骨连接片","金属连接片","/","/","已维护","国械注准20243131613","颅颌面接骨板系统","颅颌面接骨板系统","纯钛","江苏双羊医疗器械有限公司","江苏双羊医疗器械有限公司","C04010411801002052140000005","2K-10q","LHBPTFc02-0.6","厚度0.6mm"]
["15004","神经外科","10","10","颅骨连接片","金属连接片","/","/","已维护","国械注准20243131613","颅颌面接骨板系统","颅颌面接骨板系统","纯钛","江苏双羊医疗器械有限公司","江苏双羊医疗器械有限公司","C04010411801002052140000006","2K-12q","LHBPTFc02-0.6","厚度0.6mm"]
["15007","神经外科","7","7","颅骨网","羟基磷灰石颅骨网板","/","/","已维护","国械注进20163131169","骨水泥 Mendec Cranio","骨水泥","骨水泥由液体及粉体组成,经混合搅拌后使用。液体的主要成分为甲基丙烯酸甲酯单体,另外还含有对苯二酚和N,N二甲基聚合甲苯胺;粉体的主要成分为聚甲基丙烯酸甲酯,另外还含有硫酸钡和过氧化二苯。","泰科瑞股份公司 Tecres S.p.A","常州好利医疗器械有限公司","C04010511800001022520000001","1220/D","1220/D","产品内容物为粉体20g,液体6.65g,总计为26.65g，塑形面积为：8cm*8cm=64cm²"]
["15023","神经外科","23","23","脑脊液体外引流系统","简易脑室外引流系统","/","/","已维护","鲁械注准20242140778","颅脑外引流系统","颅脑外引流系统","","","威海柯西医疗科技有限公司","C04071403500003116200000002","F8","LN-S",""]
["15023","神经外科","23","23","脑脊液体外引流系统","简易脑室外引流系统","/","/","已维护","鲁械注准20242140778","颅脑外引流系统","颅脑外引流系统","","","威海柯西医疗科技有限公司","C04071403500003116200000003","F14","LN-S",""]
["15023","神经外科","23","23","脑脊液体外引流系统","简易脑室外引流系统","/","/","已维护","鲁械注准20242140778","颅脑外引流系统","颅脑外引流系统","","","威海柯西医疗科技有限公司","C04071403500003116200000005","F12","LN-S",""]
["15023","神经外科","23","23","脑脊液体外引流系统","简易脑室外引流系统","/","/","已维护","鲁械注准20242140778","颅脑外引流系统","颅脑外引流系统","","","威海柯西医疗科技有限公司","C04071403500003116200000006","F10","LN-S",""]
["15023","神经外科","23","23","脑脊液体外引流系统","简易脑室外引流系统","/","/","已维护","鲁械注准20242140778","颅脑外引流系统","颅脑外引流系统","","","威海柯西医疗科技有限公司","C04071403500003116200000011","F16","LN-S",""]
["15025","神经外科","9","9","颅骨网","可吸收颅骨网板","/","/","已维护","国械注准20243131224","可吸收颅颌面固定系统","可吸收颅颌面固定系统-可吸收接骨板","L-丙交酯-乙交酯共聚物","花沐医疗科技（上海）有限公司","花沐医疗科技（上海）有限公司","C04010411803001203880000008","1.5可吸收接骨板，网片孔，厚度0.8mm","P15-M140","面积10000mm²（100mm×100mm）"]
["15025","神经外科","9","9","颅骨网","可吸收颅骨网板","/","/","已维护","国械注准20243131224","可吸收颅颌面固定系统","可吸收颅颌面固定系统-可吸收接骨板","L-丙交酯-乙交酯共聚物","花沐医疗科技（上海）有限公司","花沐医疗科技（上海）有限公司","C04010411803001203880000001","1.5可吸收接骨板，网片孔，厚度0.8mm","P15-M100","面积2500mm²（50mm×50mm）"]
["15025","神经外科","9","9","颅骨网","可吸收颅骨网板","/","/","已维护","国械注准20243131224","可吸收颅颌面固定系统","可吸收颅颌面固定系统-可吸收接骨板","L-丙交酯-乙交酯共聚物","花沐医疗科技（上海）有限公司","花沐医疗科技（上海）有限公司","C04010411803001203880000010","2.0可吸收接骨板，网片孔，厚度1.2mm","P20-M030","面积6084mm²（78mm×78mm）"]
["15032","神经外科","12","12","颅骨连接片","可吸收连接片","/","/","已维护","国械注准20243131224","可吸收颅颌面固定系统","可吸收颅颌面固定系统-可吸收接骨板","L-丙交酯-乙交酯共聚物","花沐医疗科技（上海）有限公司","花沐医疗科技（上海）有限公司","C04010411803001203880000014","2.0可吸收接骨板，20孔","P20-L200",""]
["15032","神经外科","12","12","颅骨连接片","可吸收连接片","/","/","已维护","国械注准20243131224","可吸收颅颌面固定系统","可吸收颅颌面固定系统-可吸收接骨板","L-丙交酯-乙交酯共聚物","花沐医疗科技（上海）有限公司","花沐医疗科技（上海）有限公司","C04010411803001203880000017","1.5可吸收接骨板，X型板4孔","P15-S06X",""]
["15032","神经外科","12","12","颅骨连接片","可吸收连接片","/","/","已维护","国械注准20243131224","可吸收颅颌面固定系统","可吸收颅颌面固定系统-可吸收接骨板","L-丙交酯-乙交酯共聚物","花沐医疗科技（上海）有限公司","花沐医疗科技（上海）有限公司","C04010411803001203880000022","2.0可吸收接骨板，4孔","P20-L040",""]
["15032","神经外科","12","12","颅骨连接片","可吸收连接片","/","/","已维护","国械注准20243131224","可吸收颅颌面固定系统","可吸收颅颌面固定系统-可吸收接骨板","L-丙交酯-乙交酯共聚物","花沐医疗科技（上海）有限公司","花沐医疗科技（上海）有限公司","C04010411803001203880000005","2.0可吸收接骨板，2孔","P20-L020",""]
["15032","神经外科","12","12","颅骨连接片","可吸收连接片","/","/","已维护","国械注准20243131224","可吸收颅颌面固定系统","可吸收颅颌面固定系统-可吸收接骨板","L-丙交酯-乙交酯共聚物","花沐医疗科技（上海）有限公司","花沐医疗科技（上海）有限公司","C04010411803001203880000016","1.5可吸收接骨板，2孔","P15-L020",""]
["15034","神经外科","26","26","脑脊液体外引流系统","腰椎外引流系统","/","/","已维护","鲁械注准20212140609","一次性颅脑外引流装置","一次性颅脑外引流装置","","威海柯西医疗科技有限公司","威海柯西医疗科技有限公司","C04071403500003116200000012","700ml-K","LN","导管已经中标，中标价格为200元。第一次中标外接装置不含有刻度挂尺，此次投标型号升级为含有刻度挂尺。"]
["15037","神经外科","15","15","颅骨盖孔板","可吸收盖孔板","/","/","已维护","国械注准20243131224","可吸收颅颌面固定系统","可吸收颅颌面固定系统-可吸收接骨板","L-丙交酯-乙交酯共聚物","花沐医疗科技（上海）有限公司","花沐医疗科技（上海）有限公司","C04010411803001203880000021","1.5可吸收接骨板，雪花片","P15-S08S",""]
["15040","神经外科","17","17","颅骨钉","可吸收颅骨钉","/","/","已维护","国械注准20243131224","可吸收颅颌面固定系统","可吸收颅颌面固定系统-可吸收接骨螺钉","L-丙交酯-乙交酯共聚物","花沐医疗科技（上海）有限公司","花沐医疗科技（上海）有限公司","C04010111803001203880000004","2.0mm*6mm可吸收接骨螺钉，2枚/盒","S20-0602","包装规格2枚/盒"]
["15040","神经外科","17","17","颅骨钉","可吸收颅骨钉","/","/","已维护","国械注准20243131224","可吸收颅颌面固定系统","可吸收颅颌面固定系统-可吸收接骨螺钉","L-丙交酯-乙交酯共聚物","花沐医疗科技（上海）有限公司","花沐医疗科技（上海）有限公司","C04010111803001203880000016","2.0mm*4mm可吸收接骨螺钉，2枚/盒","S20-0402","包装规格2枚/盒"]
["15040","神经外科","17","17","颅骨钉","可吸收颅骨钉","/","/","已维护","国械注准20243131224","可吸收颅颌面固定系统","可吸收颅颌面固定系统-可吸收接骨螺钉","L-丙交酯-乙交酯共聚物","花沐医疗科技（上海）有限公司","花沐医疗科技（上海）有限公司","C04010111803001203880000012","1.5mm*6mm可吸收接骨螺钉，2枚/盒","S15-0602","包装规格2枚/盒"]
["15040","神经外科","17","17","颅骨钉","可吸收颅骨钉","/","/","已维护","国械注准20243131224","可吸收颅颌面固定系统","可吸收颅颌面固定系统-可吸收接骨螺钉","L-丙交酯-乙交酯共聚物","花沐医疗科技（上海）有限公司","花沐医疗科技（上海）有限公司","C04010111803001203880000002","1.5mm*4mm可吸收接骨螺钉，2枚/盒","S15-0402","包装规格2枚/盒"]
["15042","神经外科","10","10","颅骨连接片","金属连接片","/","/","已维护","国械注准20253130338","金属颅颌面固定系统","金属颅颌面固定系统-颅颌面接骨板","钛合金","花沐医疗科技（上海）有限公司","花沐医疗科技（上海）有限公司","C04010411802001203880000001","p03-02","p03-02","厚度0.3mm"]
["15043","神经外科","16","16","颅骨钉","金属颅骨钉","/","/","已维护","国械注准20253130338","金属颅颌面固定系统","金属颅颌面固定系统-颅颌面接骨螺钉","钛合金","花沐医疗科技（上海）有限公司","花沐医疗科技（上海）有限公司","C04010111802000203880000002","s15-05","s15-05",""]
["15043","神经外科","16","16","颅骨钉","金属颅骨钉","/","/","已维护","国械注准20253130338","金属颅颌面固定系统","金属颅颌面固定系统-颅颌面接骨螺钉","钛合金","花沐医疗科技（上海）有限公司","花沐医疗科技（上海）有限公司","C04010111802000203880000001","s15-04","s15-04",""]
["15059","神经外科","8","8","颅骨网","PEEK颅骨网板","/","/","已维护","国械注准20253130670","颅骨修复系统","颅骨修复系统","聚醚醚酮","北京鸿鹄高翔科技开发有限公司","北京鸿鹄高翔科技开发有限公司","C04010411803002083320000031","40x40 10x3","HGB","面积：16cm²（40mm*40mm）"]
["15060","神经外科","8","8","颅骨网","PEEK颅骨网板","/","/","已维护","国械注准20253130670","颅骨修复系统","颅骨修复系统","聚醚醚酮","北京鸿鹄高翔科技开发有限公司","北京鸿鹄高翔科技开发有限公司","C04010411803002083320000043","40x50 10x3","HGB","面积：20cm²（40mm*50mm）"]
["15061","神经外科","8","8","颅骨网","PEEK颅骨网板","/","/","已维护","国械注准20253130670","颅骨修复系统","颅骨修复系统","聚醚醚酮","北京鸿鹄高翔科技开发有限公司","北京鸿鹄高翔科技开发有限公司","C04010411803002083320000685","40x60 10x3","HGB","面积：24cm²（40mm*60mm）"]
["15062","神经外科","8","8","颅骨网","PEEK颅骨网板","/","/","已维护","国械注准20253130670","颅骨修复系统","颅骨修复系统","聚醚醚酮","北京鸿鹄高翔科技开发有限公司","北京鸿鹄高翔科技开发有限公司","C04010411803002083320000354","40x70 10x3","HGB","面积：28cm²（40mm*70mm）"]
["15063","神经外科","8","8","颅骨网","PEEK颅骨网板","/","/","已维护","国械注准20253130670","颅骨修复系统","颅骨修复系统","聚醚醚酮","北京鸿鹄高翔科技开发有限公司","北京鸿鹄高翔科技开发有限公司","C04010411803002083320000849","40x80 10x3","HGB","面积：32cm²（40mm*80mm）"]
["15066","神经外科","8","8","颅骨网","PEEK颅骨网板","/","/","已维护","国械注准20253130670","颅骨修复系统","颅骨修复系统","聚醚醚酮","北京鸿鹄高翔科技开发有限公司","北京鸿鹄高翔科技开发有限公司","C04010411803002083320001105","40x90 10x3","HGB","面积：36cm²（40mm*90mm）"]
["15067","神经外科","8","8","颅骨网","PEEK颅骨网板","/","/","已维护","国械注准20253130670","颅骨修复系统","颅骨修复系统","聚醚醚酮","北京鸿鹄高翔科技开发有限公司","北京鸿鹄高翔科技开发有限公司","C04010411803002083320000279","40x100 10x3","HGB","面积：40cm²（40mm*100mm）"]
["15068","神经外科","8","8","颅骨网","PEEK颅骨网板","/","/","已维护","国械注准20253130670","颅骨修复系统","颅骨修复系统","聚醚醚酮","北京鸿鹄高翔科技开发有限公司","北京鸿鹄高翔科技开发有限公司","C04010411803002083320000692","40x110 10x3","HGB","面积：44cm²（40mm*110mm）"]
["15069","神经外科","8","8","颅骨网","PEEK颅骨网板","/","/","已维护","国械注准20253130670","颅骨修复系统","颅骨修复系统","聚醚醚酮","北京鸿鹄高翔科技开发有限公司","北京鸿鹄高翔科技开发有限公司","C04010411803002083320000237","40x120 10x3","HGB","面积：48cm²（40mm*120mm）"]
["15070","神经外科","8","8","颅骨网","PEEK颅骨网板","/","/","已维护","国械注准20253130670","颅骨修复系统","颅骨修复系统","聚醚醚酮","北京鸿鹄高翔科技开发有限公司","北京鸿鹄高翔科技开发有限公司","C04010411803002083320000376","50x50 10x3","HGB","面积：25cm²（50mm*50mm）"]
["15071","神经外科","8","8","颅骨网","PEEK颅骨网板","/","/","已维护","国械注准20253130670","颅骨修复系统","颅骨修复系统","聚醚醚酮","北京鸿鹄高翔科技开发有限公司","北京鸿鹄高翔科技开发有限公司","C04010411803002083320000499","50x60 10x3","HGB","面积：30cm²（50mm*60mm）"]
["15072","神经外科","8","8","颅骨网","PEEK颅骨网板","/","/","已维护","国械注准20253130670","颅骨修复系统","颅骨修复系统","聚醚醚酮","北京鸿鹄高翔科技开发有限公司","北京鸿鹄高翔科技开发有限公司","C04010411803002083320000073","50x70 10x3","HGB","面积：35cm²（50mm*70mm）"]
["15073","神经外科","8","8","颅骨网","PEEK颅骨网板","/","/","已维护","国械注准20253130670","颅骨修复系统","颅骨修复系统","聚醚醚酮","北京鸿鹄高翔科技开发有限公司","北京鸿鹄高翔科技开发有限公司","C04010411803002083320000865","50x80 10x3","HGB","面积：40cm²（50mm*80mm）"]
["15074","神经外科","8","8","颅骨网","PEEK颅骨网板","/","/","已维护","国械注准20253130670","颅骨修复系统","颅骨修复系统","聚醚醚酮","北京鸿鹄高翔科技开发有限公司","北京鸿鹄高翔科技开发有限公司","C04010411803002083320000265","50x90 10x3","HGB","面积：45cm²（50mm*90mm）"]
["15075","神经外科","8","8","颅骨网","PEEK颅骨网板","/","/","已维护","国械注准20253130670","颅骨修复系统","颅骨修复系统","聚醚醚酮","北京鸿鹄高翔科技开发有限公司","北京鸿鹄高翔科技开发有限公司","C04010411803002083320000538","50x100 10x3","HGB","面积：50cm²（50mm*100mm）"]
["15076","神经外科","8","8","颅骨网","PEEK颅骨网板","/","/","已维护","国械注准20253130670","颅骨修复系统","颅骨修复系统","聚醚醚酮","北京鸿鹄高翔科技开发有限公司","北京鸿鹄高翔科技开发有限公司","C04010411803002083320000118","50x110 10x3","HGB","面积：55cm²（50mm*110mm）"]
["15077","神经外科","8","8","颅骨网","PEEK颅骨网板","/","/","已维护","国械注准20253130670","颅骨修复系统","颅骨修复系统","聚醚醚酮","北京鸿鹄高翔科技开发有限公司","北京鸿鹄高翔科技开发有限公司","C04010411803002083320000760","50x120 10x3","HGB","面积：60cm²（50mm*120mm）"]
["15078","神经外科","8","8","颅骨网","PEEK颅骨网板","/","/","已维护","国械注准20253130670","颅骨修复系统","颅骨修复系统","聚醚醚酮","北京鸿鹄高翔科技开发有限公司","北京鸿鹄高翔科技开发有限公司","C04010411803002083320000299","60x60 10x3","HGB","面积：36cm²（60mm*60mm）"]
["15079","神经外科","8","8","颅骨网","PEEK颅骨网板","/","/","已维护","国械注准20253130670","颅骨修复系统","颅骨修复系统","聚醚醚酮","北京鸿鹄高翔科技开发有限公司","北京鸿鹄高翔科技开发有限公司","C04010411803002083320000801","60x70 10x3","HGB","面积：42cm²（60mm*70mm）"]
["15080","神经外科","8","8","颅骨网","PEEK颅骨网板","/","/","已维护","国械注准20253130670","颅骨修复系统","颅骨修复系统","聚醚醚酮","北京鸿鹄高翔科技开发有限公司","北京鸿鹄高翔科技开发有限公司","C04010411803002083320000933","60x80 10x3","HGB","面积：48cm²（60mm*80mm）"]
["15081","神经外科","8","8","颅骨网","PEEK颅骨网板","/","/","已维护","国械注准20253130670","颅骨修复系统","颅骨修复系统","聚醚醚酮","北京鸿鹄高翔科技开发有限公司","北京鸿鹄高翔科技开发有限公司","C04010411803002083320000452","60x90 10x3","HGB","面积：54cm²（60mm*90mm）"]
["15082","神经外科","8","8","颅骨网","PEEK颅骨网板","/","/","已维护","国械注准20253130670","颅骨修复系统","颅骨修复系统","聚醚醚酮","北京鸿鹄高翔科技开发有限公司","北京鸿鹄高翔科技开发有限公司","C04010411803002083320001037","60x100 10x3","HGB","面积：60cm²（60mm*100mm）"]
["15085","神经外科","8","8","颅骨网","PEEK颅骨网板","/","/","已维护","国械注准20253130670","颅骨修复系统","颅骨修复系统","聚醚醚酮","北京鸿鹄高翔科技开发有限公司","北京鸿鹄高翔科技开发有限公司","C04010411803002083320000271","60x110 10x3","HGB","面积：66cm²（60mm*110mm）"]
["15086","神经外科","8","8","颅骨网","PEEK颅骨网板","/","/","已维护","国械注准20253130670","颅骨修复系统","颅骨修复系统","聚醚醚酮","北京鸿鹄高翔科技开发有限公司","北京鸿鹄高翔科技开发有限公司","C04010411803002083320001111","60x120 10x3","HGB","面积：72cm²（60mm*120mm）"]
["15087","神经外科","8","8","颅骨网","PEEK颅骨网板","/","/","已维护","国械注准20253130670","颅骨修复系统","颅骨修复系统","聚醚醚酮","北京鸿鹄高翔科技开发有限公司","北京鸿鹄高翔科技开发有限公司","C04010411803002083320000469","70x70 10x3","HGB","面积：49cm²（70mm*70mm）"]
["15088","神经外科","8","8","颅骨网","PEEK颅骨网板","/","/","已维护","国械注准20253130670","颅骨修复系统","颅骨修复系统","聚醚醚酮","北京鸿鹄高翔科技开发有限公司","北京鸿鹄高翔科技开发有限公司","C04010411803002083320000149","70x80 10x3","HGB","面积：56cm²（70mm*80mm）"]
["15090","神经外科","8","8","颅骨网","PEEK颅骨网板","/","/","已维护","国械注准20253130670","颅骨修复系统","颅骨修复系统","聚醚醚酮","北京鸿鹄高翔科技开发有限公司","北京鸿鹄高翔科技开发有限公司","C04010411803002083320000624","70x90 10x3","HGB","面积：63cm²（70mm*90mm）"]
["15091","神经外科","8","8","颅骨网","PEEK颅骨网板","/","/","已维护","国械注准20253130670","颅骨修复系统","颅骨修复系统","聚醚醚酮","北京鸿鹄高翔科技开发有限公司","北京鸿鹄高翔科技开发有限公司","C04010411803002083320000404","70x100 10x3","HGB","面积：70cm²（70mm*100mm）"]
["15092","神经外科","8","8","颅骨网","PEEK颅骨网板","/","/","已维护","国械注准20253130670","颅骨修复系统","颅骨修复系统","聚醚醚酮","北京鸿鹄高翔科技开发有限公司","北京鸿鹄高翔科技开发有限公司","C04010411803002083320000559","70x110 10x3","HGB","面积：77cm²（70mm*110mm）"]
["15094","神经外科","8","8","颅骨网","PEEK颅骨网板","/","/","已维护","国械注准20253130670","颅骨修复系统","颅骨修复系统","聚醚醚酮","北京鸿鹄高翔科技开发有限公司","北京鸿鹄高翔科技开发有限公司","C04010411803002083320000422","80x80 10x3","HGB","面积：64cm²（80mm*80mm）"]
["15095","神经外科","8","8","颅骨网","PEEK颅骨网板","/","/","已维护","国械注准20253130670","颅骨修复系统","颅骨修复系统","聚醚醚酮","北京鸿鹄高翔科技开发有限公司","北京鸿鹄高翔科技开发有限公司","C04010411803002083320000486","80x90 10x3","HGB","面积：72cm²（80mm*90mm）"]
["15097","神经外科","8","8","颅骨网","PEEK颅骨网板","/","/","已维护","国械注准20253130670","颅骨修复系统","颅骨修复系统","聚醚醚酮","北京鸿鹄高翔科技开发有限公司","北京鸿鹄高翔科技开发有限公司","C04010411803002083320000327","80x100 10x3","HGB","面积：80cm²（80mm*100mm）"]
["15098","神经外科","8","8","颅骨网","PEEK颅骨网板","/","/","已维护","国械注准20253130670","颅骨修复系统","颅骨修复系统","聚醚醚酮","北京鸿鹄高翔科技开发有限公司","北京鸿鹄高翔科技开发有限公司","C04010411803002083320000725","70x120 10x3","HGB","面积：84cm²（70mm*120mm）"]
["15099","神经外科","8","8","颅骨网","PEEK颅骨网板","/","/","已维护","国械注准20253130670","颅骨修复系统","颅骨修复系统","聚醚醚酮","北京鸿鹄高翔科技开发有限公司","北京鸿鹄高翔科技开发有限公司","C04010411803002083320000664","80x110 10x3","HGB","面积：88cm²（80mm*110mm）"]
["15100","神经外科","8","8","颅骨网","PEEK颅骨网板","/","/","已维护","国械注准20253130670","颅骨修复系统","颅骨修复系统","聚醚醚酮","北京鸿鹄高翔科技开发有限公司","北京鸿鹄高翔科技开发有限公司","C04010411803002083320000259","80x120 10x3","HGB","面积：96cm²（80mm*120mm）"]
["15101","神经外科","23","23","脑脊液体外引流系统","简易脑室外引流系统","/","/","已维护","湘械注准20222141990","颅内压监测及颅脑外引流装置","颅内压监测及颅脑外引流装置","聚氯乙烯、硅胶","湖南博科医疗科技有限公司","湖南博科医疗科技有限公司","C04071403500003014630000035","E11240","E11240","导管内径：φ2.3，导管长度：350mm"]
["15101","神经外科","23","23","脑脊液体外引流系统","简易脑室外引流系统","/","/","已维护","湘械注准20222141990","颅内压监测及颅脑外引流装置","颅内压监测及颅脑外引流装置","聚氯乙烯、硅胶","湖南博科医疗科技有限公司","湖南博科医疗科技有限公司","C04071403500003014630000036","E31240","E31240","导管内径：φ2.3，导管长度：350mm，引流袋容量：700ml，防逆流"]
["15103","神经外科","8","8","颅骨网","PEEK颅骨网板","/","/","已维护","国械注准20253130670","颅骨修复系统","颅骨修复系统","聚醚醚酮","北京鸿鹄高翔科技开发有限公司","北京鸿鹄高翔科技开发有限公司","C04010411803002083320000329","90x90 10x3","HGB","面积：81cm²（90mm*90mm）"]
["15104","神经外科","8","8","颅骨网","PEEK颅骨网板","/","/","已维护","国械注准20253130670","颅骨修复系统","颅骨修复系统","聚醚醚酮","北京鸿鹄高翔科技开发有限公司","北京鸿鹄高翔科技开发有限公司","C04010411803002083320001103","90x100 10x3","HGB","面积：90cm²（90mm*100mm）"]
["15105","神经外科","8","8","颅骨网","PEEK颅骨网板","/","/","已维护","国械注准20253130670","颅骨修复系统","颅骨修复系统","聚醚醚酮","北京鸿鹄高翔科技开发有限公司","北京鸿鹄高翔科技开发有限公司","C04010411803002083320000315","90x110 10x3","HGB","面积：99cm²（90mm*110mm）"]
["15113","神经外科","8","8","颅骨网","PEEK颅骨网板","/","/","已维护","国械注准20253130670","颅骨修复系统","颅骨修复系统","聚醚醚酮","北京鸿鹄高翔科技开发有限公司","北京鸿鹄高翔科技开发有限公司","C04010411803002083320000596","90x120 10x3","HGB","面积：108cm²（90mm*120mm）"]
["15114","神经外科","8","8","颅骨网","PEEK颅骨网板","/","/","已维护","国械注准20253130670","颅骨修复系统","颅骨修复系统","聚醚醚酮","北京鸿鹄高翔科技开发有限公司","北京鸿鹄高翔科技开发有限公司","C04010411803002083320000769","100x100 10x3","HGB","面积：100cm²（100mm*100mm）"]
["15115","神经外科","8","8","颅骨网","PEEK颅骨网板","/","/","已维护","国械注准20253130670","颅骨修复系统","颅骨修复系统","聚醚醚酮","北京鸿鹄高翔科技开发有限公司","北京鸿鹄高翔科技开发有限公司","C04010411803002083320000196","100x110 10x3","HGB","面积：110cm²（100mm*110mm）"]
["15116","神经外科","8","8","颅骨网","PEEK颅骨网板","/","/","已维护","国械注准20253130670","颅骨修复系统","颅骨修复系统","聚醚醚酮","北京鸿鹄高翔科技开发有限公司","北京鸿鹄高翔科技开发有限公司","C04010411803002083320000062","100x120 10x3","HGB","面积：120cm²（100mm*120mm）"]
["15117","神经外科","8","8","颅骨网","PEEK颅骨网板","/","/","已维护","国械注准20253130670","颅骨修复系统","颅骨修复系统","聚醚醚酮","北京鸿鹄高翔科技开发有限公司","北京鸿鹄高翔科技开发有限公司","C04010411803002083320000831","100x130 10x3","HGB","面积：130cm²（100mm*130mm）"]
["15118","神经外科","8","8","颅骨网","PEEK颅骨网板","/","/","已维护","国械注准20253130670","颅骨修复系统","颅骨修复系统","聚醚醚酮","北京鸿鹄高翔科技开发有限公司","北京鸿鹄高翔科技开发有限公司","C04010411803002083320000712","100x140 10x3","HGB","面积：140cm²（100mm*140mm）"]
["15119","神经外科","8","8","颅骨网","PEEK颅骨网板","/","/","已维护","国械注准20253130670","颅骨修复系统","颅骨修复系统","聚醚醚酮","北京鸿鹄高翔科技开发有限公司","北京鸿鹄高翔科技开发有限公司","C04010411803002083320001011","110x110 10x3","HGB","面积：121cm²（110mm*110mm）"]
["15120","神经外科","8","8","颅骨网","PEEK颅骨网板","/","/","已维护","国械注准20253130670","颅骨修复系统","颅骨修复系统","聚醚醚酮","北京鸿鹄高翔科技开发有限公司","北京鸿鹄高翔科技开发有限公司","C04010411803002083320000183","110x120 10x3","HGB","面积：132cm²（110mm*120mm）"]
["15121","神经外科","8","8","颅骨网","PEEK颅骨网板","/","/","已维护","国械注准20253130670","颅骨修复系统","颅骨修复系统","聚醚醚酮","北京鸿鹄高翔科技开发有限公司","北京鸿鹄高翔科技开发有限公司","C04010411803002083320000575","110x130 10x3","HGB","面积：143cm²（110mm*130mm）"]
["15122","神经外科","8","8","颅骨网","PEEK颅骨网板","/","/","已维护","国械注准20253130670","颅骨修复系统","颅骨修复系统","聚醚醚酮","北京鸿鹄高翔科技开发有限公司","北京鸿鹄高翔科技开发有限公司","C04010411803002083320000777","110x140 10x3","HGB","面积：154cm²（110mm*140mm）"]
["15123","神经外科","8","8","颅骨网","PEEK颅骨网板","/","/","已维护","国械注准20253130670","颅骨修复系统","颅骨修复系统","聚醚醚酮","北京鸿鹄高翔科技开发有限公司","北京鸿鹄高翔科技开发有限公司","C04010411803002083320000795","120x120 10x3","HGB","面积：144cm²（120mm*120mm）"]
["15124","神经外科","8","8","颅骨网","PEEK颅骨网板","/","/","已维护","国械注准20253130670","颅骨修复系统","颅骨修复系统","聚醚醚酮","北京鸿鹄高翔科技开发有限公司","北京鸿鹄高翔科技开发有限公司","C04010411803002083320000228","120x130 10x3","HGB","面积：156cm²（120mm*130mm）"]
["15125","神经外科","8","8","颅骨网","PEEK颅骨网板","/","/","已维护","国械注准20253130670","颅骨修复系统","颅骨修复系统","聚醚醚酮","北京鸿鹄高翔科技开发有限公司","北京鸿鹄高翔科技开发有限公司","C04010411803002083320000848","120x140 10x3","HGB","面积：168cm²（120mm*140mm）"]
["15126","神经外科","8","8","颅骨网","PEEK颅骨网板","/","/","已维护","国械注准20253130670","颅骨修复系统","颅骨修复系统","聚醚醚酮","北京鸿鹄高翔科技开发有限公司","北京鸿鹄高翔科技开发有限公司","C04010411803002083320000274","120x150 10x3","HGB","面积：180cm²（120mm*150mm）"]
["15127","神经外科","8","8","颅骨网","PEEK颅骨网板","/","/","已维护","国械注准20253130670","颅骨修复系统","颅骨修复系统","聚醚醚酮","北京鸿鹄高翔科技开发有限公司","北京鸿鹄高翔科技开发有限公司","C04010411803002083320001073","120x160 10x3","HGB","面积：192cm²（120mm*160mm）"]
["15129","神经外科","8","8","颅骨网","PEEK颅骨网板","/","/","已维护","国械注准20253130670","颅骨修复系统","颅骨修复系统","聚醚醚酮","北京鸿鹄高翔科技开发有限公司","北京鸿鹄高翔科技开发有限公司","C04010411803002083320000352","130x130 10x3","HGB","面积：169cm²（130mm*130mm）"]
["15131","神经外科","8","8","颅骨网","PEEK颅骨网板","/","/","已维护","国械注准20253130670","颅骨修复系统","颅骨修复系统","聚醚醚酮","北京鸿鹄高翔科技开发有限公司","北京鸿鹄高翔科技开发有限公司","C04010411803002083320000111","130x140 10x3","HGB","面积：182cm²（130mm*140mm）"]
["15132","神经外科","8","8","颅骨网","PEEK颅骨网板","/","/","已维护","国械注准20253130670","颅骨修复系统","颅骨修复系统","聚醚醚酮","北京鸿鹄高翔科技开发有限公司","北京鸿鹄高翔科技开发有限公司","C04010411803002083320000579","130x150 10x3","HGB","面积：195cm²（130mm*150mm）"]
["15134","神经外科","8","8","颅骨网","PEEK颅骨网板","/","/","已维护","国械注准20253130670","颅骨修复系统","颅骨修复系统","聚醚醚酮","北京鸿鹄高翔科技开发有限公司","北京鸿鹄高翔科技开发有限公司","C04010411803002083320001116","130x160 10x3","HGB","面积：208cm²（130mm*160mm）"]
["15136","神经外科","8","8","颅骨网","PEEK颅骨网板","/","/","已维护","国械注准20253130670","颅骨修复系统","颅骨修复系统","聚醚醚酮","北京鸿鹄高翔科技开发有限公司","北京鸿鹄高翔科技开发有限公司","C04010411803002083320000493","140x140 10x3","HGB","面积：196cm²（140mm*140mm）"]
["15137","神经外科","8","8","颅骨网","PEEK颅骨网板","/","/","已维护","国械注准20253130670","颅骨修复系统","颅骨修复系统","聚醚醚酮","北京鸿鹄高翔科技开发有限公司","北京鸿鹄高翔科技开发有限公司","C04010411803002083320000993","140x150 10x3","HGB","面积：210cm²（140mm*150mm）"]
["15139","神经外科","8","8","颅骨网","PEEK颅骨网板","/","/","已维护","国械注准20253130670","颅骨修复系统","颅骨修复系统","聚醚醚酮","北京鸿鹄高翔科技开发有限公司","北京鸿鹄高翔科技开发有限公司","C04010411803002083320000272","140x160 10x3","HGB","面积：224cm²（140mm*160mm）"]
["15141","神经外科","8","8","颅骨网","PEEK颅骨网板","/","/","已维护","国械注准20253130670","颅骨修复系统","颅骨修复系统","聚醚醚酮","北京鸿鹄高翔科技开发有限公司","北京鸿鹄高翔科技开发有限公司","C04010411803002083320000983","150x150 10x3","HGB","面积：225cm²（150mm*150mm）"]
["15142","神经外科","8","8","颅骨网","PEEK颅骨网板","/","/","已维护","国械注准20253130670","颅骨修复系统","颅骨修复系统","聚醚醚酮","北京鸿鹄高翔科技开发有限公司","北京鸿鹄高翔科技开发有限公司","C04010411803002083320000679","150x160 10x3","HGB","面积：240cm²（150mm*160mm）"]
["15144","神经外科","8","8","颅骨网","PEEK颅骨网板","/","/","已维护","国械注准20253130670","颅骨修复系统","颅骨修复系统","聚醚醚酮","北京鸿鹄高翔科技开发有限公司","北京鸿鹄高翔科技开发有限公司","C04010411803002083320000335","160x160 10x3","HGB","面积：256cm²（160mm*160mm）"]
["15148","神经外科","11","11","颅骨连接片","PEEK连接片","/","/","已维护","国械注准20253130670","颅骨修复系统","颅骨修复系统","聚醚醚酮","北京鸿鹄高翔科技开发有限公司","北京鸿鹄高翔科技开发有限公司","C04010511800000083320000007","16x1.0x2.1","HLP1",""]
["15149","神经外科","16","16","颅骨钉","金属颅骨钉","/","/","已维护","国械注准20173131013","颅颌面接骨螺钉","颅颌面接骨螺钉","钛合金","江苏百易得医疗科技有限公司","江苏百易得医疗科技有限公司","C07010208902008017970000187","φ2.0×8，非灭菌","HAQ02-I",""]
["15149","神经外科","16","16","颅骨钉","金属颅骨钉","/","/","已维护","国械注准20173131013","颅颌面接骨螺钉","颅颌面接骨螺钉","钛合金","江苏百易得医疗科技有限公司","江苏百易得医疗科技有限公司","C07010208902008017970000124","φ2.0×6，非灭菌","HAQ02-I",""]
["15149","神经外科","16","16","颅骨钉","金属颅骨钉","/","/","已维护","国械注准20173131013","颅颌面接骨螺钉","颅颌面接骨螺钉","钛合金","江苏百易得医疗科技有限公司","江苏百易得医疗科技有限公司","C07010208902008017970000060","φ2.0×5，非灭菌","HAQ02-I",""]
["15150","神经外科","11","11","颅骨连接片","PEEK连接片","/","/","已维护","国械注准20253130670","颅骨修复系统","颅骨修复系统","聚醚醚酮","北京鸿鹄高翔科技开发有限公司","北京鸿鹄高翔科技开发有限公司","C04010511800000083320000012","18x1.0x1.6","HLP1",""]
["15151","神经外科","11","11","颅骨连接片","PEEK连接片","/","/","已维护","国械注准20253130670","颅骨修复系统","颅骨修复系统","聚醚醚酮","北京鸿鹄高翔科技开发有限公司","北京鸿鹄高翔科技开发有限公司","C04010511800000083320000002","18x1.0x2.1","HLP1",""]
["15152","神经外科","11","11","颅骨连接片","PEEK连接片","/","/","已维护","国械注准20253130670","颅骨修复系统","颅骨修复系统","聚醚醚酮","北京鸿鹄高翔科技开发有限公司","北京鸿鹄高翔科技开发有限公司","C04010511800000083320000004","22x1.0x2.1","HLP2",""]
["15153","神经外科","14","14","颅骨盖孔板","PEEK盖孔板","/","/","已维护","国械注准20253130670","颅骨修复系统","颅骨修复系统","聚醚醚酮","北京鸿鹄高翔科技开发有限公司","北京鸿鹄高翔科技开发有限公司","C04010511800000083320000005","27x1.0x2.1","HLP3",""]
["15155","神经外科","14","14","颅骨盖孔板","PEEK盖孔板","/","/","已维护","国械注准20253130670","颅骨修复系统","颅骨修复系统","聚醚醚酮","北京鸿鹄高翔科技开发有限公司","北京鸿鹄高翔科技开发有限公司","C04010511800000083320000009","29x1.0x1.6","HLP3",""]
["15156","神经外科","14","14","颅骨盖孔板","PEEK盖孔板","/","/","已维护","国械注准20253130670","颅骨修复系统","颅骨修复系统","聚醚醚酮","北京鸿鹄高翔科技开发有限公司","北京鸿鹄高翔科技开发有限公司","C04010511800000083320000014","29x1.0x2.1","HLP3",""]
["15157","神经外科","24","24","脑脊液体外引流系统","带测压装置脑室外引流系统","/","/","已维护","湘械注准20222141990","颅内压监测及颅脑外引流装置","颅内压监测及颅脑外引流装置","聚氯乙烯、硅胶","湖南博科医疗科技有限公司","湖南博科医疗科技有限公司","C04071403500003014630000037","E51240","E51240","导管内径：φ2.3，导管长度：350mm，引流袋容量：700ml，防逆流"]
[15171,"神经外科","9","9","颅骨网","可吸收颅骨网板","/","/","未维护","国械注准20233130440","可吸收颅颌面板钉系统","可吸收颅颌面板钉系统-接骨板","聚左旋乳酸","成都美益达医疗科技有限公司","成都美益达医疗科技有限公司","","MFN49VI42B","MFN49VI42B",""]
["15181","神经外科","23","23","脑脊液体外引流系统","简易脑室外引流系统","/","/","已维护","鲁械注准20252140140","一次性使用颅脑外引流套装","一次性使用颅脑外引流套装","","威海百盈医疗科技有限公司","威海百盈医疗科技有限公司","C04071403500003216130000001","IIE-16F","II型",""]
["15181","神经外科","23","23","脑脊液体外引流系统","简易脑室外引流系统","/","/","已维护","鲁械注准20252140140","一次性使用颅脑外引流套装","一次性使用颅脑外引流套装","","威海百盈医疗科技有限公司","威海百盈医疗科技有限公司","C04071403500003216130000005","IB-18F","I型",""]
["15181","神经外科","23","23","脑脊液体外引流系统","简易脑室外引流系统","/","/","已维护","鲁械注准20252140140","一次性使用颅脑外引流套装","一次性使用颅脑外引流套装","","威海百盈医疗科技有限公司","威海百盈医疗科技有限公司","C04071403500003216130000007","IB-16F","I型",""]
["15181","神经外科","23","23","脑脊液体外引流系统","简易脑室外引流系统","/","/","已维护","鲁械注准20252140140","一次性使用颅脑外引流套装","一次性使用颅脑外引流套装","","威海百盈医疗科技有限公司","威海百盈医疗科技有限公司","C04071403500003216130000008","IIA-16F","II型",""]
["15181","神经外科","23","23","脑脊液体外引流系统","简易脑室外引流系统","/","/","已维护","鲁械注准20252140140","一次性使用颅脑外引流套装","一次性使用颅脑外引流套装","","威海百盈医疗科技有限公司","威海百盈医疗科技有限公司","C04071403500003216130000009","IIB-16F","II型",""]
["15181","神经外科","23","23","脑脊液体外引流系统","简易脑室外引流系统","/","/","已维护","鲁械注准20252140140","一次性使用颅脑外引流套装","一次性使用颅脑外引流套装","","威海百盈医疗科技有限公司","威海百盈医疗科技有限公司","C04071403500003216130000012","IB-14F","I型",""]
["15181","神经外科","23","23","脑脊液体外引流系统","简易脑室外引流系统","/","/","已维护","鲁械注准20252140140","一次性使用颅脑外引流套装","一次性使用颅脑外引流套装","","威海百盈医疗科技有限公司","威海百盈医疗科技有限公司","C04071403500003216130000013","IE-18F","I型",""]
["15181","神经外科","23","23","脑脊液体外引流系统","简易脑室外引流系统","/","/","已维护","鲁械注准20252140140","一次性使用颅脑外引流套装","一次性使用颅脑外引流套装","","威海百盈医疗科技有限公司","威海百盈医疗科技有限公司","C04071403500003216130000015","IF-14F","I型",""]
["15181","神经外科","23","23","脑脊液体外引流系统","简易脑室外引流系统","/","/","已维护","鲁械注准20252140140","一次性使用颅脑外引流套装","一次性使用颅脑外引流套装","","威海百盈医疗科技有限公司","威海百盈医疗科技有限公司","C04071403500003216130000017","IIE-12F","II型",""]
["15181","神经外科","23","23","脑脊液体外引流系统","简易脑室外引流系统","/","/","已维护","鲁械注准20252140140","一次性使用颅脑外引流套装","一次性使用颅脑外引流套装","","威海百盈医疗科技有限公司","威海百盈医疗科技有限公司","C04071403500003216130000018","IE-10F","I型",""]
["15181","神经外科","23","23","脑脊液体外引流系统","简易脑室外引流系统","/","/","已维护","鲁械注准20252140140","一次性使用颅脑外引流套装","一次性使用颅脑外引流套装","","威海百盈医疗科技有限公司","威海百盈医疗科技有限公司","C04071403500003216130000019","IE-12F","I型",""]
["15181","神经外科","23","23","脑脊液体外引流系统","简易脑室外引流系统","/","/","已维护","鲁械注准20252140140","一次性使用颅脑外引流套装","一次性使用颅脑外引流套装","","威海百盈医疗科技有限公司","威海百盈医疗科技有限公司","C04071403500003216130000022","IA-10F","I型",""]
["15181","神经外科","23","23","脑脊液体外引流系统","简易脑室外引流系统","/","/","已维护","鲁械注准20252140140","一次性使用颅脑外引流套装","一次性使用颅脑外引流套装","","威海百盈医疗科技有限公司","威海百盈医疗科技有限公司","C04071403500003216130000026","IIA-14F","II型",""]
["15181","神经外科","23","23","脑脊液体外引流系统","简易脑室外引流系统","/","/","已维护","鲁械注准20252140140","一次性使用颅脑外引流套装","一次性使用颅脑外引流套装","","威海百盈医疗科技有限公司","威海百盈医疗科技有限公司","C04071403500003216130000027","IIE-14F","II型",""]
["15181","神经外科","23","23","脑脊液体外引流系统","简易脑室外引流系统","/","/","已维护","鲁械注准20252140140","一次性使用颅脑外引流套装","一次性使用颅脑外引流套装","","威海百盈医疗科技有限公司","威海百盈医疗科技有限公司","C04071403500003216130000030","IIB-10F","II型",""]
["15181","神经外科","23","23","脑脊液体外引流系统","简易脑室外引流系统","/","/","已维护","鲁械注准20252140140","一次性使用颅脑外引流套装","一次性使用颅脑外引流套装","","威海百盈医疗科技有限公司","威海百盈医疗科技有限公司","C04071403500003216130000034","IE-14F","I型",""]
["15181","神经外科","23","23","脑脊液体外引流系统","简易脑室外引流系统","/","/","已维护","鲁械注准20252140140","一次性使用颅脑外引流套装","一次性使用颅脑外引流套装","","威海百盈医疗科技有限公司","威海百盈医疗科技有限公司","C04071403500003216130000038","IF-16F","I型",""]
["15181","神经外科","23","23","脑脊液体外引流系统","简易脑室外引流系统","/","/","已维护","鲁械注准20252140140","一次性使用颅脑外引流套装","一次性使用颅脑外引流套装","","威海百盈医疗科技有限公司","威海百盈医疗科技有限公司","C04071403500003216130000043","IlE-10F","II型",""]
["15181","神经外科","23","23","脑脊液体外引流系统","简易脑室外引流系统","/","/","已维护","鲁械注准20252140140","一次性使用颅脑外引流套装","一次性使用颅脑外引流套装","","威海百盈医疗科技有限公司","威海百盈医疗科技有限公司","C04071403500003216130000044","IIF-10F","II型",""]
["15181","神经外科","23","23","脑脊液体外引流系统","简易脑室外引流系统","/","/","已维护","鲁械注准20252140140","一次性使用颅脑外引流套装","一次性使用颅脑外引流套装","","威海百盈医疗科技有限公司","威海百盈医疗科技有限公司","C04071403500003216130000045","IIF-14F","II型",""]
["15181","神经外科","23","23","脑脊液体外引流系统","简易脑室外引流系统","/","/","已维护","鲁械注准20252140140","一次性使用颅脑外引流套装","一次性使用颅脑外引流套装","","威海百盈医疗科技有限公司","威海百盈医疗科技有限公司","C04071403500003216130000047","IB-8F","I型",""]
["15181","神经外科","23","23","脑脊液体外引流系统","简易脑室外引流系统","/","/","已维护","鲁械注准20252140140","一次性使用颅脑外引流套装","一次性使用颅脑外引流套装","","威海百盈医疗科技有限公司","威海百盈医疗科技有限公司","C04071403500003216130000050","IB-12F","I型",""]
["15181","神经外科","23","23","脑脊液体外引流系统","简易脑室外引流系统","/","/","已维护","鲁械注准20252140140","一次性使用颅脑外引流套装","一次性使用颅脑外引流套装","","威海百盈医疗科技有限公司","威海百盈医疗科技有限公司","C04071403500003216130000051","IIB-12F","II型",""]
["15181","神经外科","23","23","脑脊液体外引流系统","简易脑室外引流系统","/","/","已维护","鲁械注准20252140140","一次性使用颅脑外引流套装","一次性使用颅脑外引流套装","","威海百盈医疗科技有限公司","威海百盈医疗科技有限公司","C04071403500003216130000052","IA-16F","I型",""]
["15181","神经外科","23","23","脑脊液体外引流系统","简易脑室外引流系统","/","/","已维护","鲁械注准20252140140","一次性使用颅脑外引流套装","一次性使用颅脑外引流套装","","威海百盈医疗科技有限公司","威海百盈医疗科技有限公司","C04071403500003216130000053","IE-8F","I型",""]
["15181","神经外科","23","23","脑脊液体外引流系统","简易脑室外引流系统","/","/","已维护","鲁械注准20252140140","一次性使用颅脑外引流套装","一次性使用颅脑外引流套装","","威海百盈医疗科技有限公司","威海百盈医疗科技有限公司","C04071403500003216130000055","IIB-14F","II型",""]
["15181","神经外科","23","23","脑脊液体外引流系统","简易脑室外引流系统","/","/","已维护","鲁械注准20252140140","一次性使用颅脑外引流套装","一次性使用颅脑外引流套装","","威海百盈医疗科技有限公司","威海百盈医疗科技有限公司","C04071403500003216130000056","IIA-10F","II型",""]
["15181","神经外科","23","23","脑脊液体外引流系统","简易脑室外引流系统","/","/","已维护","鲁械注准20252140140","一次性使用颅脑外引流套装","一次性使用颅脑外引流套装","","威海百盈医疗科技有限公司","威海百盈医疗科技有限公司","C04071403500003216130000059","IF-12F","I型",""]
["15181","神经外科","23","23","脑脊液体外引流系统","简易脑室外引流系统","/","/","已维护","鲁械注准20252140140","一次性使用颅脑外引流套装","一次性使用颅脑外引流套装","","威海百盈医疗科技有限公司","威海百盈医疗科技有限公司","C04071403500003216130000061","IE-16F","I型",""]
["15181","神经外科","23","23","脑脊液体外引流系统","简易脑室外引流系统","/","/","已维护","鲁械注准20252140140","一次性使用颅脑外引流套装","一次性使用颅脑外引流套装","","威海百盈医疗科技有限公司","威海百盈医疗科技有限公司","C04071403500003216130000063","IIF-16F","II型",""]
["15181","神经外科","23","23","脑脊液体外引流系统","简易脑室外引流系统","/","/","已维护","鲁械注准20252140140","一次性使用颅脑外引流套装","一次性使用颅脑外引流套装","","威海百盈医疗科技有限公司","威海百盈医疗科技有限公司","C04071403500003216130000064","IA-8F","I型",""]
["15181","神经外科","23","23","脑脊液体外引流系统","简易脑室外引流系统","/","/","已维护","鲁械注准20252140140","一次性使用颅脑外引流套装","一次性使用颅脑外引流套装","","威海百盈医疗科技有限公司","威海百盈医疗科技有限公司","C04071403500003216130000067","IIA-12F","II型",""]
["15181","神经外科","23","23","脑脊液体外引流系统","简易脑室外引流系统","/","/","已维护","鲁械注准20252140140","一次性使用颅脑外引流套装","一次性使用颅脑外引流套装","","威海百盈医疗科技有限公司","威海百盈医疗科技有限公司","C04071403500003216130000071","IIF-12F","II型",""]
["15181","神经外科","23","23","脑脊液体外引流系统","简易脑室外引流系统","/","/","已维护","鲁械注准20252140140","一次性使用颅脑外引流套装","一次性使用颅脑外引流套装","","威海百盈医疗科技有限公司","威海百盈医疗科技有限公司","C04071403500003216130000073","IA-18F","I型",""]
["15181","神经外科","23","23","脑脊液体外引流系统","简易脑室外引流系统","/","/","已维护","鲁械注准20252140140","一次性使用颅脑外引流套装","一次性使用颅脑外引流套装","","威海百盈医疗科技有限公司","威海百盈医疗科技有限公司","C04071403500003216130000077","IB-10F","I型",""]
["15181","神经外科","23","23","脑脊液体外引流系统","简易脑室外引流系统","/","/","已维护","鲁械注准20252140140","一次性使用颅脑外引流套装","一次性使用颅脑外引流套装","","威海百盈医疗科技有限公司","威海百盈医疗科技有限公司","C04071403500003216130000079","IA-14F","I型",""]
["15181","神经外科","23","23","脑脊液体外引流系统","简易脑室外引流系统","/","/","已维护","鲁械注准20252140140","一次性使用颅脑外引流套装","一次性使用颅脑外引流套装","","威海百盈医疗科技有限公司","威海百盈医疗科技有限公司","C04071403500003216130000080","IF-10F","I型",""]
["15181","神经外科","23","23","脑脊液体外引流系统","简易脑室外引流系统","/","/","已维护","鲁械注准20252140140","一次性使用颅脑外引流套装","一次性使用颅脑外引流套装","","威海百盈医疗科技有限公司","威海百盈医疗科技有限公司","C04071403500003216130000083","IF-8F","I型",""]
["15181","神经外科","23","23","脑脊液体外引流系统","简易脑室外引流系统","/","/","已维护","鲁械注准20252140140","一次性使用颅脑外引流套装","一次性使用颅脑外引流套装","","威海百盈医疗科技有限公司","威海百盈医疗科技有限公司","C04071403500003216130000086","IF-18F","I型",""]
["15181","神经外科","23","23","脑脊液体外引流系统","简易脑室外引流系统","/","/","已维护","鲁械注准20252140140","一次性使用颅脑外引流套装","一次性使用颅脑外引流套装","","威海百盈医疗科技有限公司","威海百盈医疗科技有限公司","C04071403500003216130000088","IA-12F","I型",""]
["15183","神经外科","16","16","颅骨钉","金属颅骨钉","/","/","已维护","国械注准20233130224","颅颌面内固定钛钉","颅颌面内固定钛钉","TC4ELI钛合金","上海伍健医疗器械有限公司","广州迈普再生医学科技股份有限公司","C04010111802000073370000034","MZV2006-02","MZV2006-02","直径2mm，长度6mm\n"]
["15183","神经外科","16","16","颅骨钉","金属颅骨钉","/","/","已维护","国械注准20233130224","颅颌面内固定钛钉","颅颌面内固定钛钉","TC4ELI钛合金","上海伍健医疗器械有限公司","广州迈普再生医学科技股份有限公司","C04010111802000073370000035","MZV1506-02","MZV1506-02","直径1.5mm，长度6mm\n"]
["15183","神经外科","16","16","颅骨钉","金属颅骨钉","/","/","已维护","国械注准20233130224","颅颌面内固定钛钉","颅颌面内固定钛钉","TC4ELI钛合金","上海伍健医疗器械有限公司","广州迈普再生医学科技股份有限公司","C04010111802000073370000037","MZO2005-02","MZO2005-02","直径2mm，长度5mm\n"]
["15183","神经外科","16","16","颅骨钉","金属颅骨钉","/","/","已维护","国械注准20233130224","颅颌面内固定钛钉","颅颌面内固定钛钉","TC4ELI钛合金","上海伍健医疗器械有限公司","广州迈普再生医学科技股份有限公司","C04010111802000073370000024","MZV1505-02","MZV1505-02","直径1.5mm，长度5mm\n"]
["15183","神经外科","16","16","颅骨钉","金属颅骨钉","/","/","已维护","国械注准20233130224","颅颌面内固定钛钉","颅颌面内固定钛钉","TC4ELI钛合金","上海伍健医疗器械有限公司","广州迈普再生医学科技股份有限公司","C04010111802000073370000040","MZV2004-02","MZV2004-02","直径2mm，长度4mm\n"]
["15183","神经外科","16","16","颅骨钉","金属颅骨钉","/","/","已维护","国械注准20233130224","颅颌面内固定钛钉","颅颌面内固定钛钉","TC4ELI钛合金","上海伍健医疗器械有限公司","广州迈普再生医学科技股份有限公司","C04010111802000073370000029","MZV1504-02","MZV1504-02","直径1.5mm，长度4mm"]
["15191","神经外科","9","9","颅骨网","可吸收颅骨网板","/","/","未维护","国械注准20233130440","可吸收颅颌面板钉系统","可吸收颅颌面板钉系统-接骨板","聚左旋乳酸","成都美益达医疗科技有限公司","成都美益达医疗科技有限公司","","MFN100V50B","MFN100V50B",""]
["15200","神经外科","9","9","颅骨网","可吸收颅骨网板","/","/","未维护","国械注准20233130440","可吸收颅颌面板钉系统","可吸收颅颌面板钉系统-接骨板","聚左旋乳酸","成都美益达医疗科技有限公司","成都美益达医疗科技有限公司","","TPN30VI90S","TPN30VI90S",""]
["15202","神经外科","9","9","颅骨网","可吸收颅骨网板","/","/","未维护","国械注准20233130440","可吸收颅颌面板钉系统","可吸收颅颌面板钉系统-接骨板","聚左旋乳酸","成都美益达医疗科技有限公司","成都美益达医疗科技有限公司","","TFN30VI90M","TFN30VI90M",""]
["15203","神经外科","9","9","颅骨网","可吸收颅骨网板","/","/","未维护","国械注准20233130440","可吸收颅颌面板钉系统","可吸收颅颌面板钉系统-接骨板","聚左旋乳酸","成都美益达医疗科技有限公司","成都美益达医疗科技有限公司","","MFN225VI90B","MFN225VI90B",""]
["15205","神经外科","17","17","颅骨钉","可吸收颅骨钉","/","/","已维护","国械注准20233130440","可吸收颅颌面板钉系统","可吸收颅颌面板钉系统-螺钉","左旋聚乳酸","成都美益达医疗科技有限公司","成都美益达医疗科技有限公司","C04010111803001072190000012","ST2204","ST2204","长度4mm，直径2.2mm"]
["15207","神经外科","26","26","脑脊液体外引流系统","腰椎外引流系统","/","/","已维护","赣械注准20232140107","一次性使用颅脑外引流套装","一次性使用颅脑外引流套装","硅胶材质、PVC材质、ABS 材质、不锈钢材质","江西省日力光电设备有限公司","江西省日力光电设备有限公司","C04070212000002181740000001","Fr4","DZZ",""]
["15207","神经外科","26","26","脑脊液体外引流系统","腰椎外引流系统","/","/","已维护","赣械注准20232140107","一次性使用颅脑外引流套装","一次性使用颅脑外引流套装","硅胶材质、PVC材质、ABS 材质、不锈钢材质","江西省日力光电设备有限公司","江西省日力光电设备有限公司","C04070212000002181740000002","Fr5","DZZ",""]
["15207","神经外科","26","26","脑脊液体外引流系统","腰椎外引流系统","/","/","已维护","赣械注准20232140107","一次性使用颅脑外引流套装","一次性使用颅脑外引流套装","硅胶材质、PVC材质、ABS 材质、不锈钢材质","江西省日力光电设备有限公司","江西省日力光电设备有限公司","C04070212000002181740000003","Fr6","DZZ",""]
["15214","神经外科","15","15","颅骨盖孔板","可吸收盖孔板","/","/","已维护","国械注准20233130440","可吸收颅颌面板钉系统","可吸收颅颌面板钉系统-接骨板","左旋聚乳酸","成都美益达医疗科技有限公司","成都美益达医疗科技有限公司","C04010411803001072190000019","OAN6XI28L","OAN6XI28L","6孔，孔距11.4mm，全长28mm，厚度1.5mm"]
["15215","神经外科","15","15","颅骨盖孔板","可吸收盖孔板","/","/","已维护","国械注准20233130440","可吸收颅颌面板钉系统","可吸收颅颌面板钉系统-接骨板","左旋聚乳酸","成都美益达医疗科技有限公司","成都美益达医疗科技有限公司","C04010411803001072190000010","TAN6X26L","TAN6X26L","6孔，孔距10mm，全长26mm，厚度1.5mm"]
["15216","神经外科","12","12","颅骨连接片","可吸收连接片","/","/","未维护","国械注准20233130440","可吸收颅颌面板钉系统","可吸收颅颌面板钉系统-接骨板","聚左旋乳酸","成都美益达医疗科技有限公司","成都美益达医疗科技有限公司","","IFN2XIV20L","IFN2XIV20L",""]
["15217","神经外科","10","10","颅骨连接片","金属连接片","/","/","已维护","国械注进20173136516","颅颌面接骨板Micro-Bone-Plates","颅颌面接骨板","纯钛","史迪姆医疗技术有限公司STEMA Medizintechnik GmbH","上海铁马医疗器械有限公司","C04010411801002087220000002","直型2孔","KC-200-002",""]
["15218","神经外科","16","16","颅骨钉","金属颅骨钉","/","/","已维护","国械注进20193131927","颅颌面接骨螺钉Micro-Bone Screws","颅颌面接骨螺钉","钛合金","史迪姆医疗技术有限公司 STEMA Medizintechnik GmbH","上海铁马医疗器械有限公司","C04010111802000087220000001","2.0X6.0mm","KC-516-006",""]
["15218","神经外科","16","16","颅骨钉","金属颅骨钉","/","/","已维护","国械注进20193131927","颅颌面接骨螺钉Micro-Bone Screws","颅颌面接骨螺钉","钛合金","史迪姆医疗技术有限公司 STEMA Medizintechnik GmbH","上海铁马医疗器械有限公司","C04010111802000087220000020","2.0 x 6.0mm","KC-508-006",""]
["15224","神经外科","12","12","颅骨连接片","可吸收连接片","/","/","已维护","国械注准20233130721","可吸收微型骨板","可吸收微型骨板","L-丙交酯-乙交酯共聚树脂","长春圣博玛生物材料有限公司","长春圣博玛生物材料有限公司","C04010411803001082790000027","24×16×1.2","ACF-P-X6",""]
["15224","神经外科","12","12","颅骨连接片","可吸收连接片","/","/","已维护","国械注准20233130721","可吸收微型骨板","可吸收微型骨板","L-丙交酯-乙交酯共聚树脂","长春圣博玛生物材料有限公司","长春圣博玛生物材料有限公司","C04010411803001082790000056","26×7.0×1.2","ACF-P-I4",""]
["15224","神经外科","12","12","颅骨连接片","可吸收连接片","/","/","已维护","国械注准20233130721","可吸收微型骨板","可吸收微型骨板","L-丙交酯-乙交酯共聚树脂","长春圣博玛生物材料有限公司","长春圣博玛生物材料有限公司","C04010411803001082790000049","19×7.0×1.2","ACF-P-I2",""]
["15224","神经外科","12","12","颅骨连接片","可吸收连接片","/","/","已维护","国械注准20233130721","可吸收微型骨板","可吸收微型骨板","L-丙交酯-乙交酯共聚树脂","长春圣博玛生物材料有限公司","长春圣博玛生物材料有限公司","C04010411803001082790000047","18×6.0×1.0","ACF-P-I2",""]
["15225","神经外科","10","10","颅骨连接片","金属连接片","/","/","已维护","国械注准20193131524","颅骨网板","颅骨网板","纯钛","天津市康尔医疗器械有限公司","天津市康尔医疗器械有限公司","C04010411801001074790002361","2×14.5×0.5mm(灭菌包装)","LGZ08型","直型 2孔  长度14.5mm 厚度0.5mm"]
["15226","神经外科","17","17","颅骨钉","可吸收颅骨钉","/","/","已维护","国械注准20233130747","可吸收颅颌面接骨螺钉","可吸收颅颌面接骨螺钉","丙交酯-乙交酯共聚树脂","长春圣博玛生物材料有限公司","长春圣博玛生物材料有限公司","C04010111803001082790000011","2.0×5.0-(1)","ACF-S-11",""]
["15226","神经外科","17","17","颅骨钉","可吸收颅骨钉","/","/","已维护","国械注准20233130747","可吸收颅颌面接骨螺钉","可吸收颅颌面接骨螺钉","丙交酯-乙交酯共聚树脂","长春圣博玛生物材料有限公司","长春圣博玛生物材料有限公司","C04010111803001082790000039","2.0×5.0-(6)","ACF-S-11",""]
["15226","神经外科","17","17","颅骨钉","可吸收颅骨钉","/","/","已维护","国械注准20233130747","可吸收颅颌面接骨螺钉","可吸收颅颌面接骨螺钉","丙交酯-乙交酯共聚树脂","长春圣博玛生物材料有限公司","长春圣博玛生物材料有限公司","C04010111803001082790000043","1.5×5.0-(2)","ACF-S-11",""]
["15226","神经外科","17","17","颅骨钉","可吸收颅骨钉","/","/","已维护","国械注准20233130747","可吸收颅颌面接骨螺钉","可吸收颅颌面接骨螺钉","丙交酯-乙交酯共聚树脂","长春圣博玛生物材料有限公司","长春圣博玛生物材料有限公司","C04010111803001082790000044","2.0×4.0-(2)","ACF-S-11",""]
["15228","神经外科","23","23","脑脊液体外引流系统","简易脑室外引流系统","/","/","已维护","辽械注准20152140134","一次性使用颅内吸引管","一次性使用颅内吸引管","硅橡胶，不锈钢","大连七颗星医疗器械有限公司","大连七颗星医疗器械有限公司","C04071403500004010620000003","F10","F10","导管内径：￠2.0±0.2mm 长度：290±2.0mm 无引流袋容量，不是防逆流产品。脑脊液体外引流系统脑室端导管可作用于简易脑室外引流系统和带测压脑室外引流系统"]
["15229","神经外科","8","8","颅骨网","PEEK颅骨网板","/","/","已维护","国械注准20193131054","颅骨固定系统","颅骨固定系统-颅骨板","聚醚醚酮","天津市康尔医疗器械有限公司","天津市康尔医疗器械有限公司","C04010411803002074790002687","C13K17G19H2","KEPK1","294.5cm²（15.5cm*19cm）\n"]
["15229","神经外科","8","8","颅骨网","PEEK颅骨网板","/","/","已维护","国械注准20193131054","颅骨固定系统","颅骨固定系统-颅骨板","聚醚醚酮","天津市康尔医疗器械有限公司","天津市康尔医疗器械有限公司","C04010411803002074790002532","C14K15G19H2","KEPK1","280.5cm²（16.5cm*17cm）\n"]
["15229","神经外科","8","8","颅骨网","PEEK颅骨网板","/","/","已维护","国械注准20193131054","颅骨固定系统","颅骨固定系统-颅骨板","聚醚醚酮","天津市康尔医疗器械有限公司","天津市康尔医疗器械有限公司","C04010411803002074790002423","C16K3G19H2","KEPK1","92.5cm²（18.5cm*5cm）\n"]
["15229","神经外科","8","8","颅骨网","PEEK颅骨网板","/","/","已维护","国械注准20193131054","颅骨固定系统","颅骨固定系统-颅骨板","聚醚醚酮","天津市康尔医疗器械有限公司","天津市康尔医疗器械有限公司","C04010411803002074790002145","C15K15G19H2","KEPK1","297.5cm²（17.5cm*17cm）\n"]
["15229","神经外科","8","8","颅骨网","PEEK颅骨网板","/","/","已维护","国械注准20193131054","颅骨固定系统","颅骨固定系统-颅骨板","聚醚醚酮","天津市康尔医疗器械有限公司","天津市康尔医疗器械有限公司","C04010411803002074790002131","C3K8G19H2","KEPK1","55cm²（5.5cm*10cm）\n"]
["15229","神经外科","8","8","颅骨网","PEEK颅骨网板","/","/","已维护","国械注准20193131054","颅骨固定系统","颅骨固定系统-颅骨板","聚醚醚酮","天津市康尔医疗器械有限公司","天津市康尔医疗器械有限公司","C04010411803002074790001879","C17K12G19H2","KEPK1","273cm²（19.5cm*14cm）\n"]
["15229","神经外科","8","8","颅骨网","PEEK颅骨网板","/","/","已维护","国械注准20193131054","颅骨固定系统","颅骨固定系统-颅骨板","聚醚醚酮","天津市康尔医疗器械有限公司","天津市康尔医疗器械有限公司","C04010411803002074790001816","C14K14G19H2","KEPK1","264cm²（16.5cm*16cm）\n"]
["15229","神经外科","8","8","颅骨网","PEEK颅骨网板","/","/","已维护","国械注准20193131054","颅骨固定系统","颅骨固定系统-颅骨板","聚醚醚酮","天津市康尔医疗器械有限公司","天津市康尔医疗器械有限公司","C04010411803002074790001799","C16K16G19H2","KEPK1","333cm²（18.5cm*18cm）\n"]
["15229","神经外科","8","8","颅骨网","PEEK颅骨网板","/","/","已维护","国械注准20193131054","颅骨固定系统","颅骨固定系统-颅骨板","聚醚醚酮","天津市康尔医疗器械有限公司","天津市康尔医疗器械有限公司","C04010411803002074790001596","C15K16G19H2","KEPK1","315cm²（17.5cm*18cm）\n"]
["15229","神经外科","8","8","颅骨网","PEEK颅骨网板","/","/","已维护","国械注准20193131054","颅骨固定系统","颅骨固定系统-颅骨板","聚醚醚酮","天津市康尔医疗器械有限公司","天津市康尔医疗器械有限公司","C04010411803002074790001506","C15K12G19H2","KEPK1","245cm²（17.5cm*14cm）\n"]
["15229","神经外科","8","8","颅骨网","PEEK颅骨网板","/","/","已维护","国械注准20193131054","颅骨固定系统","颅骨固定系统-颅骨板","聚醚醚酮","天津市康尔医疗器械有限公司","天津市康尔医疗器械有限公司","C04010411803002074790001378","C16K12G19H2","KEPK1","259cm²（18.5cm*14cm）\n"]
["15229","神经外科","8","8","颅骨网","PEEK颅骨网板","/","/","已维护","国械注准20193131054","颅骨固定系统","颅骨固定系统-颅骨板","聚醚醚酮","天津市康尔医疗器械有限公司","天津市康尔医疗器械有限公司","C04010411803002074790001352","C13K14G19H2","KEPK1","248cm²（15.5cm*16cm）\n"]
["15229","神经外科","8","8","颅骨网","PEEK颅骨网板","/","/","已维护","国械注准20193131054","颅骨固定系统","颅骨固定系统-颅骨板","聚醚醚酮","天津市康尔医疗器械有限公司","天津市康尔医疗器械有限公司","C04010411803002074790000241","C1K1G19H2","KEPK1","10.5cm²（3.5cm*3cm）"]
["15239","神经外科","23","23","脑脊液体外引流系统","简易脑室外引流系统","/","/","已维护","辽械注准20152140134","一次性使用颅内吸引管","一次性使用颅内吸引管","硅橡胶，不锈钢","大连七颗星医疗器械有限公司","大连七颗星医疗器械有限公司","C04071403500004010620000004","F16","F16","导管内径：￠3.3±0.2mm、长度：290±2.0mm 无引流袋容量，不是防逆流产品。脑脊液体外引流系统脑室端导管可作用于简易脑室外引流系统和带测压脑室外引流系统"]
["15240","神经外科","23","23","脑脊液体外引流系统","简易脑室外引流系统","/","/","已维护","津械注准20212140067","一次性颅脑外引流装置","一次性颅脑外引流装置","","天津汇森医疗科技有限公司","天津汇森医疗科技有限公司","C04071403500003130170000004","8F","Ⅰc","8F(内径直径为1.5mm）引流管长度均为215mm、270mm、340mm、370mm、900mm、1000mm、1200mm， 全部引流袋为防逆流设置。引流袋容量为200mL，300mL，500mL，700mL，800mL，1000mL，1500mL，2000mL，2500mL，3000mL。"]
["15242","神经外科","24","24","脑脊液体外引流系统","带测压装置脑室外引流系统","/","/","已维护","津械注准20212140067","一次性颅脑外引流装置","一次性颅脑外引流装置","","天津汇森医疗科技有限公司","天津汇森医疗科技有限公司","C04071403500003130170000042","8F","Ⅰa","8F(内径直径为1.5mm）引流管长度均为215mm、270mm、340mm、370mm、900mm、1000mm、1200mm， 全部引流袋为防逆流设置。引流袋容量为200mL，300mL，500mL，700mL，800mL，1000mL，1500mL，2000mL，2500mL，3000mL。"]
["15245","神经外科","25","25","脑脊液体外引流系统","特殊涂层脑室外引流系统","/","/","已维护","津械注准20252140250","颅脑外引流系统","颅脑外引流系统","","天津汇森医疗科技有限公司","天津汇森医疗科技有限公司","C04071403500001130170000038","Nc16F","Nc16F","导管内径φ3.0mm、长度220mm、230mm、240mm、250mm、260mm、270mm、340mm、370mm，亲水涂层"]
["15245","神经外科","25","25","脑脊液体外引流系统","特殊涂层脑室外引流系统","/","/","已维护","津械注准20252140250","颅脑外引流系统","颅脑外引流系统","","天津汇森医疗科技有限公司","天津汇森医疗科技有限公司","C04071403500001130170000018","Nc14F","Nc14F","导管内径φ2.7mm、长度220mm、230mm、240mm、250mm、260mm、270mm、340mm、370mm，亲水涂层"]
["15245","神经外科","25","25","脑脊液体外引流系统","特殊涂层脑室外引流系统","/","/","已维护","津械注准20252140250","颅脑外引流系统","颅脑外引流系统","","天津汇森医疗科技有限公司","天津汇森医疗科技有限公司","C04071403500001130170000006","Nc12F","Nc12F","导管内径φ2.2mm、长度220mm、230mm、240mm、250mm、260mm、270mm、340mm、370mm，亲水涂层"]
["15245","神经外科","25","25","脑脊液体外引流系统","特殊涂层脑室外引流系统","/","/","已维护","津械注准20252140250","颅脑外引流系统","颅脑外引流系统","","天津汇森医疗科技有限公司","天津汇森医疗科技有限公司","C04071403500001130170000016","Nc10F","Nc10F","导管内径φ1.8mm、长度220mm、230mm、240mm、250mm、260mm、270mm、340mm、370mm，亲水涂层"]
["15245","神经外科","25","25","脑脊液体外引流系统","特殊涂层脑室外引流系统","/","/","已维护","津械注准20252140250","颅脑外引流系统","颅脑外引流系统","","天津汇森医疗科技有限公司","天津汇森医疗科技有限公司","C04071403500001130170000043","Nc8F","Nc8F","导管内径φ1.5mm、长度220mm、230mm、240mm、250mm、260mm、270mm、340mm、370mm，亲水涂层"]
["15245","神经外科","25","25","脑脊液体外引流系统","特殊涂层脑室外引流系统","/","/","已维护","津械注准20252140250","颅脑外引流系统","颅脑外引流系统","","天津汇森医疗科技有限公司","天津汇森医疗科技有限公司","C04071403500001130170000039","Na-16F","Na-16F","导管内径φ3.5mm、长度220mm、230mm、240mm、250mm、260mm、270mm、340mm、370mm，亲水涂层"]
["15245","神经外科","25","25","脑脊液体外引流系统","特殊涂层脑室外引流系统","/","/","已维护","津械注准20252140250","颅脑外引流系统","颅脑外引流系统","","天津汇森医疗科技有限公司","天津汇森医疗科技有限公司","C04071403500001130170000014","Na-14F","Na-14F","导管内径φ2.9mm、长度220mm、230mm、240mm、250mm、260mm、270mm、340mm、370mm，亲水涂层"]
["15245","神经外科","25","25","脑脊液体外引流系统","特殊涂层脑室外引流系统","/","/","已维护","津械注准20252140250","颅脑外引流系统","颅脑外引流系统","","天津汇森医疗科技有限公司","天津汇森医疗科技有限公司","C04071403500001130170000022","Na-12F","Na-12F","导管内径φ2.2mm、长度220mm、230mm、240mm、250mm、260mm、270mm、340mm、370mm，亲水涂层"]
["15245","神经外科","25","25","脑脊液体外引流系统","特殊涂层脑室外引流系统","/","/","已维护","津械注准20252140250","颅脑外引流系统","颅脑外引流系统","","天津汇森医疗科技有限公司","天津汇森医疗科技有限公司","C04071403500001130170000021","Na-10F","Na-10F","导管内径φ1.7mm、长度220mm、230mm、240mm、250mm、260mm、270mm、340mm、370mm，亲水涂层"]
["15245","神经外科","25","25","脑脊液体外引流系统","特殊涂层脑室外引流系统","/","/","已维护","津械注准20252140250","颅脑外引流系统","颅脑外引流系统","","天津汇森医疗科技有限公司","天津汇森医疗科技有限公司","C04071403500001130170000033","Na16F","Na16F","导管内径φ3.0mm、长度220mm、230mm、240mm、250mm、260mm、270mm、340mm、370mm，亲水涂层"]
["15245","神经外科","25","25","脑脊液体外引流系统","特殊涂层脑室外引流系统","/","/","已维护","津械注准20252140250","颅脑外引流系统","颅脑外引流系统","","天津汇森医疗科技有限公司","天津汇森医疗科技有限公司","C04071403500001130170000032","Na14F","Na14F","导管内径φ2.7mm、长度220mm、230mm、240mm、250mm、260mm、270mm、340mm、370mm，亲水涂层"]
["15245","神经外科","25","25","脑脊液体外引流系统","特殊涂层脑室外引流系统","/","/","已维护","津械注准20252140250","颅脑外引流系统","颅脑外引流系统","","天津汇森医疗科技有限公司","天津汇森医疗科技有限公司","C04071403500001130170000027","Na12F","Na12F","导管内径φ2.2mm、长度220mm、230mm、240mm、250mm、260mm、270mm、340mm、370mm，亲水涂层"]
["15245","神经外科","25","25","脑脊液体外引流系统","特殊涂层脑室外引流系统","/","/","已维护","津械注准20252140250","颅脑外引流系统","颅脑外引流系统","","天津汇森医疗科技有限公司","天津汇森医疗科技有限公司","C04071403500001130170000013","Na10F","Na10F","导管内径φ1.8mm、长度220mm、230mm、240mm、250mm、260mm、270mm、340mm、370mm，亲水涂层"]
["15245","神经外科","25","25","脑脊液体外引流系统","特殊涂层脑室外引流系统","/","/","已维护","津械注准20252140250","颅脑外引流系统","颅脑外引流系统","","天津汇森医疗科技有限公司","天津汇森医疗科技有限公司","C04071403500001130170000031","Na8F","Na8F","导管内径φ1.5mm、长度220mm、230mm、240mm、250mm、260mm、270mm、340mm、370mm，亲水涂层"]
["15247","神经外科","23","23","脑脊液体外引流系统","简易脑室外引流系统","/","/","已维护","赣械注准20232140107","一次性使用颅脑外引流套装","一次性使用颅脑外引流套装","硅胶材质、PVC材质、ABS 材质、不锈钢材质","江西省日力光电设备有限公司","江西省日力光电设备有限公司","C04070112000002181740000001","Fr8","DZZ",""]
["15247","神经外科","23","23","脑脊液体外引流系统","简易脑室外引流系统","/","/","已维护","赣械注准20232140107","一次性使用颅脑外引流套装","一次性使用颅脑外引流套装","硅胶材质、PVC材质、ABS 材质、不锈钢材质","江西省日力光电设备有限公司","江西省日力光电设备有限公司","C04070112000002181740000002","Fr12","DZZ",""]
["15247","神经外科","23","23","脑脊液体外引流系统","简易脑室外引流系统","/","/","已维护","赣械注准20232140107","一次性使用颅脑外引流套装","一次性使用颅脑外引流套装","硅胶材质、PVC材质、ABS 材质、不锈钢材质","江西省日力光电设备有限公司","江西省日力光电设备有限公司","C04070112000002181740000003","Fr14","DZZ",""]
["15247","神经外科","23","23","脑脊液体外引流系统","简易脑室外引流系统","/","/","已维护","赣械注准20232140107","一次性使用颅脑外引流套装","一次性使用颅脑外引流套装","硅胶材质、PVC材质、ABS 材质、不锈钢材质","江西省日力光电设备有限公司","江西省日力光电设备有限公司","C04070112000002181740000004","Fr16","DZZ",""]
["15256","神经外科","16","16","颅骨钉","金属颅骨钉","/","/","已维护","国械注准20243131957","颅骨修补重建系统","颅骨修补重建系统-螺钉","钛合金","南京普立蒙医疗科技有限公司","南京普立蒙医疗科技有限公司","C04010111802000016590000219","直径d3：2.0mm，长度L：4mm，非灭菌包装","ZSD 01",""]
["15256","神经外科","16","16","颅骨钉","金属颅骨钉","/","/","已维护","国械注准20243131957","颅骨修补重建系统","颅骨修补重建系统-螺钉","钛合金","南京普立蒙医疗科技有限公司","南京普立蒙医疗科技有限公司","C04010111802000016590000441","直径d3：2.0mm，长度L：4mm，灭菌包装","ZSD 01",""]
["15259","神经外科","16","16","颅骨钉","金属颅骨钉","/","/","已维护","国械注准20243131957","颅骨修补重建系统","颅骨修补重建系统-螺钉","钛合金","南京普立蒙医疗科技有限公司","南京普立蒙医疗科技有限公司","C04010111802000016590000521","直径d3：2.0mm，长度L：6mm，灭菌包装","ZSD 01",""]
["15259","神经外科","16","16","颅骨钉","金属颅骨钉","/","/","已维护","国械注准20243131957","颅骨修补重建系统","颅骨修补重建系统-螺钉","钛合金","南京普立蒙医疗科技有限公司","南京普立蒙医疗科技有限公司","C04010111802000016590000681","直径d3：2.0mm，长度L：6mm，非灭菌包装","ZSD 01",""]
["15263","神经外科","16","16","颅骨钉","金属颅骨钉","/","/","已维护","国械注准20243131957","颅骨修补重建系统","颅骨修补重建系统-螺钉","钛合金","南京普立蒙医疗科技有限公司","南京普立蒙医疗科技有限公司","C04010111802000016590000415","直径d3：2.0mm，长度L：5mm，非灭菌包装","ZSD 01",""]
["15263","神经外科","16","16","颅骨钉","金属颅骨钉","/","/","已维护","国械注准20243131957","颅骨修补重建系统","颅骨修补重建系统-螺钉","钛合金","南京普立蒙医疗科技有限公司","南京普立蒙医疗科技有限公司","C04010111802000016590000909","直径d3：2.0mm，长度L：5mm，灭菌包装","ZSD 01",""]
["15274","神经外科","2","2","颅骨锁","PEEK颅骨锁","/","/","已维护","国械注准20153130918","PEEK颅骨固定系统","PEEK颅骨固定系统-颅骨锁","聚醚醚酮","西安康拓医疗技术股份有限公司","西安康拓医疗技术股份有限公司","C04010211802002078730000023","H07010001S","H07010001S","上盖直径16mm，下盖直径16mm，厚度0.9mm\n"]
["15274","神经外科","2","2","颅骨锁","PEEK颅骨锁","/","/","已维护","国械注准20153130918","PEEK颅骨固定系统","PEEK颅骨固定系统-颅骨锁","聚醚醚酮","西安康拓医疗技术股份有限公司","西安康拓医疗技术股份有限公司","C04010211802002078730000015","H07010002S","H07010002S","上盖直径18mm，下盖直径18mm，厚度0.9mm\n"]
["15275","神经外科","14","14","颅骨盖孔板","PEEK盖孔板","/","/","已维护","国械注准20223131474","聚醚醚酮颅骨修补系统","聚醚醚酮颅骨修补系统-连接板","聚醚醚酮","成都美益达医疗科技有限公司","成都美益达医疗科技有限公司","C04010411803002072190000157","MMSOZD26660106","MMSOZD26660106","六孔雪花连接片，长26.6mm，宽6mm，厚1mm。"]
["15280","神经外科","5","5","颅骨网","金属颅骨网板（二维）","/","/","已维护","国械注准20193131677","内固定钛网板系统","内固定钛网板系统-钛网板","纯钛","西安康拓医疗技术股份有限公司","西安康拓医疗技术股份有限公司","C04010311801001078730000049","钛网板b:152.9×148.5","钛网板b:152.9×148.5","面积：227.06cm²; 长×宽：15.29cm×14.85cm\n"]
["15280","神经外科","5","5","颅骨网","金属颅骨网板（二维）","/","/","已维护","国械注准20193131677","内固定钛网板系统","内固定钛网板系统-钛网板","纯钛","西安康拓医疗技术股份有限公司","西安康拓医疗技术股份有限公司","C04010311801001078730000055","钛网板b:202.4×213.3","钛网板b:202.4×213.3","面积：431.72cm²; 长×宽：20.24cm×21.33cm\n"]
["15280","神经外科","5","5","颅骨网","金属颅骨网板（二维）","/","/","已维护","国械注准20193131677","内固定钛网板系统","内固定钛网板系统-钛网板","纯钛","西安康拓医疗技术股份有限公司","西安康拓医疗技术股份有限公司","C04010311801001078730000042","钛网板b:103.2×148.5","钛网板b:103.2×148.5","面积：153.25cm²; 长×宽：10.32cm×14.85cm\n"]
["15280","神经外科","5","5","颅骨网","金属颅骨网板（二维）","/","/","已维护","国械注准20193131677","内固定钛网板系统","内固定钛网板系统-钛网板","纯钛","西安康拓医疗技术股份有限公司","西安康拓医疗技术股份有限公司","C04010311801001078730000059","钛网板b:93×90.1","钛网板b:93×90.1","面积：83.79cm²; 长×宽：9.3cm×9.01cm\n"]
["15280","神经外科","5","5","颅骨网","金属颅骨网板（二维）","/","/","已维护","国械注准20193131677","内固定钛网板系统","内固定钛网板系统-钛网板","纯钛","西安康拓医疗技术股份有限公司","西安康拓医疗技术股份有限公司","C04010311801001078730000041","钛网板b:103.2×118.6","钛网板b:103.2×118.6","面积：122.4cm²; 长×宽：10.32cm×11.86cm\n"]
["15280","神经外科","5","5","颅骨网","金属颅骨网板（二维）","/","/","已维护","国械注准20193131677","内固定钛网板系统","内固定钛网板系统-钛网板","纯钛","西安康拓医疗技术股份有限公司","西安康拓医疗技术股份有限公司","C04010311801001078730000056","钛网板b:39.6×40","钛网板b:39.6×40","面积：15.84cm²; 长×宽：3.96cm×4cm\n"]
["15280","神经外科","5","5","颅骨网","金属颅骨网板（二维）","/","/","已维护","国械注准20193131677","内固定钛网板系统","内固定钛网板系统-钛网板","纯钛","西安康拓医疗技术股份有限公司","西安康拓医疗技术股份有限公司","C04010311801001078730000057","钛网板b:66.3×63.1","钛网板b:66.3×63.1","面积：41.84cm²; 长×宽：6.63cm×6.31cm\n"]
["15280","神经外科","5","5","颅骨网","金属颅骨网板（二维）","/","/","已维护","国械注准20193131677","内固定钛网板系统","内固定钛网板系统-钛网板","纯钛","西安康拓医疗技术股份有限公司","西安康拓医疗技术股份有限公司","C04010311801001078730000060","钛网板b:98.3×93.7","钛网板b:98.3×93.7","面积：92.11cm²; 长×宽：9.83cm×9.37cm\n"]
["15280","神经外科","5","5","颅骨网","金属颅骨网板（二维）","/","/","已维护","国械注准20193131677","内固定钛网板系统","内固定钛网板系统-钛网板","纯钛","西安康拓医疗技术股份有限公司","西安康拓医疗技术股份有限公司","C04010311801001078730000053","钛网板b:173×155.5","钛网板b:173×155.5","面积：269.02cm²; 长×宽：17.3cm×15.55cm\n"]
["15280","神经外科","5","5","颅骨网","金属颅骨网板（二维）","/","/","已维护","国械注准20193131677","内固定钛网板系统","内固定钛网板系统-钛网板","纯钛","西安康拓医疗技术股份有限公司","西安康拓医疗技术股份有限公司","C04010311801001078730000047","钛网板b:133×148.5","钛网板b:133×148.5","面积：197.51cm²; 长×宽：13.3cm×14.85cm\n"]
["15280","神经外科","5","5","颅骨网","金属颅骨网板（二维）","/","/","已维护","国械注准20193131677","内固定钛网板系统","内固定钛网板系统-钛网板","纯钛","西安康拓医疗技术股份有限公司","西安康拓医疗技术股份有限公司","C04010311801001078730000046","钛网板b:133×143.6","钛网板b:133×143.6","面积：190.99cm²; 长×宽：13.3cm×14.36cm\n"]
["15280","神经外科","5","5","颅骨网","金属颅骨网板（二维）","/","/","已维护","国械注准20193131677","内固定钛网板系统","内固定钛网板系统-钛网板","纯钛","西安康拓医疗技术股份有限公司","西安康拓医疗技术股份有限公司","C04010311801001078730000043","钛网板b:123×118.6","钛网板b:123×118.6","面积：145.88cm²; 长×宽：12.3cm×11.86cm\n"]
["15280","神经外科","5","5","颅骨网","金属颅骨网板（二维）","/","/","已维护","国械注准20193131677","内固定钛网板系统","内固定钛网板系统-钛网板","纯钛","西安康拓医疗技术股份有限公司","西安康拓医疗技术股份有限公司","C04010311801001078730000052","钛网板b:172.7×198.4","钛网板b:172.7×198.4","面积：342.64cm²; 长×宽：17.27cm×19.84cm\n"]
["15280","神经外科","5","5","颅骨网","金属颅骨网板（二维）","/","/","已维护","国械注准20193131677","内固定钛网板系统","内固定钛网板系统-钛网板","纯钛","西安康拓医疗技术股份有限公司","西安康拓医疗技术股份有限公司","C04010311801001078730000050","钛网板b:157.8×163.5","钛网板b:157.8×163.5","面积：258cm²; 长×宽：15.78cm×16.35cm\n"]
["15280","神经外科","5","5","颅骨网","金属颅骨网板（二维）","/","/","已维护","国械注准20193131677","内固定钛网板系统","内固定钛网板系统-钛网板","纯钛","西安康拓医疗技术股份有限公司","西安康拓医疗技术股份有限公司","C04010311801001078730000048","钛网板b:143×158.5","钛网板b:143×158.5","面积：226.66cm²; 长×宽：14.3cm×15.85cm\n"]
["15280","神经外科","5","5","颅骨网","金属颅骨网板（二维）","/","/","已维护","国械注准20193131677","内固定钛网板系统","内固定钛网板系统-钛网板","纯钛","西安康拓医疗技术股份有限公司","西安康拓医疗技术股份有限公司","C04010311801001078730000051","钛网板b:157.8×178.4","钛网板b:157.8×178.4","面积：281.52cm²; 长×宽：15.78cm×17.84cm\n"]
["15281","神经外科","8","8","颅骨网","PEEK颅骨网板","/","/","已维护","国械注准20243131957","颅骨修补重建系统","颅骨修补重建系统-网板","聚醚醚酮（PEEK）","南京普立蒙医疗科技有限公司","南京普立蒙医疗科技有限公司","C04010311803002016590000757","长度L：126mm，宽度B：134mm","F",""]
["15281","神经外科","8","8","颅骨网","PEEK颅骨网板","/","/","已维护","国械注准20243131957","颅骨修补重建系统","颅骨修补重建系统-网板","聚醚醚酮（PEEK）","南京普立蒙医疗科技有限公司","南京普立蒙医疗科技有限公司","C04010311803002016590002458","长度L：70mm，宽度B：84mm","F",""]
["15281","神经外科","8","8","颅骨网","PEEK颅骨网板","/","/","已维护","国械注准20243131957","颅骨修补重建系统","颅骨修补重建系统-网板","聚醚醚酮（PEEK）","南京普立蒙医疗科技有限公司","南京普立蒙医疗科技有限公司","C04010311803002016590001955","长度L：70mm，宽度B：82mm","F",""]
["15281","神经外科","8","8","颅骨网","PEEK颅骨网板","/","/","已维护","国械注准20243131957","颅骨修补重建系统","颅骨修补重建系统-网板","聚醚醚酮（PEEK）","南京普立蒙医疗科技有限公司","南京普立蒙医疗科技有限公司","C04010311803002016590001096","长度L：60mm，宽度B：90mm","F",""]
["15281","神经外科","8","8","颅骨网","PEEK颅骨网板","/","/","已维护","国械注准20243131957","颅骨修补重建系统","颅骨修补重建系统-网板","聚醚醚酮（PEEK）","南京普立蒙医疗科技有限公司","南京普立蒙医疗科技有限公司","C04010311803002016590002581","长度L：70mm，宽度B：76mm","F",""]
["15281","神经外科","8","8","颅骨网","PEEK颅骨网板","/","/","已维护","国械注准20243131957","颅骨修补重建系统","颅骨修补重建系统-网板","聚醚醚酮（PEEK）","南京普立蒙医疗科技有限公司","南京普立蒙医疗科技有限公司","C04010311803002016590001815","长度L：70mm，宽度B：72mm","F",""]
["15281","神经外科","8","8","颅骨网","PEEK颅骨网板","/","/","已维护","国械注准20243131957","颅骨修补重建系统","颅骨修补重建系统-网板","聚醚醚酮（PEEK）","南京普立蒙医疗科技有限公司","南京普立蒙医疗科技有限公司","C04010311803002016590001897","长度L：50mm，宽度B：100mm","F",""]
["15281","神经外科","8","8","颅骨网","PEEK颅骨网板","/","/","已维护","国械注准20243131957","颅骨修补重建系统","颅骨修补重建系统-网板","聚醚醚酮（PEEK）","南京普立蒙医疗科技有限公司","南京普立蒙医疗科技有限公司","C04010311803002016590002404","长度L：70mm，宽度B：70mm","F",""]
["15281","神经外科","8","8","颅骨网","PEEK颅骨网板","/","/","已维护","国械注准20243131957","颅骨修补重建系统","颅骨修补重建系统-网板","聚醚醚酮（PEEK）","南京普立蒙医疗科技有限公司","南京普立蒙医疗科技有限公司","C04010311803002016590002347","长度L：70mm，宽度B：70mm","Y",""]
["15281","神经外科","8","8","颅骨网","PEEK颅骨网板","/","/","已维护","国械注准20243131957","颅骨修补重建系统","颅骨修补重建系统-网板","聚醚醚酮（PEEK）","南京普立蒙医疗科技有限公司","南京普立蒙医疗科技有限公司","C04010311803002016590001883","长度L：68mm，宽度B：68mm","F",""]
["15281","神经外科","8","8","颅骨网","PEEK颅骨网板","/","/","已维护","国械注准20243131957","颅骨修补重建系统","颅骨修补重建系统-网板","聚醚醚酮（PEEK）","南京普立蒙医疗科技有限公司","南京普立蒙医疗科技有限公司","C04010311803002016590002431","长度L：66mm，宽度B：68mm","F",""]
["15281","神经外科","8","8","颅骨网","PEEK颅骨网板","/","/","已维护","国械注准20243131957","颅骨修补重建系统","颅骨修补重建系统-网板","聚醚醚酮（PEEK）","南京普立蒙医疗科技有限公司","南京普立蒙医疗科技有限公司","C04010311803002016590001852","长度L：64mm，宽度B：66mm","F",""]
["15281","神经外科","8","8","颅骨网","PEEK颅骨网板","/","/","已维护","国械注准20243131957","颅骨修补重建系统","颅骨修补重建系统-网板","聚醚醚酮（PEEK）","南京普立蒙医疗科技有限公司","南京普立蒙医疗科技有限公司","C04010311803002016590002416","长度L：62mm，宽度B：64mm","F",""]
["15281","神经外科","8","8","颅骨网","PEEK颅骨网板","/","/","已维护","国械注准20243131957","颅骨修补重建系统","颅骨修补重建系统-网板","聚醚醚酮（PEEK）","南京普立蒙医疗科技有限公司","南京普立蒙医疗科技有限公司","C04010311803002016590002609","长度L：60mm，宽度B：60mm","F",""]
["15281","神经外科","8","8","颅骨网","PEEK颅骨网板","/","/","已维护","国械注准20243131957","颅骨修补重建系统","颅骨修补重建系统-网板","聚醚醚酮（PEEK）","南京普立蒙医疗科技有限公司","南京普立蒙医疗科技有限公司","C04010311803002016590001168","长度L：58mm，宽度B：58mm","F",""]
["15281","神经外科","8","8","颅骨网","PEEK颅骨网板","/","/","已维护","国械注准20243131957","颅骨修补重建系统","颅骨修补重建系统-网板","聚醚醚酮（PEEK）","南京普立蒙医疗科技有限公司","南京普立蒙医疗科技有限公司","C04010311803002016590001922","长度L：54mm，宽度B：54mm","F",""]
["15281","神经外科","8","8","颅骨网","PEEK颅骨网板","/","/","已维护","国械注准20243131957","颅骨修补重建系统","颅骨修补重建系统-网板","聚醚醚酮（PEEK）","南京普立蒙医疗科技有限公司","南京普立蒙医疗科技有限公司","C04010311803002016590002200","长度L：52mm，宽度B：52mm","F",""]
["15281","神经外科","8","8","颅骨网","PEEK颅骨网板","/","/","已维护","国械注准20243131957","颅骨修补重建系统","颅骨修补重建系统-网板","聚醚醚酮（PEEK）","南京普立蒙医疗科技有限公司","南京普立蒙医疗科技有限公司","C04010311803002016590002397","长度L：50mm，宽度B：50mm","F",""]
["15281","神经外科","8","8","颅骨网","PEEK颅骨网板","/","/","已维护","国械注准20243131957","颅骨修补重建系统","颅骨修补重建系统-网板","聚醚醚酮（PEEK）","南京普立蒙医疗科技有限公司","南京普立蒙医疗科技有限公司","C04010311803002016590000844","长度L：150mm，宽度B：150mm","F",""]
["15281","神经外科","8","8","颅骨网","PEEK颅骨网板","/","/","已维护","国械注准20243131957","颅骨修补重建系统","颅骨修补重建系统-网板","聚醚醚酮（PEEK）","南京普立蒙医疗科技有限公司","南京普立蒙医疗科技有限公司","C04010311803002016590001624","长度L：100mm，宽度B：100mm","Y",""]
["15281","神经外科","8","8","颅骨网","PEEK颅骨网板","/","/","已维护","国械注准20243131957","颅骨修补重建系统","颅骨修补重建系统-网板","聚醚醚酮（PEEK）","南京普立蒙医疗科技有限公司","南京普立蒙医疗科技有限公司","C04010311803002016590002500","长度L：80mm，宽度B：120mm","F",""]
["15281","神经外科","8","8","颅骨网","PEEK颅骨网板","/","/","已维护","国械注准20243131957","颅骨修补重建系统","颅骨修补重建系统-网板","聚醚醚酮（PEEK）","南京普立蒙医疗科技有限公司","南京普立蒙医疗科技有限公司","C04010311803002016590001606","长度L：100mm，宽度B：150mm","F",""]
["15281","神经外科","8","8","颅骨网","PEEK颅骨网板","/","/","已维护","国械注准20243131957","颅骨修补重建系统","颅骨修补重建系统-网板","聚醚醚酮（PEEK）","南京普立蒙医疗科技有限公司","南京普立蒙医疗科技有限公司","C04010311803002016590001689","长度L：120mm，宽度B：120mm","Y",""]
["15281","神经外科","8","8","颅骨网","PEEK颅骨网板","/","/","已维护","国械注准20243131957","颅骨修补重建系统","颅骨修补重建系统-网板","聚醚醚酮（PEEK）","南京普立蒙医疗科技有限公司","南京普立蒙医疗科技有限公司","C04010311803002016590001006","长度L：80mm，宽度B：150mm","Y",""]
["15283","神经外科","11","11","颅骨连接片","PEEK连接片","/","/","已维护","国械注准20223131474","聚醚醚酮颅骨修补系统","聚醚醚酮颅骨修补系统-连接板","聚醚醚酮","成都美益达医疗科技有限公司","成都美益达医疗科技有限公司","C04010411803002072190000163","MMSLZA18060102","MMSLZA18060102","直行两孔连接片，长18mm，宽6mm，厚1mm。"]
["15288","神经外科","4","4","颅骨锁","可吸收颅骨锁","/","/","已维护","国械注准20233131485","可吸收颅骨锁","可吸收颅骨锁","由82%的左旋丙交酯和18%的乙交酯共聚物(PLGA)材料制成","南京普立蒙医疗科技有限公司","南京普立蒙医疗科技有限公司","C04010211802001016590000001","φ14mm","φ14mm",""]
["15292","神经外科","6","6","颅骨网","金属颅骨网板（三维）","/","/","已维护","国械注准20193131677","内固定钛网板系统","内固定钛网板系统-钛网板","纯钛","西安康拓医疗技术股份有限公司","西安康拓医疗技术股份有限公司","C04010311801003078730000081","钛网板a:101.6×150.7","钛网板a:101.6×150.7","面积：153.11cm²; 长×宽：10.16cm×15.07cm\n"]
["15292","神经外科","6","6","颅骨网","金属颅骨网板（三维）","/","/","已维护","国械注准20193131677","内固定钛网板系统","内固定钛网板系统-钛网板","纯钛","西安康拓医疗技术股份有限公司","西安康拓医疗技术股份有限公司","C04010311801003078730000082","钛网板a:120.9×150.7","钛网板a:120.9×150.7","面积：182.2cm²; 长×宽：12.09cm×15.07cm\n"]
["15292","神经外科","6","6","颅骨网","金属颅骨网板（三维）","/","/","已维护","国械注准20193131677","内固定钛网板系统","内固定钛网板系统-钛网板","纯钛","西安康拓医疗技术股份有限公司","西安康拓医疗技术股份有限公司","C04010311801003078730000084","钛网板a:132.5×146.3","钛网板a:132.5×146.3","面积：193.85cm²; 长×宽：13.25cm×14.63cm\n"]
["15292","神经外科","6","6","颅骨网","金属颅骨网板（三维）","/","/","已维护","国械注准20193131677","内固定钛网板系统","内固定钛网板系统-钛网板","纯钛","西安康拓医疗技术股份有限公司","西安康拓医疗技术股份有限公司","C04010311801003078730000085","钛网板a:93×90.1","钛网板a:93×90.1","面积：83.79cm²; 长×宽：9.3cm×9.01cm\n"]
["15292","神经外科","6","6","颅骨网","金属颅骨网板（三维）","/","/","已维护","国械注准20193131677","内固定钛网板系统","内固定钛网板系统-钛网板","纯钛","西安康拓医疗技术股份有限公司","西安康拓医疗技术股份有限公司","C04010311801003078730000088","钛网板a:159.4×179.6","钛网板a:159.4×179.6","面积：286.28cm²; 长×宽：15.94cm×17.96cm\n"]
["15292","神经外科","6","6","颅骨网","金属颅骨网板（三维）","/","/","已维护","国械注准20193131677","内固定钛网板系统","内固定钛网板系统-钛网板","纯钛","西安康拓医疗技术股份有限公司","西安康拓医疗技术股份有限公司","C04010311801003078730000089","钛网板a:159.4×166.3","钛网板a:159.4×166.3","面积：265.08cm²; 长×宽：15.94cm×16.63cm\n"]
["15292","神经外科","6","6","颅骨网","金属颅骨网板（三维）","/","/","已维护","国械注准20193131677","内固定钛网板系统","内固定钛网板系统-钛网板","纯钛","西安康拓医疗技术股份有限公司","西安康拓医疗技术股份有限公司","C04010311801003078730000091","钛网板a:101.6×119.6","钛网板a:101.6×119.6","面积：121.51cm²; 长×宽：10.16cm×11.96cm\n"]
["15292","神经外科","6","6","颅骨网","金属颅骨网板（三维）","/","/","已维护","国械注准20193131677","内固定钛网板系统","内固定钛网板系统-钛网板","纯钛","西安康拓医疗技术股份有限公司","西安康拓医疗技术股份有限公司","C04010311801003078730000098","钛网板a:151.7×150.7","钛网板a:151.7×150.7","面积：228.61cm²; 长×宽：15.17cm×15.07cm\n"]
["15292","神经外科","6","6","颅骨网","金属颅骨网板（三维）","/","/","已维护","国械注准20193131677","内固定钛网板系统","内固定钛网板系统-钛网板","纯钛","西安康拓医疗技术股份有限公司","西安康拓医疗技术股份有限公司","C04010311801003078730000100","钛网板a:39.6×40","钛网板a:39.6×40","面积：15.84cm²; 长×宽：3.96cm×4cm\n"]
["15292","神经外科","6","6","颅骨网","金属颅骨网板（三维）","/","/","已维护","国械注准20193131677","内固定钛网板系统","内固定钛网板系统-钛网板","纯钛","西安康拓医疗技术股份有限公司","西安康拓医疗技术股份有限公司","C04010311801003078730000109","钛网板a:140.2×159.6","钛网板a:140.2×159.6","面积：223.76cm²; 长×宽：14.02cm×15.96cm\n"]
["15292","神经外科","6","6","颅骨网","金属颅骨网板（三维）","/","/","已维护","国械注准20193131677","内固定钛网板系统","内固定钛网板系统-钛网板","纯钛","西安康拓医疗技术股份有限公司","西安康拓医疗技术股份有限公司","C04010311801003078730000110","钛网板a:97.8×93","钛网板a:97.8×93","面积：90.95cm²; 长×宽：9.78cm×9.3cm\n"]
["15292","神经外科","6","6","颅骨网","金属颅骨网板（三维）","/","/","已维护","国械注准20193131677","内固定钛网板系统","内固定钛网板系统-钛网板","纯钛","西安康拓医疗技术股份有限公司","西安康拓医疗技术股份有限公司","C04010311801003078730000111","钛网板a:132.5×150.7","钛网板a:132.5×150.7","面积：199.68cm²; 长×宽：13.25cm×15.07cm\n"]
["15292","神经外科","6","6","颅骨网","金属颅骨网板（三维）","/","/","已维护","国械注准20193131677","内固定钛网板系统","内固定钛网板系统-钛网板","纯钛","西安康拓医疗技术股份有限公司","西安康拓医疗技术股份有限公司","C04010311801003078730000113","钛网板a:66.3×63.1","钛网板a:66.3×63.1","面积：41.84cm²; 长×宽：6.63cm×6.31cm\n"]
["15292","神经外科","6","6","颅骨网","金属颅骨网板（三维）","/","/","已维护","国械注准20193131677","内固定钛网板系统","内固定钛网板系统-钛网板","纯钛","西安康拓医疗技术股份有限公司","西安康拓医疗技术股份有限公司","C04010311801003078730000114","钛网板a:201.8×213","钛网板a:201.8×213","面积：429.83cm²; 长×宽：20.18cm×21.3cm\n"]
["15292","神经外科","6","6","颅骨网","金属颅骨网板（三维）","/","/","已维护","国械注准20193131677","内固定钛网板系统","内固定钛网板系统-钛网板","纯钛","西安康拓医疗技术股份有限公司","西安康拓医疗技术股份有限公司","C04010311801003078730000120","钛网板a:120.9×119.6","钛网板a:120.9×119.6","面积：144.6cm²; 长×宽：12.09cm×11.96cm\n"]
["15304","神经外科","11","11","颅骨连接片","PEEK连接片","/","/","已维护","国械注准20223131474","聚醚醚酮颅骨修补系统","聚醚醚酮颅骨修补系统-连接板","聚醚醚酮","成都美益达医疗科技有限公司","成都美益达医疗科技有限公司","C04010411803002072190000166","MMSLZA22060104","MMSLZA22060104","直行四孔连接片，长22mm，宽6mm，厚1mm。"]
["15318","神经外科","8","8","颅骨网","PEEK颅骨网板","/","/","已维护","国械注准20243132159","个性化聚醚醚酮颅骨缺损修复假体","个性化聚醚醚酮颅骨缺损修复假体","聚醚醚酮","西安康拓医疗技术股份有限公司","西安康拓医疗技术股份有限公司","C04010311803002078730002352","KTM-L6T1S2","KTM-L6T1S2","面积：98.01cm²；长×宽：9.9cm×9.9cm\n"]
["15318","神经外科","8","8","颅骨网","PEEK颅骨网板","/","/","已维护","国械注准20243132159","个性化聚醚醚酮颅骨缺损修复假体","个性化聚醚醚酮颅骨缺损修复假体","聚醚醚酮","西安康拓医疗技术股份有限公司","西安康拓医疗技术股份有限公司","C04010311803002078730002224","KTM-L5T1S2","KTM-L5T1S2","面积：79.21cm²；长×宽：8.9cm×8.9cm\n"]
["15318","神经外科","8","8","颅骨网","PEEK颅骨网板","/","/","已维护","国械注准20243132159","个性化聚醚醚酮颅骨缺损修复假体","个性化聚醚醚酮颅骨缺损修复假体","聚醚醚酮","西安康拓医疗技术股份有限公司","西安康拓医疗技术股份有限公司","C04010311803002078730002202","KTM-L4T1S2","KTM-L4T1S2","面积：62.41cm²；长×宽：7.9cm×7.9cm\n"]
["15318","神经外科","8","8","颅骨网","PEEK颅骨网板","/","/","已维护","国械注准20243132159","个性化聚醚醚酮颅骨缺损修复假体","个性化聚醚醚酮颅骨缺损修复假体","聚醚醚酮","西安康拓医疗技术股份有限公司","西安康拓医疗技术股份有限公司","C04010311803002078730002248","KTM-L3T1S2","KTM-L3T1S2","面积：47.61cm²；长×宽：6.9cm×6.9cm\n"]
["15318","神经外科","8","8","颅骨网","PEEK颅骨网板","/","/","已维护","国械注准20243132159","个性化聚醚醚酮颅骨缺损修复假体","个性化聚醚醚酮颅骨缺损修复假体","聚醚醚酮","西安康拓医疗技术股份有限公司","西安康拓医疗技术股份有限公司","C04010311803002078730002359","KTM-L2T1S1","KTM-L2T1S1","面积：34.81cm²；长×宽：5.9cm×5.9cm\n"]
["15318","神经外科","8","8","颅骨网","PEEK颅骨网板","/","/","已维护","国械注准20243132159","个性化聚醚醚酮颅骨缺损修复假体","个性化聚醚醚酮颅骨缺损修复假体","聚醚醚酮","西安康拓医疗技术股份有限公司","西安康拓医疗技术股份有限公司","C04010311803002078730002207","KTM-L1T1S1","KTM-L1T1S1","面积：24.01cm²；长×宽：4.9cm×4.9cm\n"]
["15318","神经外科","8","8","颅骨网","PEEK颅骨网板","/","/","已维护","国械注准20243132159","个性化聚醚醚酮颅骨缺损修复假体","个性化聚醚醚酮颅骨缺损修复假体","聚醚醚酮","西安康拓医疗技术股份有限公司","西安康拓医疗技术股份有限公司","C04010311803002078730002306","KTM-L12T2S3","KTM-L12T2S3","面积：289cm²；长×宽：17cm×17cm\n"]
["15318","神经外科","8","8","颅骨网","PEEK颅骨网板","/","/","已维护","国械注准20243132159","个性化聚醚醚酮颅骨缺损修复假体","个性化聚醚醚酮颅骨缺损修复假体","聚醚醚酮","西安康拓医疗技术股份有限公司","西安康拓医疗技术股份有限公司","C04010311803002078730002157","KTM-L11T2S3","KTM-L11T2S3","面积：222.01cm²；长×宽：14.9cm×14.9cm\n"]
["15318","神经外科","8","8","颅骨网","PEEK颅骨网板","/","/","已维护","国械注准20243132159","个性化聚醚醚酮颅骨缺损修复假体","个性化聚醚醚酮颅骨缺损修复假体","聚醚醚酮","西安康拓医疗技术股份有限公司","西安康拓医疗技术股份有限公司","C04010311803002078730002183","KTM-L10T2S3","KTM-L10T2S3","面积：193.21cm²；长×宽：13.9cm×13.9cm\n"]
["15318","神经外科","8","8","颅骨网","PEEK颅骨网板","/","/","已维护","国械注准20243132159","个性化聚醚醚酮颅骨缺损修复假体","个性化聚醚醚酮颅骨缺损修复假体","聚醚醚酮","西安康拓医疗技术股份有限公司","西安康拓医疗技术股份有限公司","C04010311803002078730002357","KTM-L9T2S2","KTM-L9T2S2","面积：166.41cm²；长×宽：12.9cm×12.9cm\n"]
["15318","神经外科","8","8","颅骨网","PEEK颅骨网板","/","/","已维护","国械注准20243132159","个性化聚醚醚酮颅骨缺损修复假体","个性化聚醚醚酮颅骨缺损修复假体","聚醚醚酮","西安康拓医疗技术股份有限公司","西安康拓医疗技术股份有限公司","C04010311803002078730002262","KTM-L8T2S2","KTM-L8T2S2","面积：141.61cm²；长×宽：11.9cm×11.9cm\n"]
["15318","神经外科","8","8","颅骨网","PEEK颅骨网板","/","/","已维护","国械注准20243132159","个性化聚醚醚酮颅骨缺损修复假体","个性化聚醚醚酮颅骨缺损修复假体","聚醚醚酮","西安康拓医疗技术股份有限公司","西安康拓医疗技术股份有限公司","C04010311803002078730002260","KTM-L7T2S2","KTM-L7T2S2","面积：118.81cm²；长×宽：10.9cm×10.9cm\n"]
["15318","神经外科","8","8","颅骨网","PEEK颅骨网板","/","/","已维护","国械注准20243132159","个性化聚醚醚酮颅骨缺损修复假体","个性化聚醚醚酮颅骨缺损修复假体","聚醚醚酮","西安康拓医疗技术股份有限公司","西安康拓医疗技术股份有限公司","C04010311803002078730002310","KTM-L6T2S2","KTM-L6T2S2","面积：98.01cm²；长×宽：9.9cm×9.9cm\n"]
["15318","神经外科","8","8","颅骨网","PEEK颅骨网板","/","/","已维护","国械注准20243132159","个性化聚醚醚酮颅骨缺损修复假体","个性化聚醚醚酮颅骨缺损修复假体","聚醚醚酮","西安康拓医疗技术股份有限公司","西安康拓医疗技术股份有限公司","C04010311803002078730002301","KTM-L5T2S2","KTM-L5T2S2","面积：79.21cm²；长×宽：8.9cm×8.9cm\n"]
["15318","神经外科","8","8","颅骨网","PEEK颅骨网板","/","/","已维护","国械注准20243132159","个性化聚醚醚酮颅骨缺损修复假体","个性化聚醚醚酮颅骨缺损修复假体","聚醚醚酮","西安康拓医疗技术股份有限公司","西安康拓医疗技术股份有限公司","C04010311803002078730002367","KTM-L4T2S2","KTM-L4T2S2","面积：62.41cm²；长×宽：7.9cm×7.9cm\n"]
["15318","神经外科","8","8","颅骨网","PEEK颅骨网板","/","/","已维护","国械注准20243132159","个性化聚醚醚酮颅骨缺损修复假体","个性化聚醚醚酮颅骨缺损修复假体","聚醚醚酮","西安康拓医疗技术股份有限公司","西安康拓医疗技术股份有限公司","C04010311803002078730002212","KTM-L3T2S2","KTM-L3T2S2","面积：47.61cm²；长×宽：6.9cm×6.9cm\n"]
["15318","神经外科","8","8","颅骨网","PEEK颅骨网板","/","/","已维护","国械注准20243132159","个性化聚醚醚酮颅骨缺损修复假体","个性化聚醚醚酮颅骨缺损修复假体","聚醚醚酮","西安康拓医疗技术股份有限公司","西安康拓医疗技术股份有限公司","C04010311803002078730002283","KTM-L2T2S1","KTM-L2T2S1","面积：34.81cm²；长×宽：5.9cm×5.9cm\n"]
["15318","神经外科","8","8","颅骨网","PEEK颅骨网板","/","/","已维护","国械注准20243132159","个性化聚醚醚酮颅骨缺损修复假体","个性化聚醚醚酮颅骨缺损修复假体","聚醚醚酮","西安康拓医疗技术股份有限公司","西安康拓医疗技术股份有限公司","C04010311803002078730002265","KTM-L1T2S1","KTM-L1T2S1","面积：24.01cm²；长×宽：4.9cm×4.9cm\n"]
["15318","神经外科","8","8","颅骨网","PEEK颅骨网板","/","/","已维护","国械注准20243132159","个性化聚醚醚酮颅骨缺损修复假体","个性化聚醚醚酮颅骨缺损修复假体","聚醚醚酮","西安康拓医疗技术股份有限公司","西安康拓医疗技术股份有限公司","C04010311803002078730002223","KTM-L12T1S3","KTM-L12T1S3","面积：289cm²；长×宽：17cm×17cm\n"]
["15318","神经外科","8","8","颅骨网","PEEK颅骨网板","/","/","已维护","国械注准20243132159","个性化聚醚醚酮颅骨缺损修复假体","个性化聚醚醚酮颅骨缺损修复假体","聚醚醚酮","西安康拓医疗技术股份有限公司","西安康拓医疗技术股份有限公司","C04010311803002078730002203","KTM-L11T1S3","KTM-L11T1S3","面积：222.01cm²；长×宽：14.9cm×14.9cm\n"]
["15318","神经外科","8","8","颅骨网","PEEK颅骨网板","/","/","已维护","国械注准20243132159","个性化聚醚醚酮颅骨缺损修复假体","个性化聚醚醚酮颅骨缺损修复假体","聚醚醚酮","西安康拓医疗技术股份有限公司","西安康拓医疗技术股份有限公司","C04010311803002078730002234","KTM-L10T1S3","KTM-L10T1S3","面积：193.21cm²；长×宽：13.9cm×13.9cm\n"]
["15318","神经外科","8","8","颅骨网","PEEK颅骨网板","/","/","已维护","国械注准20243132159","个性化聚醚醚酮颅骨缺损修复假体","个性化聚醚醚酮颅骨缺损修复假体","聚醚醚酮","西安康拓医疗技术股份有限公司","西安康拓医疗技术股份有限公司","C04010311803002078730002305","KTM-L9T1S2","KTM-L9T1S2","面积：166.41cm²；长×宽：12.9cm×12.9cm\n"]
["15318","神经外科","8","8","颅骨网","PEEK颅骨网板","/","/","已维护","国械注准20243132159","个性化聚醚醚酮颅骨缺损修复假体","个性化聚醚醚酮颅骨缺损修复假体","聚醚醚酮","西安康拓医疗技术股份有限公司","西安康拓医疗技术股份有限公司","C04010311803002078730002197","KTM-L8T1S2","KTM-L8T1S2","面积：141.61cm²；长×宽：11.9cm×11.9cm\n"]
["15318","神经外科","8","8","颅骨网","PEEK颅骨网板","/","/","已维护","国械注准20243132159","个性化聚醚醚酮颅骨缺损修复假体","个性化聚醚醚酮颅骨缺损修复假体","聚醚醚酮","西安康拓医疗技术股份有限公司","西安康拓医疗技术股份有限公司","C04010311803002078730002219","KTM-L7T1S2","KTM-L7T1S2","面积：118.81cm²；长×宽：10.9cm×10.9cm\n"]
["15335","神经外科","8","8","颅骨网","PEEK颅骨网板","/","/","已维护","国械注准20223130917","聚醚醚酮预制颅骨板","聚醚醚酮预制颅骨板","聚醚醚酮","西安康拓医疗技术股份有限公司","西安康拓医疗技术股份有限公司","C04010311803002078730001909","KT-T1L23H8D3","KT-T1L23H8D3","面积：225cm²；长×宽：15cm×15cm\n"]
["15335","神经外科","8","8","颅骨网","PEEK颅骨网板","/","/","已维护","国械注准20223130917","聚醚醚酮预制颅骨板","聚醚醚酮预制颅骨板","聚醚醚酮","西安康拓医疗技术股份有限公司","西安康拓医疗技术股份有限公司","C04010311803002078730001926","KT-T1L23H8D2","KT-T1L23H8D2","面积：225cm²；长×宽：15cm×15cm\n"]
["15335","神经外科","8","8","颅骨网","PEEK颅骨网板","/","/","已维护","国械注准20223130917","聚醚醚酮预制颅骨板","聚醚醚酮预制颅骨板","聚醚醚酮","西安康拓医疗技术股份有限公司","西安康拓医疗技术股份有限公司","C04010311803002078730001946","KT-T1L23H7D3","KT-T1L23H7D3","面积：225cm²；长×宽：15cm×15cm\n"]
["15335","神经外科","8","8","颅骨网","PEEK颅骨网板","/","/","已维护","国械注准20223130917","聚醚醚酮预制颅骨板","聚醚醚酮预制颅骨板","聚醚醚酮","西安康拓医疗技术股份有限公司","西安康拓医疗技术股份有限公司","C04010311803002078730001907","KT-T1L17H7D2","KT-T1L17H7D2","面积：144cm²；长×宽：12cm×12cm\n"]
["15335","神经外科","8","8","颅骨网","PEEK颅骨网板","/","/","已维护","国械注准20223130917","聚醚醚酮预制颅骨板","聚醚醚酮预制颅骨板","聚醚醚酮","西安康拓医疗技术股份有限公司","西安康拓医疗技术股份有限公司","C04010311803002078730001903","KT-T1L17H5D3","KT-T1L17H5D3","面积：144cm²；长×宽：12cm×12cm\n"]
["15335","神经外科","8","8","颅骨网","PEEK颅骨网板","/","/","已维护","国械注准20223130917","聚醚醚酮预制颅骨板","聚醚醚酮预制颅骨板","聚醚醚酮","西安康拓医疗技术股份有限公司","西安康拓医疗技术股份有限公司","C04010311803002078730001901","KT-T1L16H7D2","KT-T1L16H7D2","面积：132.25cm²；长×宽：11.5cm×11.5cm\n"]
["15335","神经外科","8","8","颅骨网","PEEK颅骨网板","/","/","已维护","国械注准20223130917","聚醚醚酮预制颅骨板","聚醚醚酮预制颅骨板","聚醚醚酮","西安康拓医疗技术股份有限公司","西安康拓医疗技术股份有限公司","C04010311803002078730001893","KT-T1L13H7D2","KT-T1L13H7D2","面积：100cm²；长×宽：10cm×10cm\n"]
["15335","神经外科","8","8","颅骨网","PEEK颅骨网板","/","/","已维护","国械注准20223130917","聚醚醚酮预制颅骨板","聚醚醚酮预制颅骨板","聚醚醚酮","西安康拓医疗技术股份有限公司","西安康拓医疗技术股份有限公司","C04010311803002078730001945","KT-T1L20H6D3","KT-T1L20H6D3","面积：182.25cm²；长×宽：13.5cm×13.5cm\n"]
["15335","神经外科","8","8","颅骨网","PEEK颅骨网板","/","/","已维护","国械注准20223130917","聚醚醚酮预制颅骨板","聚醚醚酮预制颅骨板","聚醚醚酮","西安康拓医疗技术股份有限公司","西安康拓医疗技术股份有限公司","C04010311803002078730001942","KT-T1L17H6D3","KT-T1L17H6D3","面积：144cm²；长×宽：12cm×12cm\n"]
["15335","神经外科","8","8","颅骨网","PEEK颅骨网板","/","/","已维护","国械注准20223130917","聚醚醚酮预制颅骨板","聚醚醚酮预制颅骨板","聚醚醚酮","西安康拓医疗技术股份有限公司","西安康拓医疗技术股份有限公司","C04010311803002078730001940","KT-T1L14H6D3","KT-T1L14H6D3","面积：110.25cm²；长×宽：10.5cm×10.5cm\n"]
["15335","神经外科","8","8","颅骨网","PEEK颅骨网板","/","/","已维护","国械注准20223130917","聚醚醚酮预制颅骨板","聚醚醚酮预制颅骨板","聚醚醚酮","西安康拓医疗技术股份有限公司","西安康拓医疗技术股份有限公司","C04010311803002078730001938","KT-T1L11H6D3","KT-T1L11H6D3","面积：81cm²；长×宽：9cm×9cm\n"]
["15336","神经外科","11","11","颅骨连接片","PEEK连接片","/","/","已维护","国械注准20243131957","颅骨修补重建系统","颅骨修补重建系统-连接片","聚醚醚酮（PEEK）","南京普立蒙医疗科技有限公司","南京普立蒙医疗科技有限公司","C04010411803002016590000975","(O形连接片)长度L：20mm，宽度W：5.2mm，孔数6，灭菌包装","OCP 01",""]
["15336","神经外科","11","11","颅骨连接片","PEEK连接片","/","/","已维护","国械注准20243131957","颅骨修补重建系统","颅骨修补重建系统-连接片","聚醚醚酮（PEEK）","南京普立蒙医疗科技有限公司","南京普立蒙医疗科技有限公司","C04010411803002016590003084","(O形连接片)长度L：20mm，宽度W：5.2mm，孔数6，非灭菌包装","OCP 01",""]
["15336","神经外科","11","11","颅骨连接片","PEEK连接片","/","/","已维护","国械注准20243131957","颅骨修补重建系统","颅骨修补重建系统-连接片","聚醚醚酮（PEEK）","南京普立蒙医疗科技有限公司","南京普立蒙医疗科技有限公司","C04010411803002016590000211","(O形连接片)长度L：20mm，宽度W：5.2mm，孔数5，非灭菌包装","OCP 02",""]
["15336","神经外科","11","11","颅骨连接片","PEEK连接片","/","/","已维护","国械注准20243131957","颅骨修补重建系统","颅骨修补重建系统-连接片","聚醚醚酮（PEEK）","南京普立蒙医疗科技有限公司","南京普立蒙医疗科技有限公司","C04010411803002016590002666","(O形连接片)长度L：20mm，宽度W：5.2mm，孔数5，灭菌包装","OCP 02",""]
["15336","神经外科","11","11","颅骨连接片","PEEK连接片","/","/","已维护","国械注准20243131957","颅骨修补重建系统","颅骨修补重建系统-连接片","聚醚醚酮（PEEK）","南京普立蒙医疗科技有限公司","南京普立蒙医疗科技有限公司","C04010411803002016590000699","(O形连接片)长度L：24mm，宽度W：5.2mm，孔数5，非灭菌包装","OCP 02",""]
["15336","神经外科","11","11","颅骨连接片","PEEK连接片","/","/","已维护","国械注准20243131957","颅骨修补重建系统","颅骨修补重建系统-连接片","聚醚醚酮（PEEK）","南京普立蒙医疗科技有限公司","南京普立蒙医疗科技有限公司","C04010411803002016590001097","(O形连接片)长度L：24mm，宽度W：5.2mm，孔数5，灭菌包装","OCP 02",""]
["15336","神经外科","11","11","颅骨连接片","PEEK连接片","/","/","已维护","国械注准20243131957","颅骨修补重建系统","颅骨修补重建系统-连接片","聚醚醚酮（PEEK）","南京普立蒙医疗科技有限公司","南京普立蒙医疗科技有限公司","C04010411803002016590002588","(O形连接片)长度L：24mm，宽度W：5.2mm，孔数6，非灭菌包装","OCP 01",""]
["15336","神经外科","11","11","颅骨连接片","PEEK连接片","/","/","已维护","国械注准20243131957","颅骨修补重建系统","颅骨修补重建系统-连接片","聚醚醚酮（PEEK）","南京普立蒙医疗科技有限公司","南京普立蒙医疗科技有限公司","C04010411803002016590000371","(O形连接片)长度L：26mm，宽度W：5.2mm，孔数6，灭菌包装","OCP 01",""]
["15336","神经外科","11","11","颅骨连接片","PEEK连接片","/","/","已维护","国械注准20243131957","颅骨修补重建系统","颅骨修补重建系统-连接片","聚醚醚酮（PEEK）","南京普立蒙医疗科技有限公司","南京普立蒙医疗科技有限公司","C04010411803002016590000696","(O形连接片)长度L：26mm，宽度W：5.2mm，孔数5，非灭菌包装","OCP 02",""]
["15336","神经外科","11","11","颅骨连接片","PEEK连接片","/","/","已维护","国械注准20243131957","颅骨修补重建系统","颅骨修补重建系统-连接片","聚醚醚酮（PEEK）","南京普立蒙医疗科技有限公司","南京普立蒙医疗科技有限公司","C04010411803002016590000698","(O形连接片)长度L：26mm，宽度W：5.2mm，孔数5，灭菌包装","OCP 02",""]
["15336","神经外科","11","11","颅骨连接片","PEEK连接片","/","/","已维护","国械注准20243131957","颅骨修补重建系统","颅骨修补重建系统-连接片","聚醚醚酮（PEEK）","南京普立蒙医疗科技有限公司","南京普立蒙医疗科技有限公司","C04010411803002016590001086","(O形连接片)长度L：26mm，宽度W：5.2mm，孔数6，非灭菌包装","OCP 01",""]
["15336","神经外科","11","11","颅骨连接片","PEEK连接片","/","/","已维护","国械注准20243131957","颅骨修补重建系统","颅骨修补重建系统-连接片","聚醚醚酮（PEEK）","南京普立蒙医疗科技有限公司","南京普立蒙医疗科技有限公司","C04010411803002016590001462","(O形连接片)长度L：30mm，宽度W：5.2mm，孔数5，非灭菌包装","OCP 02",""]
["15336","神经外科","11","11","颅骨连接片","PEEK连接片","/","/","已维护","国械注准20243131957","颅骨修补重建系统","颅骨修补重建系统-连接片","聚醚醚酮（PEEK）","南京普立蒙医疗科技有限公司","南京普立蒙医疗科技有限公司","C04010411803002016590002148","(O形连接片)长度L：30mm，宽度W：5.2mm，孔数6，灭菌包装","OCP 01",""]
["15336","神经外科","11","11","颅骨连接片","PEEK连接片","/","/","已维护","国械注准20243131957","颅骨修补重建系统","颅骨修补重建系统-连接片","聚醚醚酮（PEEK）","南京普立蒙医疗科技有限公司","南京普立蒙医疗科技有限公司","C04010411803002016590002658","(O形连接片)长度L：30mm，宽度W：5.2mm，孔数5，灭菌包装","OCP 02",""]
["15336","神经外科","11","11","颅骨连接片","PEEK连接片","/","/","已维护","国械注准20243131957","颅骨修补重建系统","颅骨修补重建系统-连接片","聚醚醚酮（PEEK）","南京普立蒙医疗科技有限公司","南京普立蒙医疗科技有限公司","C04010411803002016590001046","(直形连接板)长度L：17mm，宽度W：5.2mm，孔数2，灭菌包装","SCP 01",""]
["15336","神经外科","11","11","颅骨连接片","PEEK连接片","/","/","已维护","国械注准20243131957","颅骨修补重建系统","颅骨修补重建系统-连接片","聚醚醚酮（PEEK）","南京普立蒙医疗科技有限公司","南京普立蒙医疗科技有限公司","C04010411803002016590003106","(O形连接片)长度L：30mm，宽度W：5.2mm，孔数6，非灭菌包装","OCP 01",""]
["15336","神经外科","11","11","颅骨连接片","PEEK连接片","/","/","已维护","国械注准20243131957","颅骨修补重建系统","颅骨修补重建系统-连接片","聚醚醚酮（PEEK）","南京普立蒙医疗科技有限公司","南京普立蒙医疗科技有限公司","C04010411803002016590001896","(直形连接板)长度L：14mm，宽度W：5.2mm，孔数2，非灭菌包装","SCP 01",""]
["15336","神经外科","11","11","颅骨连接片","PEEK连接片","/","/","已维护","国械注准20243131957","颅骨修补重建系统","颅骨修补重建系统-连接片","聚醚醚酮（PEEK）","南京普立蒙医疗科技有限公司","南京普立蒙医疗科技有限公司","C04010411803002016590002965","(直形连接板)长度L：14mm，宽度W：5.2mm，孔数2，灭菌包装","SCP 01",""]
["15336","神经外科","11","11","颅骨连接片","PEEK连接片","/","/","已维护","国械注准20243131957","颅骨修补重建系统","颅骨修补重建系统-连接片","聚醚醚酮（PEEK）","南京普立蒙医疗科技有限公司","南京普立蒙医疗科技有限公司","C04010411803002016590001774","(直形连接板)长度L：17mm，宽度W：5.2mm，孔数2，非灭菌包装","SCP 01",""]
["15336","神经外科","11","11","颅骨连接片","PEEK连接片","/","/","已维护","国械注准20243131957","颅骨修补重建系统","颅骨修补重建系统-连接片","聚醚醚酮（PEEK）","南京普立蒙医疗科技有限公司","南京普立蒙医疗科技有限公司","C04010411803002016590000578","(直形连接板)长度L：22mm，宽度W：5.2mm，孔数4，非灭菌包装","SCP 02",""]
["15336","神经外科","11","11","颅骨连接片","PEEK连接片","/","/","已维护","国械注准20243131957","颅骨修补重建系统","颅骨修补重建系统-连接片","聚醚醚酮（PEEK）","南京普立蒙医疗科技有限公司","南京普立蒙医疗科技有限公司","C04010411803002016590002637","(直形连接板)长度L：22mm，宽度W：5.2mm，孔数4，灭菌包装","SCP 02",""]
["15336","神经外科","11","11","颅骨连接片","PEEK连接片","/","/","已维护","国械注准20243131957","颅骨修补重建系统","颅骨修补重建系统-连接片","聚醚醚酮（PEEK）","南京普立蒙医疗科技有限公司","南京普立蒙医疗科技有限公司","C04010411803002016590001945","(直形连接板)长度L：25mm，宽度W：5.2mm，孔数4，非灭菌包装","SCP 02",""]
["15336","神经外科","11","11","颅骨连接片","PEEK连接片","/","/","已维护","国械注准20243131957","颅骨修补重建系统","颅骨修补重建系统-连接片","聚醚醚酮（PEEK）","南京普立蒙医疗科技有限公司","南京普立蒙医疗科技有限公司","C04010411803002016590002331","(直形连接板)长度L：25mm，宽度W：5.2mm，孔数4，灭菌包装","SCP 02",""]
["15336","神经外科","11","11","颅骨连接片","PEEK连接片","/","/","已维护","国械注准20243131957","颅骨修补重建系统","颅骨修补重建系统-连接片","聚醚醚酮（PEEK）","南京普立蒙医疗科技有限公司","南京普立蒙医疗科技有限公司","C04010411803002016590002411","(O形连接片)长度L：24mm，宽度W：5.2mm，孔数6，灭菌包装","OCP 01",""]
["15340","神经外科","8","8","颅骨网","PEEK颅骨网板","/","/","已维护","国械注准20223130917","聚醚醚酮预制颅骨板","聚醚醚酮预制颅骨板","聚醚醚酮","西安康拓医疗技术股份有限公司","西安康拓医疗技术股份有限公司","C04010511800001078730004626","KT-T1L11H4D2","KT-T1L11H4D2","面积：81cm²；长×宽：9cm×9cm\n"]
["15340","神经外科","8","8","颅骨网","PEEK颅骨网板","/","/","已维护","国械注准20223130917","聚醚醚酮预制颅骨板","聚醚醚酮预制颅骨板","聚醚醚酮","西安康拓医疗技术股份有限公司","西安康拓医疗技术股份有限公司","C04010511800001078730005749","KT-T1L9H5D3","KT-T1L9H5D3","面积：64cm²；长×宽：8cm×8cm\n"]
["15340","神经外科","8","8","颅骨网","PEEK颅骨网板","/","/","已维护","国械注准20223130917","聚醚醚酮预制颅骨板","聚醚醚酮预制颅骨板","聚醚醚酮","西安康拓医疗技术股份有限公司","西安康拓医疗技术股份有限公司","C04010511800001078730007153","KT-T1L9H4D3","KT-T1L9H4D3","面积：64cm²；长×宽：8cm×8cm\n"]
["15340","神经外科","8","8","颅骨网","PEEK颅骨网板","/","/","已维护","国械注准20223130917","聚醚醚酮预制颅骨板","聚醚醚酮预制颅骨板","聚醚醚酮","西安康拓医疗技术股份有限公司","西安康拓医疗技术股份有限公司","C04010511800001078730007005","KT-T1L6H4D3","KT-T1L6H4D3","面积：42.25cm²；长×宽：6.5cm×6.5cm\n"]
["15340","神经外科","8","8","颅骨网","PEEK颅骨网板","/","/","已维护","国械注准20223130917","聚醚醚酮预制颅骨板","聚醚醚酮预制颅骨板","聚醚醚酮","西安康拓医疗技术股份有限公司","西安康拓医疗技术股份有限公司","C04010511800001078730005687","KT-T1L24H7D3","KT-T1L24H7D3","面积：240.25cm²；长×宽：15.5cm×15.5cm\n"]
["15340","神经外科","8","8","颅骨网","PEEK颅骨网板","/","/","已维护","国械注准20223130917","聚醚醚酮预制颅骨板","聚醚醚酮预制颅骨板","聚醚醚酮","西安康拓医疗技术股份有限公司","西安康拓医疗技术股份有限公司","C04010511800001078730007132","KT-T1L23H6D3","KT-T1L23H6D3","面积：225cm²；长×宽：15cm×15cm\n"]
["15340","神经外科","8","8","颅骨网","PEEK颅骨网板","/","/","已维护","国械注准20223130917","聚醚醚酮预制颅骨板","聚醚醚酮预制颅骨板","聚醚醚酮","西安康拓医疗技术股份有限公司","西安康拓医疗技术股份有限公司","C04010511800001078730004308","KT-T1L21H6D3","KT-T1L21H6D3","面积：196cm²；长×宽：14cm×14cm\n"]
["15340","神经外科","8","8","颅骨网","PEEK颅骨网板","/","/","已维护","国械注准20223130917","聚醚醚酮预制颅骨板","聚醚醚酮预制颅骨板","聚醚醚酮","西安康拓医疗技术股份有限公司","西安康拓医疗技术股份有限公司","C04010511800001078730005179","KT-T1L21H5D3","KT-T1L21H5D3","面积：196cm²；长×宽：14cm×14cm\n"]
["15340","神经外科","8","8","颅骨网","PEEK颅骨网板","/","/","已维护","国械注准20223130917","聚醚醚酮预制颅骨板","聚醚醚酮预制颅骨板","聚醚醚酮","西安康拓医疗技术股份有限公司","西安康拓医疗技术股份有限公司","C04010511800001078730005585","KT-T1L19H6D3","KT-T1L19H6D3","面积：169cm²；长×宽：13cm×13cm\n"]
["15340","神经外科","8","8","颅骨网","PEEK颅骨网板","/","/","已维护","国械注准20223130917","聚醚醚酮预制颅骨板","聚醚醚酮预制颅骨板","聚醚醚酮","西安康拓医疗技术股份有限公司","西安康拓医疗技术股份有限公司","C04010511800001078730007520","KT-T1L19H6D2","KT-T1L19H6D2","面积：169cm²；长×宽：13cm×13cm\n"]
["15340","神经外科","8","8","颅骨网","PEEK颅骨网板","/","/","已维护","国械注准20223130917","聚醚醚酮预制颅骨板","聚醚醚酮预制颅骨板","聚醚醚酮","西安康拓医疗技术股份有限公司","西安康拓医疗技术股份有限公司","C04010511800001078730004396","KT-T1L19H3D3","KT-T1L19H3D3","面积：169cm²；长×宽：13cm×13cm\n"]
["15340","神经外科","8","8","颅骨网","PEEK颅骨网板","/","/","已维护","国械注准20223130917","聚醚醚酮预制颅骨板","聚醚醚酮预制颅骨板","聚醚醚酮","西安康拓医疗技术股份有限公司","西安康拓医疗技术股份有限公司","C04010511800001078730005198","KT-T1L18H7D3","KT-T1L18H7D3","面积：156.25cm²；长×宽：12.5cm×12.5cm\n"]
["15340","神经外科","8","8","颅骨网","PEEK颅骨网板","/","/","已维护","国械注准20223130917","聚醚醚酮预制颅骨板","聚醚醚酮预制颅骨板","聚醚醚酮","西安康拓医疗技术股份有限公司","西安康拓医疗技术股份有限公司","C04010511800001078730006057","KT-T1L17H8D3","KT-T1L17H8D3","面积：144cm²；长×宽：12cm×12cm\n"]
["15340","神经外科","8","8","颅骨网","PEEK颅骨网板","/","/","已维护","国械注准20223130917","聚醚醚酮预制颅骨板","聚醚醚酮预制颅骨板","聚醚醚酮","西安康拓医疗技术股份有限公司","西安康拓医疗技术股份有限公司","C04010511800001078730005410","KT-T1L16H7D3","KT-T1L16H7D3","面积：132.25cm²；长×宽：11.5cm×11.5cm\n"]
["15340","神经外科","8","8","颅骨网","PEEK颅骨网板","/","/","已维护","国械注准20223130917","聚醚醚酮预制颅骨板","聚醚醚酮预制颅骨板","聚醚醚酮","西安康拓医疗技术股份有限公司","西安康拓医疗技术股份有限公司","C04010511800001078730006520","KT-T1L16H5D3","KT-T1L16H5D3","面积：132.25cm²；长×宽：11.5cm×11.5cm\n"]
["15340","神经外科","8","8","颅骨网","PEEK颅骨网板","/","/","已维护","国械注准20223130917","聚醚醚酮预制颅骨板","聚醚醚酮预制颅骨板","聚醚醚酮","西安康拓医疗技术股份有限公司","西安康拓医疗技术股份有限公司","C04010511800001078730006491","KT-T1L16H3D3","KT-T1L16H3D3","面积：132.25cm²；长×宽：11.5cm×11.5cm\n"]
["15340","神经外科","8","8","颅骨网","PEEK颅骨网板","/","/","已维护","国械注准20223130917","聚醚醚酮预制颅骨板","聚醚醚酮预制颅骨板","聚醚醚酮","西安康拓医疗技术股份有限公司","西安康拓医疗技术股份有限公司","C04010511800001078730004703","KT-T1L15H9D3","KT-T1L15H9D3","面积：121cm²；长×宽：11cm×11cm\n"]
["15340","神经外科","8","8","颅骨网","PEEK颅骨网板","/","/","已维护","国械注准20223130917","聚醚醚酮预制颅骨板","聚醚醚酮预制颅骨板","聚醚醚酮","西安康拓医疗技术股份有限公司","西安康拓医疗技术股份有限公司","C04010511800001078730007511","KT-T1L13H5D3","KT-T1L13H5D3","面积：100cm²；长×宽：10cm×10cm\n"]
["15340","神经外科","8","8","颅骨网","PEEK颅骨网板","/","/","已维护","国械注准20223130917","聚醚醚酮预制颅骨板","聚醚醚酮预制颅骨板","聚醚醚酮","西安康拓医疗技术股份有限公司","西安康拓医疗技术股份有限公司","C04010511800001078730004596","KT-T1L13H3D3","KT-T1L13H3D3","面积：100cm²；长×宽：10cm×10cm\n"]
["15340","神经外科","8","8","颅骨网","PEEK颅骨网板","/","/","已维护","国械注准20223130917","聚醚醚酮预制颅骨板","聚醚醚酮预制颅骨板","聚醚醚酮","西安康拓医疗技术股份有限公司","西安康拓医疗技术股份有限公司","C04010511800001078730006813","KT-T1L11H3D3","KT-T1L11H3D3","面积：81cm²；长×宽：9cm×9cm\n"]
["15340","神经外科","8","8","颅骨网","PEEK颅骨网板","/","/","已维护","国械注准20223130917","聚醚醚酮预制颅骨板","聚醚醚酮预制颅骨板","聚醚醚酮","西安康拓医疗技术股份有限公司","西安康拓医疗技术股份有限公司","C04010511800001078730005373","KT-T1L9H6D3","KT-T1L9H6D3","面积：64cm²；长×宽：8cm×8cm\n"]
["15340","神经外科","8","8","颅骨网","PEEK颅骨网板","/","/","已维护","国械注准20223130917","聚醚醚酮预制颅骨板","聚醚醚酮预制颅骨板","聚醚醚酮","西安康拓医疗技术股份有限公司","西安康拓医疗技术股份有限公司","C04010511800001078730006282","KT-T1L3H6D3","KT-T1L3H6D3","面积：25cm²；长×宽：5cm×5cm\n"]
["15340","神经外科","8","8","颅骨网","PEEK颅骨网板","/","/","已维护","国械注准20223130917","聚醚醚酮预制颅骨板","聚醚醚酮预制颅骨板","聚醚醚酮","西安康拓医疗技术股份有限公司","西安康拓医疗技术股份有限公司","C04010511800001078730005056","KT-T1L3H3D3","KT-T1L3H3D3","面积：25cm²；长×宽：5cm×5cm\n"]
["15340","神经外科","8","8","颅骨网","PEEK颅骨网板","/","/","已维护","国械注准20223130917","聚醚醚酮预制颅骨板","聚醚醚酮预制颅骨板","聚醚醚酮","西安康拓医疗技术股份有限公司","西安康拓医疗技术股份有限公司","C04010511800001078730003886","KT-T1L21H8D3","KT-T1L21H8D3","面积：196cm²；长×宽：14cm×14cm\n"]
["15340","神经外科","8","8","颅骨网","PEEK颅骨网板","/","/","已维护","国械注准20223130917","聚醚醚酮预制颅骨板","聚醚醚酮预制颅骨板","聚醚醚酮","西安康拓医疗技术股份有限公司","西安康拓医疗技术股份有限公司","C04010511800001078730005692","KT-T1L21H7D3","KT-T1L21H7D3","面积：196cm²；长×宽：14cm×14cm\n"]
["15340","神经外科","8","8","颅骨网","PEEK颅骨网板","/","/","已维护","国械注准20223130917","聚醚醚酮预制颅骨板","聚醚醚酮预制颅骨板","聚醚醚酮","西安康拓医疗技术股份有限公司","西安康拓医疗技术股份有限公司","C04010511800001078730004900","KT-T1L18H6D3","KT-T1L18H6D3","面积：156.25cm²；长×宽：12.5cm×12.5cm\n"]
["15340","神经外科","8","8","颅骨网","PEEK颅骨网板","/","/","已维护","国械注准20223130917","聚醚醚酮预制颅骨板","聚醚醚酮预制颅骨板","聚醚醚酮","西安康拓医疗技术股份有限公司","西安康拓医疗技术股份有限公司","C04010511800001078730006700","KT-T1L18H5D3","KT-T1L18H5D3","面积：156.25cm²；长×宽：12.5cm×12.5cm\n"]
["15340","神经外科","8","8","颅骨网","PEEK颅骨网板","/","/","已维护","国械注准20223130917","聚醚醚酮预制颅骨板","聚醚醚酮预制颅骨板","聚醚醚酮","西安康拓医疗技术股份有限公司","西安康拓医疗技术股份有限公司","C04010511800001078730006322","KT-T1L16H6D3","KT-T1L16H6D3","面积：132.25cm²；长×宽：11.5cm×11.5cm\n"]
["15340","神经外科","8","8","颅骨网","PEEK颅骨网板","/","/","已维护","国械注准20223130917","聚醚醚酮预制颅骨板","聚醚醚酮预制颅骨板","聚醚醚酮","西安康拓医疗技术股份有限公司","西安康拓医疗技术股份有限公司","C04010511800001078730006984","KT-T1L13H6D3","KT-T1L13H6D3","面积：100cm²；长×宽：10cm×10cm\n"]
["15346","神经外科","8","8","颅骨网","PEEK颅骨网板","/","/","已维护","国械注准20153130567","聚醚醚酮颅骨修补系统","聚醚醚酮颅骨修补系统","聚醚醚酮","西安康拓医疗技术股份有限公司","西安康拓医疗技术股份有限公司","C04010311803002078730001888","KTGB595×90°","KTGB595×90°","面积：90.25cm²；长×宽：9.5cm×9.5cm\n"]
["15346","神经外科","8","8","颅骨网","PEEK颅骨网板","/","/","已维护","国械注准20153130567","聚醚醚酮颅骨修补系统","聚醚醚酮颅骨修补系统","聚醚醚酮","西安康拓医疗技术股份有限公司","西安康拓医疗技术股份有限公司","C04010311803002078730001883","KTGB585×90°","KTGB585×90°","面积：72.25cm²；长×宽：8.5cm×8.5cm\n"]
["15346","神经外科","8","8","颅骨网","PEEK颅骨网板","/","/","已维护","国械注准20153130567","聚醚醚酮颅骨修补系统","聚醚醚酮颅骨修补系统","聚醚醚酮","西安康拓医疗技术股份有限公司","西安康拓医疗技术股份有限公司","C04010311803002078730001881","KTGB580×90°","KTGB580×90°","面积：64cm²；长×宽：8cm×8cm\n"]
["15346","神经外科","8","8","颅骨网","PEEK颅骨网板","/","/","已维护","国械注准20153130567","聚醚醚酮颅骨修补系统","聚醚醚酮颅骨修补系统","聚醚醚酮","西安康拓医疗技术股份有限公司","西安康拓医疗技术股份有限公司","C04010311803002078730001931","KTGB5150×120°","KTGB5150×120°","面积：225cm²；长×宽：15cm×15cm\n"]
["15346","神经外科","8","8","颅骨网","PEEK颅骨网板","/","/","已维护","国械注准20153130567","聚醚醚酮颅骨修补系统","聚醚醚酮颅骨修补系统","聚醚醚酮","西安康拓医疗技术股份有限公司","西安康拓医疗技术股份有限公司","C04010311803002078730001915","KTGB5145×90°","KTGB5145×90°","面积：210.25cm²；长×宽：14.5cm×14.5cm\n"]
["15346","神经外科","8","8","颅骨网","PEEK颅骨网板","/","/","已维护","国械注准20153130567","聚醚醚酮颅骨修补系统","聚醚醚酮颅骨修补系统","聚醚醚酮","西安康拓医疗技术股份有限公司","西安康拓医疗技术股份有限公司","C04010311803002078730001929","KTGB5145×120°","KTGB5145×120°","面积：210.25cm²；长×宽：14.5cm×14.5cm\n"]
["15346","神经外科","8","8","颅骨网","PEEK颅骨网板","/","/","已维护","国械注准20153130567","聚醚醚酮颅骨修补系统","聚醚醚酮颅骨修补系统","聚醚醚酮","西安康拓医疗技术股份有限公司","西安康拓医疗技术股份有限公司","C04010311803002078730001925","KTGB5135×120°","KTGB5135×120°","面积：182.25cm²；长×宽：13.5cm×13.5cm\n"]
["15346","神经外科","8","8","颅骨网","PEEK颅骨网板","/","/","已维护","国械注准20153130567","聚醚醚酮颅骨修补系统","聚醚醚酮颅骨修补系统","聚醚醚酮","西安康拓医疗技术股份有限公司","西安康拓医疗技术股份有限公司","C04010311803002078730001923","KTGB5130×120°","KTGB5130×120°","面积：169cm²；长×宽：13cm×13cm\n"]
["15346","神经外科","8","8","颅骨网","PEEK颅骨网板","/","/","已维护","国械注准20153130567","聚醚醚酮颅骨修补系统","聚醚醚酮颅骨修补系统","聚醚醚酮","西安康拓医疗技术股份有限公司","西安康拓医疗技术股份有限公司","C04010311803002078730001921","KTGB5125×120°","KTGB5125×120°","面积：156.25cm²；长×宽：12.5cm×12.5cm\n"]
["15346","神经外科","8","8","颅骨网","PEEK颅骨网板","/","/","已维护","国械注准20153130567","聚醚醚酮颅骨修补系统","聚醚醚酮颅骨修补系统","聚醚醚酮","西安康拓医疗技术股份有限公司","西安康拓医疗技术股份有限公司","C04010311803002078730001905","KTGB5125×105°","KTGB5125×105°","面积：156.25cm²；长×宽：12.5cm×12.5cm\n"]
["15346","神经外科","8","8","颅骨网","PEEK颅骨网板","/","/","已维护","国械注准20153130567","聚醚醚酮颅骨修补系统","聚醚醚酮颅骨修补系统","聚醚醚酮","西安康拓医疗技术股份有限公司","西安康拓医疗技术股份有限公司","C04010311803002078730001919","KTGB5120×120°","KTGB5120×120°","面积：144cm²；长×宽：12cm×12cm\n"]
["15346","神经外科","8","8","颅骨网","PEEK颅骨网板","/","/","已维护","国械注准20153130567","聚醚醚酮颅骨修补系统","聚醚醚酮颅骨修补系统","聚醚醚酮","西安康拓医疗技术股份有限公司","西安康拓医疗技术股份有限公司","C04010311803002078730001899","KTGB5115×105°","KTGB5115×105°","面积：132.25cm²；长×宽：11.5cm×11.5cm\n"]
["15346","神经外科","8","8","颅骨网","PEEK颅骨网板","/","/","已维护","国械注准20153130567","聚醚醚酮颅骨修补系统","聚醚醚酮颅骨修补系统","聚醚醚酮","西安康拓医疗技术股份有限公司","西安康拓医疗技术股份有限公司","C04010311803002078730001894","KTGB5105×105°","KTGB5105×105°","面积：110.25cm²；长×宽：10.5cm×10.5cm\n"]
["15346","神经外科","8","8","颅骨网","PEEK颅骨网板","/","/","已维护","国械注准20153130567","聚醚醚酮颅骨修补系统","聚醚醚酮颅骨修补系统","聚醚醚酮","西安康拓医疗技术股份有限公司","西安康拓医疗技术股份有限公司","C04010311803002078730001885","KTGB590×75°","KTGB590×75°","面积：81cm²；长×宽：9cm×9cm\n"]
["15346","神经外科","8","8","颅骨网","PEEK颅骨网板","/","/","已维护","国械注准20153130567","聚醚醚酮颅骨修补系统","聚醚醚酮颅骨修补系统","聚醚醚酮","西安康拓医疗技术股份有限公司","西安康拓医疗技术股份有限公司","C04010311803002078730001876","KTGB560×75°","KTGB560×75°","面积：36cm²；长×宽：6cm×6cm\n"]
["15346","神经外科","8","8","颅骨网","PEEK颅骨网板","/","/","已维护","国械注准20153130567","聚醚醚酮颅骨修补系统","聚醚醚酮颅骨修补系统","聚醚醚酮","西安康拓医疗技术股份有限公司","西安康拓医疗技术股份有限公司","C04010311803002078730001873","KTGB555×60°","KTGB555×60°","面积：30.25cm²；长×宽：5.5cm×5.5cm\n"]
["15346","神经外科","8","8","颅骨网","PEEK颅骨网板","/","/","已维护","国械注准20153130567","聚醚醚酮颅骨修补系统","聚醚醚酮颅骨修补系统","聚醚醚酮","西安康拓医疗技术股份有限公司","西安康拓医疗技术股份有限公司","C04010311803002078730001917","KTGB5150×105°","KTGB5150×105°","面积：225cm²；长×宽：15cm×15cm\n"]
["15346","神经外科","8","8","颅骨网","PEEK颅骨网板","/","/","已维护","国械注准20153130567","聚醚醚酮颅骨修补系统","聚醚醚酮颅骨修补系统","聚醚醚酮","西安康拓医疗技术股份有限公司","西安康拓医疗技术股份有限公司","C04010311803002078730001912","KTGB5140×90°","KTGB5140×90°","面积：196cm²；长×宽：14cm×14cm\n"]
["15346","神经外科","8","8","颅骨网","PEEK颅骨网板","/","/","已维护","国械注准20153130567","聚醚醚酮颅骨修补系统","聚醚醚酮颅骨修补系统","聚醚醚酮","西安康拓医疗技术股份有限公司","西安康拓医疗技术股份有限公司","C04010311803002078730001927","KTGB5140×105°","KTGB5140×105°","面积：196cm²；长×宽：14cm×14cm\n"]
["15346","神经外科","8","8","颅骨网","PEEK颅骨网板","/","/","已维护","国械注准20153130567","聚醚醚酮颅骨修补系统","聚醚醚酮颅骨修补系统","聚醚醚酮","西安康拓医疗技术股份有限公司","西安康拓医疗技术股份有限公司","C04010311803002078730001910","KTGB5135×105°","KTGB5135×105°","面积：182.25cm²；长×宽：13.5cm×13.5cm\n"]
["15346","神经外科","8","8","颅骨网","PEEK颅骨网板","/","/","已维护","国械注准20153130567","聚醚醚酮颅骨修补系统","聚醚醚酮颅骨修补系统","聚醚醚酮","西安康拓医疗技术股份有限公司","西安康拓医疗技术股份有限公司","C04010311803002078730001908","KTGB5130×105°","KTGB5130×105°","面积：169cm²；长×宽：13cm×13cm\n"]
["15346","神经外科","8","8","颅骨网","PEEK颅骨网板","/","/","已维护","国械注准20153130567","聚醚醚酮颅骨修补系统","聚醚醚酮颅骨修补系统","聚醚醚酮","西安康拓医疗技术股份有限公司","西安康拓医疗技术股份有限公司","C04010311803002078730001902","KTGB5120×105°","KTGB5120×105°","面积：144cm²；长×宽：12cm×12cm\n"]
["15346","神经外科","8","8","颅骨网","PEEK颅骨网板","/","/","已维护","国械注准20153130567","聚醚醚酮颅骨修补系统","聚醚醚酮颅骨修补系统","聚醚醚酮","西安康拓医疗技术股份有限公司","西安康拓医疗技术股份有限公司","C04010311803002078730001891","KTGB5100×75°","KTGB5100×75°","面积：100cm²；长×宽：10cm×10cm\n"]
["15350","神经外科","8","8","颅骨网","PEEK颅骨网板","/","/","已维护","国械注准20153130567","聚醚醚酮颅骨修补系统","聚醚醚酮颅骨修补系统-骨板","聚醚醚酮","西安康拓医疗技术股份有限公司","西安康拓医疗技术股份有限公司","C04010411803002078730000652","KTGB595×60°","KTGB595×60°","面积：90.25cm²；长×宽：9.5cm×9.5cm\n"]
["15350","神经外科","8","8","颅骨网","PEEK颅骨网板","/","/","已维护","国械注准20153130567","聚醚醚酮颅骨修补系统","聚醚醚酮颅骨修补系统-骨板","聚醚醚酮","西安康拓医疗技术股份有限公司","西安康拓医疗技术股份有限公司","C04010411803002078730000653","KTGB595×75°","KTGB595×75°","面积：90.25cm²；长×宽：9.5cm×9.5cm\n"]
["15350","神经外科","8","8","颅骨网","PEEK颅骨网板","/","/","已维护","国械注准20153130567","聚醚醚酮颅骨修补系统","聚醚醚酮颅骨修补系统-骨板","聚醚醚酮","西安康拓医疗技术股份有限公司","西安康拓医疗技术股份有限公司","C04010411803002078730000651","KTGB595×45°","KTGB595×45°","面积：90.25cm²；长×宽：9.5cm×9.5cm\n"]
["15350","神经外科","8","8","颅骨网","PEEK颅骨网板","/","/","已维护","国械注准20153130567","聚醚醚酮颅骨修补系统","聚醚醚酮颅骨修补系统-骨板","聚醚醚酮","西安康拓医疗技术股份有限公司","西安康拓医疗技术股份有限公司","C04010411803002078730000648","KTGB590×90°","KTGB590×90°","面积：81cm²；长×宽：9cm×9cm\n"]
["15350","神经外科","8","8","颅骨网","PEEK颅骨网板","/","/","已维护","国械注准20153130567","聚醚醚酮颅骨修补系统","聚醚醚酮颅骨修补系统-骨板","聚醚醚酮","西安康拓医疗技术股份有限公司","西安康拓医疗技术股份有限公司","C04010411803002078730000645","KTGB590×45°","KTGB590×45°","面积：81cm²；长×宽：9cm×9cm\n"]
["15350","神经外科","8","8","颅骨网","PEEK颅骨网板","/","/","已维护","国械注准20153130567","聚醚醚酮颅骨修补系统","聚醚醚酮颅骨修补系统-骨板","聚醚醚酮","西安康拓医疗技术股份有限公司","西安康拓医疗技术股份有限公司","C04010411803002078730000639","KTGB585×45°","KTGB585×45°","面积：72.25cm²；长×宽：8.5cm×8.5cm\n"]
["15350","神经外科","8","8","颅骨网","PEEK颅骨网板","/","/","已维护","国械注准20153130567","聚醚醚酮颅骨修补系统","聚醚醚酮颅骨修补系统-骨板","聚醚醚酮","西安康拓医疗技术股份有限公司","西安康拓医疗技术股份有限公司","C04010411803002078730000635","KTGB580×75°","KTGB580×75°","面积：64cm²；长×宽：8cm×8cm\n"]
["15350","神经外科","8","8","颅骨网","PEEK颅骨网板","/","/","已维护","国械注准20153130567","聚醚醚酮颅骨修补系统","聚醚醚酮颅骨修补系统-骨板","聚醚醚酮","西安康拓医疗技术股份有限公司","西安康拓医疗技术股份有限公司","C04010411803002078730000633","KTGB580×45°","KTGB580×45°","面积：64cm²；长×宽：8cm×8cm\n"]
["15350","神经外科","8","8","颅骨网","PEEK颅骨网板","/","/","已维护","国械注准20153130567","聚醚醚酮颅骨修补系统","聚醚醚酮颅骨修补系统-骨板","聚醚醚酮","西安康拓医疗技术股份有限公司","西安康拓医疗技术股份有限公司","C04010411803002078730000629","KTGB575×75°","KTGB575×75°","面积：56.25cm²；长×宽：7.5cm×7.5cm\n"]
["15350","神经外科","8","8","颅骨网","PEEK颅骨网板","/","/","已维护","国械注准20153130567","聚醚醚酮颅骨修补系统","聚醚醚酮颅骨修补系统-骨板","聚醚醚酮","西安康拓医疗技术股份有限公司","西安康拓医疗技术股份有限公司","C04010411803002078730000628","KTGB575×60°","KTGB575×60°","面积：56.25cm²；长×宽：7.5cm×7.5cm\n"]
["15350","神经外科","8","8","颅骨网","PEEK颅骨网板","/","/","已维护","国械注准20153130567","聚醚醚酮颅骨修补系统","聚醚醚酮颅骨修补系统-骨板","聚醚醚酮","西安康拓医疗技术股份有限公司","西安康拓医疗技术股份有限公司","C04010411803002078730000623","KTGB570×75°","KTGB570×75°","面积：49cm²；长×宽：7cm×7cm\n"]
["15350","神经外科","8","8","颅骨网","PEEK颅骨网板","/","/","已维护","国械注准20153130567","聚醚醚酮颅骨修补系统","聚醚醚酮颅骨修补系统-骨板","聚醚醚酮","西安康拓医疗技术股份有限公司","西安康拓医疗技术股份有限公司","C04010411803002078730000622","KTGB570×60°","KTGB570×60°","面积：49cm²；长×宽：7cm×7cm\n"]
["15350","神经外科","8","8","颅骨网","PEEK颅骨网板","/","/","已维护","国械注准20153130567","聚醚醚酮颅骨修补系统","聚醚醚酮颅骨修补系统-骨板","聚醚醚酮","西安康拓医疗技术股份有限公司","西安康拓医疗技术股份有限公司","C04010411803002078730000621","KTGB570×45°","KTGB570×45°","面积：49cm²；长×宽：7cm×7cm\n"]
["15350","神经外科","8","8","颅骨网","PEEK颅骨网板","/","/","已维护","国械注准20153130567","聚醚醚酮颅骨修补系统","聚醚醚酮颅骨修补系统-骨板","聚醚醚酮","西安康拓医疗技术股份有限公司","西安康拓医疗技术股份有限公司","C04010411803002078730000616","KTGB565×60°","KTGB565×60°","面积：42.25cm²；长×宽：6.5cm×6.5cm\n"]
["15350","神经外科","8","8","颅骨网","PEEK颅骨网板","/","/","已维护","国械注准20153130567","聚醚醚酮颅骨修补系统","聚醚醚酮颅骨修补系统-骨板","聚醚醚酮","西安康拓医疗技术股份有限公司","西安康拓医疗技术股份有限公司","C04010411803002078730000618","KTGB565×90°","KTGB565×90°","面积：42.25cm²；长×宽：6.5cm×6.5cm\n"]
["15350","神经外科","8","8","颅骨网","PEEK颅骨网板","/","/","已维护","国械注准20153130567","聚醚醚酮颅骨修补系统","聚醚醚酮颅骨修补系统-骨板","聚醚醚酮","西安康拓医疗技术股份有限公司","西安康拓医疗技术股份有限公司","C04010411803002078730000615","KTGB565×45°","KTGB565×45°","面积：42.25cm²；长×宽：6.5cm×6.5cm\n"]
["15350","神经外科","8","8","颅骨网","PEEK颅骨网板","/","/","已维护","国械注准20153130567","聚醚醚酮颅骨修补系统","聚醚醚酮颅骨修补系统-骨板","聚醚醚酮","西安康拓医疗技术股份有限公司","西安康拓医疗技术股份有限公司","C04010411803002078730000608","KTGB560×30°","KTGB560×30°","面积：36cm²；长×宽：6cm×6cm\n"]
["15350","神经外科","8","8","颅骨网","PEEK颅骨网板","/","/","已维护","国械注准20153130567","聚醚醚酮颅骨修补系统","聚醚醚酮颅骨修补系统-骨板","聚醚醚酮","西安康拓医疗技术股份有限公司","西安康拓医疗技术股份有限公司","C04010411803002078730000612","KTGB560×90°","KTGB560×90°","面积：36cm²；长×宽：6cm×6cm\n"]
["15350","神经外科","8","8","颅骨网","PEEK颅骨网板","/","/","已维护","国械注准20153130567","聚醚醚酮颅骨修补系统","聚醚醚酮颅骨修补系统-骨板","聚醚醚酮","西安康拓医疗技术股份有限公司","西安康拓医疗技术股份有限公司","C04010411803002078730000605","KTGB555×75°","KTGB555×75°","面积：30.25cm²；长×宽：5.5cm×5.5cm\n"]
["15350","神经外科","8","8","颅骨网","PEEK颅骨网板","/","/","已维护","国械注准20153130567","聚醚醚酮颅骨修补系统","聚醚醚酮颅骨修补系统-骨板","聚醚醚酮","西安康拓医疗技术股份有限公司","西安康拓医疗技术股份有限公司","C04010411803002078730000602","KTGB555×30°","KTGB555×30°","面积：30.25cm²；长×宽：5.5cm×5.5cm\n"]
["15350","神经外科","8","8","颅骨网","PEEK颅骨网板","/","/","已维护","国械注准20153130567","聚醚醚酮颅骨修补系统","聚醚醚酮颅骨修补系统-骨板","聚醚醚酮","西安康拓医疗技术股份有限公司","西安康拓医疗技术股份有限公司","C04010411803002078730000600","KTGB550×90°","KTGB550×90°","面积：25cm²；长×宽：5cm×5cm\n"]
["15350","神经外科","8","8","颅骨网","PEEK颅骨网板","/","/","已维护","国械注准20153130567","聚醚醚酮颅骨修补系统","聚醚醚酮颅骨修补系统-骨板","聚醚醚酮","西安康拓医疗技术股份有限公司","西安康拓医疗技术股份有限公司","C04010411803002078730000598","KTGB550×60°","KTGB550×60°","面积：25cm²；长×宽：5cm×5cm\n"]
["15350","神经外科","8","8","颅骨网","PEEK颅骨网板","/","/","已维护","国械注准20153130567","聚醚醚酮颅骨修补系统","聚醚醚酮颅骨修补系统-骨板","聚醚醚酮","西安康拓医疗技术股份有限公司","西安康拓医疗技术股份有限公司","C04010411803002078730000597","KTGB550×45°","KTGB550×45°","面积：25cm²；长×宽：5cm×5cm\n"]
["15350","神经外科","8","8","颅骨网","PEEK颅骨网板","/","/","已维护","国械注准20153130567","聚醚醚酮颅骨修补系统","聚醚醚酮颅骨修补系统-骨板","聚醚醚酮","西安康拓医疗技术股份有限公司","西安康拓医疗技术股份有限公司","C04010411803002078730000596","KTGB550×30°","KTGB550×30°","面积：25cm²；长×宽：5cm×5cm\n"]
["15350","神经外科","8","8","颅骨网","PEEK颅骨网板","/","/","已维护","国械注准20153130567","聚醚醚酮颅骨修补系统","聚醚醚酮颅骨修补系统-骨板","聚醚醚酮","西安康拓医疗技术股份有限公司","西安康拓医疗技术股份有限公司","C04010411803002078730000590","KTGB545×30°","KTGB545×30°","面积：20.25cm²；长×宽：4.5cm×4.5cm\n"]
["15350","神经外科","8","8","颅骨网","PEEK颅骨网板","/","/","已维护","国械注准20153130567","聚醚醚酮颅骨修补系统","聚醚醚酮颅骨修补系统-骨板","聚醚醚酮","西安康拓医疗技术股份有限公司","西安康拓医疗技术股份有限公司","C04010411803002078730000588","KTGB540×90°","KTGB540×90°","面积：16cm²；长×宽：4cm×4cm\n"]
["15350","神经外科","8","8","颅骨网","PEEK颅骨网板","/","/","已维护","国械注准20153130567","聚醚醚酮颅骨修补系统","聚醚醚酮颅骨修补系统-骨板","聚醚醚酮","西安康拓医疗技术股份有限公司","西安康拓医疗技术股份有限公司","C04010411803002078730000584","KTGB540×30°","KTGB540×30°","面积：16cm²；长×宽：4cm×4cm\n"]
["15350","神经外科","8","8","颅骨网","PEEK颅骨网板","/","/","已维护","国械注准20153130567","聚醚醚酮颅骨修补系统","聚醚醚酮颅骨修补系统-骨板","聚醚醚酮","西安康拓医疗技术股份有限公司","西安康拓医疗技术股份有限公司","C04010411803002078730000583","KTGB540×15°","KTGB540×15°","面积：16cm²；长×宽：4cm×4cm\n"]
["15350","神经外科","8","8","颅骨网","PEEK颅骨网板","/","/","已维护","国械注准20153130567","聚醚醚酮颅骨修补系统","聚醚醚酮颅骨修补系统-骨板","聚醚醚酮","西安康拓医疗技术股份有限公司","西安康拓医疗技术股份有限公司","C04010411803002078730000528","KTGB5165×120°","KTGB5165×120°","面积：272.25cm²；长×宽：16.5cm×16.5cm\n"]
["15350","神经外科","8","8","颅骨网","PEEK颅骨网板","/","/","已维护","国械注准20153130567","聚醚醚酮颅骨修补系统","聚醚醚酮颅骨修补系统-骨板","聚醚醚酮","西安康拓医疗技术股份有限公司","西安康拓医疗技术股份有限公司","C04010411803002078730000520","KTGB5160×105°","KTGB5160×105°","面积：256cm²；长×宽：16cm×16cm\n"]
["15350","神经外科","8","8","颅骨网","PEEK颅骨网板","/","/","已维护","国械注准20153130567","聚醚醚酮颅骨修补系统","聚醚醚酮颅骨修补系统-骨板","聚醚醚酮","西安康拓医疗技术股份有限公司","西安康拓医疗技术股份有限公司","C04010411803002078730000518","KTGB5155×75°","KTGB5155×75°","面积：240.25cm²；长×宽：15.5cm×15.5cm\n"]
["15350","神经外科","8","8","颅骨网","PEEK颅骨网板","/","/","已维护","国械注准20153130567","聚醚醚酮颅骨修补系统","聚醚醚酮颅骨修补系统-骨板","聚醚醚酮","西安康拓医疗技术股份有限公司","西安康拓医疗技术股份有限公司","C04010411803002078730000513","KTGB5155×105°","KTGB5155×105°","面积：240.25cm²；长×宽：15.5cm×15.5cm\n"]
["15350","神经外科","8","8","颅骨网","PEEK颅骨网板","/","/","已维护","国械注准20153130567","聚醚醚酮颅骨修补系统","聚醚醚酮颅骨修补系统-骨板","聚醚醚酮","西安康拓医疗技术股份有限公司","西安康拓医疗技术股份有限公司","C04010411803002078730000511","KTGB5150×75°","KTGB5150×75°","面积：225cm²；长×宽：15cm×15cm\n"]
["15350","神经外科","8","8","颅骨网","PEEK颅骨网板","/","/","已维护","国械注准20153130567","聚醚醚酮颅骨修补系统","聚醚醚酮颅骨修补系统-骨板","聚醚醚酮","西安康拓医疗技术股份有限公司","西安康拓医疗技术股份有限公司","C04010411803002078730000504","KTGB5145×75°","KTGB5145×75°","面积：210.25cm²；长×宽：14.5cm×14.5cm\n"]
["15350","神经外科","8","8","颅骨网","PEEK颅骨网板","/","/","已维护","国械注准20153130567","聚醚醚酮颅骨修补系统","聚醚醚酮颅骨修补系统-骨板","聚醚醚酮","西安康拓医疗技术股份有限公司","西安康拓医疗技术股份有限公司","C04010411803002078730000503","KTGB5145×60°","KTGB5145×60°","面积：210.25cm²；长×宽：14.5cm×14.5cm\n"]
["15350","神经外科","8","8","颅骨网","PEEK颅骨网板","/","/","已维护","国械注准20153130567","聚醚醚酮颅骨修补系统","聚醚醚酮颅骨修补系统-骨板","聚醚醚酮","西安康拓医疗技术股份有限公司","西安康拓医疗技术股份有限公司","C04010411803002078730000499","KTGB5145×105°","KTGB5145×105°","面积：210.25cm²；长×宽：14.5cm×14.5cm\n"]
["15350","神经外科","8","8","颅骨网","PEEK颅骨网板","/","/","已维护","国械注准20153130567","聚醚醚酮颅骨修补系统","聚醚醚酮颅骨修补系统-骨板","聚醚醚酮","西安康拓医疗技术股份有限公司","西安康拓医疗技术股份有限公司","C04010411803002078730000497","KTGB5140×75°","KTGB5140×75°","面积：196cm²；长×宽：14cm×14cm\n"]
["15350","神经外科","8","8","颅骨网","PEEK颅骨网板","/","/","已维护","国械注准20153130567","聚醚醚酮颅骨修补系统","聚醚醚酮颅骨修补系统-骨板","聚醚醚酮","西安康拓医疗技术股份有限公司","西安康拓医疗技术股份有限公司","C04010411803002078730000490","KTGB5135×75°","KTGB5135×75°","面积：182.25cm²；长×宽：13.5cm×13.5cm\n"]
["15350","神经外科","8","8","颅骨网","PEEK颅骨网板","/","/","已维护","国械注准20153130567","聚醚醚酮颅骨修补系统","聚醚醚酮颅骨修补系统-骨板","聚醚醚酮","西安康拓医疗技术股份有限公司","西安康拓医疗技术股份有限公司","C04010411803002078730000491","KTGB5135×90°","KTGB5135×90°","面积：182.25cm²；长×宽：13.5cm×13.5cm\n"]
["15350","神经外科","8","8","颅骨网","PEEK颅骨网板","/","/","已维护","国械注准20153130567","聚醚醚酮颅骨修补系统","聚醚醚酮颅骨修补系统-骨板","聚醚醚酮","西安康拓医疗技术股份有限公司","西安康拓医疗技术股份有限公司","C04010411803002078730000489","KTGB5135×60°","KTGB5135×60°","面积：182.25cm²；长×宽：13.5cm×13.5cm\n"]
["15350","神经外科","8","8","颅骨网","PEEK颅骨网板","/","/","已维护","国械注准20153130567","聚醚醚酮颅骨修补系统","聚醚醚酮颅骨修补系统-骨板","聚醚醚酮","西安康拓医疗技术股份有限公司","西安康拓医疗技术股份有限公司","C04010411803002078730000483","KTGB5130×75°","KTGB5130×75°","面积：169cm²；长×宽：13cm×13cm\n"]
["15350","神经外科","8","8","颅骨网","PEEK颅骨网板","/","/","已维护","国械注准20153130567","聚醚醚酮颅骨修补系统","聚醚醚酮颅骨修补系统-骨板","聚醚醚酮","西安康拓医疗技术股份有限公司","西安康拓医疗技术股份有限公司","C04010411803002078730000477","KTGB5125×90°","KTGB5125×90°","面积：156.25cm²；长×宽：12.5cm×12.5cm\n"]
["15350","神经外科","8","8","颅骨网","PEEK颅骨网板","/","/","已维护","国械注准20153130567","聚醚醚酮颅骨修补系统","聚醚醚酮颅骨修补系统-骨板","聚醚醚酮","西安康拓医疗技术股份有限公司","西安康拓医疗技术股份有限公司","C04010411803002078730000470","KTGB5120×90°","KTGB5120×90°","面积：144cm²；长×宽：12cm×12cm\n"]
["15350","神经外科","8","8","颅骨网","PEEK颅骨网板","/","/","已维护","国械注准20153130567","聚醚醚酮颅骨修补系统","聚醚醚酮颅骨修补系统-骨板","聚醚醚酮","西安康拓医疗技术股份有限公司","西安康拓医疗技术股份有限公司","C04010411803002078730000469","KTGB5120×75°","KTGB5120×75°","面积：144cm²；长×宽：12cm×12cm\n"]
["15350","神经外科","8","8","颅骨网","PEEK颅骨网板","/","/","已维护","国械注准20153130567","聚醚醚酮颅骨修补系统","聚醚醚酮颅骨修补系统-骨板","聚醚醚酮","西安康拓医疗技术股份有限公司","西安康拓医疗技术股份有限公司","C04010411803002078730000458","KTGB5115×120°","KTGB5115×120°","面积：132.25cm²；长×宽：11.5cm×11.5cm\n"]
["15350","神经外科","8","8","颅骨网","PEEK颅骨网板","/","/","已维护","国械注准20153130567","聚醚醚酮颅骨修补系统","聚醚醚酮颅骨修补系统-骨板","聚醚醚酮","西安康拓医疗技术股份有限公司","西安康拓医疗技术股份有限公司","C04010411803002078730000462","KTGB5115×75°","KTGB5115×75°","面积：132.25cm²；长×宽：11.5cm×11.5cm\n"]
["15350","神经外科","8","8","颅骨网","PEEK颅骨网板","/","/","已维护","国械注准20153130567","聚醚醚酮颅骨修补系统","聚醚醚酮颅骨修补系统-骨板","聚醚醚酮","西安康拓医疗技术股份有限公司","西安康拓医疗技术股份有限公司","C04010411803002078730000463","KTGB5115×90°","KTGB5115×90°","面积：132.25cm²；长×宽：11.5cm×11.5cm\n"]
["15350","神经外科","8","8","颅骨网","PEEK颅骨网板","/","/","已维护","国械注准20153130567","聚醚醚酮颅骨修补系统","聚醚醚酮颅骨修补系统-骨板","聚醚醚酮","西安康拓医疗技术股份有限公司","西安康拓医疗技术股份有限公司","C04010411803002078730000455","KTGB5110×75°","KTGB5110×75°","面积：121cm²；长×宽：11cm×11cm\n"]
["15350","神经外科","8","8","颅骨网","PEEK颅骨网板","/","/","已维护","国械注准20153130567","聚醚醚酮颅骨修补系统","聚醚醚酮颅骨修补系统-骨板","聚醚醚酮","西安康拓医疗技术股份有限公司","西安康拓医疗技术股份有限公司","C04010411803002078730000456","KTGB5110×90°","KTGB5110×90°","面积：121cm²；长×宽：11cm×11cm\n"]
["15350","神经外科","8","8","颅骨网","PEEK颅骨网板","/","/","已维护","国械注准20153130567","聚醚醚酮颅骨修补系统","聚醚醚酮颅骨修补系统-骨板","聚醚醚酮","西安康拓医疗技术股份有限公司","西安康拓医疗技术股份有限公司","C04010411803002078730000451","KTGB5110×120°","KTGB5110×120°","面积：121cm²；长×宽：11cm×11cm\n"]
["15350","神经外科","8","8","颅骨网","PEEK颅骨网板","/","/","已维护","国械注准20153130567","聚醚醚酮颅骨修补系统","聚醚醚酮颅骨修补系统-骨板","聚醚醚酮","西安康拓医疗技术股份有限公司","西安康拓医疗技术股份有限公司","C04010411803002078730000449","KTGB5105×90°","KTGB5105×90°","面积：110.25cm²；长×宽：10.5cm×10.5cm\n"]
["15350","神经外科","8","8","颅骨网","PEEK颅骨网板","/","/","已维护","国械注准20153130567","聚醚醚酮颅骨修补系统","聚醚醚酮颅骨修补系统-骨板","聚醚醚酮","西安康拓医疗技术股份有限公司","西安康拓医疗技术股份有限公司","C04010411803002078730000440","KTGB5100×60°","KTGB5100×60°","面积：100cm²；长×宽：10cm×10cm\n"]
["15350","神经外科","8","8","颅骨网","PEEK颅骨网板","/","/","已维护","国械注准20153130567","聚醚醚酮颅骨修补系统","聚醚醚酮颅骨修补系统-骨板","聚醚醚酮","西安康拓医疗技术股份有限公司","西安康拓医疗技术股份有限公司","C04010411803002078730000439","KTGB5100×45°","KTGB5100×45°","面积：100cm²；长×宽：10cm×10cm\n"]
["15350","神经外科","8","8","颅骨网","PEEK颅骨网板","/","/","已维护","国械注准20153130567","聚醚醚酮颅骨修补系统","聚醚醚酮颅骨修补系统-骨板","聚醚醚酮","西安康拓医疗技术股份有限公司","西安康拓医疗技术股份有限公司","C04010411803002078730000433","KTGB495×45°","KTGB495×45°","面积：90.25cm²；长×宽：9.5cm×9.5cm\n"]
["15350","神经外科","8","8","颅骨网","PEEK颅骨网板","/","/","已维护","国械注准20153130567","聚醚醚酮颅骨修补系统","聚醚醚酮颅骨修补系统-骨板","聚醚醚酮","西安康拓医疗技术股份有限公司","西安康拓医疗技术股份有限公司","C04010411803002078730000434","KTGB495×60°","KTGB495×60°","面积：90.25cm²；长×宽：9.5cm×9.5cm\n"]
["15350","神经外科","8","8","颅骨网","PEEK颅骨网板","/","/","已维护","国械注准20153130567","聚醚醚酮颅骨修补系统","聚醚醚酮颅骨修补系统-骨板","聚醚醚酮","西安康拓医疗技术股份有限公司","西安康拓医疗技术股份有限公司","C04010411803002078730000432","KTGB495×30°","KTGB495×30°","面积：90.25cm²；长×宽：9.5cm×9.5cm\n"]
["15350","神经外科","8","8","颅骨网","PEEK颅骨网板","/","/","已维护","国械注准20153130567","聚醚醚酮颅骨修补系统","聚醚醚酮颅骨修补系统-骨板","聚醚醚酮","西安康拓医疗技术股份有限公司","西安康拓医疗技术股份有限公司","C04010411803002078730000431","KTGB495×15°","KTGB495×15°","面积：90.25cm²；长×宽：9.5cm×9.5cm\n"]
["15350","神经外科","8","8","颅骨网","PEEK颅骨网板","/","/","已维护","国械注准20153130567","聚醚醚酮颅骨修补系统","聚醚醚酮颅骨修补系统-骨板","聚醚醚酮","西安康拓医疗技术股份有限公司","西安康拓医疗技术股份有限公司","C04010411803002078730000426","KTGB490×30°","KTGB490×30°","面积：81cm²；长×宽：9cm×9cm\n"]
["15350","神经外科","8","8","颅骨网","PEEK颅骨网板","/","/","已维护","国械注准20153130567","聚醚醚酮颅骨修补系统","聚醚醚酮颅骨修补系统-骨板","聚醚醚酮","西安康拓医疗技术股份有限公司","西安康拓医疗技术股份有限公司","C04010411803002078730000427","KTGB490×45°","KTGB490×45°","面积：81cm²；长×宽：9cm×9cm\n"]
["15350","神经外科","8","8","颅骨网","PEEK颅骨网板","/","/","已维护","国械注准20153130567","聚醚醚酮颅骨修补系统","聚醚醚酮颅骨修补系统-骨板","聚醚醚酮","西安康拓医疗技术股份有限公司","西安康拓医疗技术股份有限公司","C04010411803002078730000425","KTGB490×15°","KTGB490×15°","面积：81cm²；长×宽：9cm×9cm\n"]
["15350","神经外科","8","8","颅骨网","PEEK颅骨网板","/","/","已维护","国械注准20153130567","聚醚醚酮颅骨修补系统","聚醚醚酮颅骨修补系统-骨板","聚醚醚酮","西安康拓医疗技术股份有限公司","西安康拓医疗技术股份有限公司","C04010411803002078730000429","KTGB490×75°","KTGB490×75°","面积：81cm²；长×宽：9cm×9cm\n"]
["15350","神经外科","8","8","颅骨网","PEEK颅骨网板","/","/","已维护","国械注准20153130567","聚醚醚酮颅骨修补系统","聚醚醚酮颅骨修补系统-骨板","聚醚醚酮","西安康拓医疗技术股份有限公司","西安康拓医疗技术股份有限公司","C04010411803002078730000421","KTGB485×45°","KTGB485×45°","面积：72.25cm²；长×宽：8.5cm×8.5cm\n"]
["15350","神经外科","8","8","颅骨网","PEEK颅骨网板","/","/","已维护","国械注准20153130567","聚醚醚酮颅骨修补系统","聚醚醚酮颅骨修补系统-骨板","聚醚醚酮","西安康拓医疗技术股份有限公司","西安康拓医疗技术股份有限公司","C04010411803002078730000420","KTGB485×30°","KTGB485×30°","面积：72.25cm²；长×宽：8.5cm×8.5cm\n"]
["15350","神经外科","8","8","颅骨网","PEEK颅骨网板","/","/","已维护","国械注准20153130567","聚醚醚酮颅骨修补系统","聚醚醚酮颅骨修补系统-骨板","聚醚醚酮","西安康拓医疗技术股份有限公司","西安康拓医疗技术股份有限公司","C04010411803002078730000419","KTGB485×15°","KTGB485×15°","面积：72.25cm²；长×宽：8.5cm×8.5cm\n"]
["15350","神经外科","8","8","颅骨网","PEEK颅骨网板","/","/","已维护","国械注准20153130567","聚醚醚酮颅骨修补系统","聚醚醚酮颅骨修补系统-骨板","聚醚醚酮","西安康拓医疗技术股份有限公司","西安康拓医疗技术股份有限公司","C04010411803002078730000414","KTGB480×30°","KTGB480×30°","面积：64cm²；长×宽：8cm×8cm\n"]
["15350","神经外科","8","8","颅骨网","PEEK颅骨网板","/","/","已维护","国械注准20153130567","聚醚醚酮颅骨修补系统","聚醚醚酮颅骨修补系统-骨板","聚醚醚酮","西安康拓医疗技术股份有限公司","西安康拓医疗技术股份有限公司","C04010411803002078730000413","KTGB480×15°","KTGB480×15°","面积：64cm²；长×宽：8cm×8cm\n"]
["15350","神经外科","8","8","颅骨网","PEEK颅骨网板","/","/","已维护","国械注准20153130567","聚醚醚酮颅骨修补系统","聚醚醚酮颅骨修补系统-骨板","聚醚醚酮","西安康拓医疗技术股份有限公司","西安康拓医疗技术股份有限公司","C04010411803002078730000416","KTGB480×60°","KTGB480×60°","面积：64cm²；长×宽：8cm×8cm\n"]
["15350","神经外科","8","8","颅骨网","PEEK颅骨网板","/","/","已维护","国械注准20153130567","聚醚醚酮颅骨修补系统","聚醚醚酮颅骨修补系统-骨板","聚醚醚酮","西安康拓医疗技术股份有限公司","西安康拓医疗技术股份有限公司","C04010411803002078730000415","KTGB480×45°","KTGB480×45°","面积：64cm²；长×宽：8cm×8cm\n"]
["15350","神经外科","8","8","颅骨网","PEEK颅骨网板","/","/","已维护","国械注准20153130567","聚醚醚酮颅骨修补系统","聚醚醚酮颅骨修补系统-骨板","聚醚醚酮","西安康拓医疗技术股份有限公司","西安康拓医疗技术股份有限公司","C04010411803002078730000407","KTGB475×15°","KTGB475×15°","面积：56.25cm²；长×宽：7.5cm×7.5cm\n"]
["15350","神经外科","8","8","颅骨网","PEEK颅骨网板","/","/","已维护","国械注准20153130567","聚醚醚酮颅骨修补系统","聚醚醚酮颅骨修补系统-骨板","聚醚醚酮","西安康拓医疗技术股份有限公司","西安康拓医疗技术股份有限公司","C04010411803002078730000409","KTGB475×45°","KTGB475×45°","面积：56.25cm²；长×宽：7.5cm×7.5cm\n"]
["15350","神经外科","8","8","颅骨网","PEEK颅骨网板","/","/","已维护","国械注准20153130567","聚醚醚酮颅骨修补系统","聚醚醚酮颅骨修补系统-骨板","聚醚醚酮","西安康拓医疗技术股份有限公司","西安康拓医疗技术股份有限公司","C04010411803002078730000408","KTGB475×30°","KTGB475×30°","面积：56.25cm²；长×宽：7.5cm×7.5cm\n"]
["15350","神经外科","8","8","颅骨网","PEEK颅骨网板","/","/","已维护","国械注准20153130567","聚醚醚酮颅骨修补系统","聚醚醚酮颅骨修补系统-骨板","聚醚醚酮","西安康拓医疗技术股份有限公司","西安康拓医疗技术股份有限公司","C04010411803002078730000402","KTGB470×30°","KTGB470×30°","面积：49cm²；长×宽：7cm×7cm\n"]
["15350","神经外科","8","8","颅骨网","PEEK颅骨网板","/","/","已维护","国械注准20153130567","聚醚醚酮颅骨修补系统","聚醚醚酮颅骨修补系统-骨板","聚醚醚酮","西安康拓医疗技术股份有限公司","西安康拓医疗技术股份有限公司","C04010411803002078730000405","KTGB470×75°","KTGB470×75°","面积：49cm²；长×宽：7cm×7cm\n"]
["15350","神经外科","8","8","颅骨网","PEEK颅骨网板","/","/","已维护","国械注准20153130567","聚醚醚酮颅骨修补系统","聚醚醚酮颅骨修补系统-骨板","聚醚醚酮","西安康拓医疗技术股份有限公司","西安康拓医疗技术股份有限公司","C04010411803002078730000403","KTGB470×45°","KTGB470×45°","面积：49cm²；长×宽：7cm×7cm\n"]
["15350","神经外科","8","8","颅骨网","PEEK颅骨网板","/","/","已维护","国械注准20153130567","聚醚醚酮颅骨修补系统","聚醚醚酮颅骨修补系统-骨板","聚醚醚酮","西安康拓医疗技术股份有限公司","西安康拓医疗技术股份有限公司","C04010411803002078730000401","KTGB470×15°","KTGB470×15°","面积：49cm²；长×宽：7cm×7cm\n"]
["15350","神经外科","8","8","颅骨网","PEEK颅骨网板","/","/","已维护","国械注准20153130567","聚醚醚酮颅骨修补系统","聚醚醚酮颅骨修补系统-骨板","聚醚醚酮","西安康拓医疗技术股份有限公司","西安康拓医疗技术股份有限公司","C04010411803002078730000406","KTGB470×90°","KTGB470×90°","面积：49cm²；长×宽：7cm×7cm\n"]
["15350","神经外科","8","8","颅骨网","PEEK颅骨网板","/","/","已维护","国械注准20153130567","聚醚醚酮颅骨修补系统","聚醚醚酮颅骨修补系统-骨板","聚醚醚酮","西安康拓医疗技术股份有限公司","西安康拓医疗技术股份有限公司","C04010411803002078730000396","KTGB465×30°","KTGB465×30°","面积：42.25cm²；长×宽：6.5cm×6.5cm\n"]
["15350","神经外科","8","8","颅骨网","PEEK颅骨网板","/","/","已维护","国械注准20153130567","聚醚醚酮颅骨修补系统","聚醚醚酮颅骨修补系统-骨板","聚醚醚酮","西安康拓医疗技术股份有限公司","西安康拓医疗技术股份有限公司","C04010411803002078730000398","KTGB465×60°","KTGB465×60°","面积：42.25cm²；长×宽：6.5cm×6.5cm\n"]
["15350","神经外科","8","8","颅骨网","PEEK颅骨网板","/","/","已维护","国械注准20153130567","聚醚醚酮颅骨修补系统","聚醚醚酮颅骨修补系统-骨板","聚醚醚酮","西安康拓医疗技术股份有限公司","西安康拓医疗技术股份有限公司","C04010411803002078730000397","KTGB465×45°","KTGB465×45°","面积：42.25cm²；长×宽：6.5cm×6.5cm\n"]
["15350","神经外科","8","8","颅骨网","PEEK颅骨网板","/","/","已维护","国械注准20153130567","聚醚醚酮颅骨修补系统","聚醚醚酮颅骨修补系统-骨板","聚醚醚酮","西安康拓医疗技术股份有限公司","西安康拓医疗技术股份有限公司","C04010411803002078730000395","KTGB465×15°","KTGB465×15°","面积：42.25cm²；长×宽：6.5cm×6.5cm\n"]
["15350","神经外科","8","8","颅骨网","PEEK颅骨网板","/","/","已维护","国械注准20153130567","聚醚醚酮颅骨修补系统","聚醚醚酮颅骨修补系统-骨板","聚醚醚酮","西安康拓医疗技术股份有限公司","西安康拓医疗技术股份有限公司","C04010411803002078730000400","KTGB465×90°","KTGB465×90°","面积：42.25cm²；长×宽：6.5cm×6.5cm\n"]
["15350","神经外科","8","8","颅骨网","PEEK颅骨网板","/","/","已维护","国械注准20153130567","聚醚醚酮颅骨修补系统","聚醚醚酮颅骨修补系统-骨板","聚醚醚酮","西安康拓医疗技术股份有限公司","西安康拓医疗技术股份有限公司","C04010411803002078730000389","KTGB460×15°","KTGB460×15°","面积：36cm²；长×宽：6cm×6cm\n"]
["15350","神经外科","8","8","颅骨网","PEEK颅骨网板","/","/","已维护","国械注准20153130567","聚醚醚酮颅骨修补系统","聚醚醚酮颅骨修补系统-骨板","聚醚醚酮","西安康拓医疗技术股份有限公司","西安康拓医疗技术股份有限公司","C04010411803002078730000391","KTGB460×45°","KTGB460×45°","面积：36cm²；长×宽：6cm×6cm\n"]
["15350","神经外科","8","8","颅骨网","PEEK颅骨网板","/","/","已维护","国械注准20153130567","聚醚醚酮颅骨修补系统","聚醚醚酮颅骨修补系统-骨板","聚醚醚酮","西安康拓医疗技术股份有限公司","西安康拓医疗技术股份有限公司","C04010411803002078730000390","KTGB460×30°","KTGB460×30°","面积：36cm²；长×宽：6cm×6cm\n"]
["15350","神经外科","8","8","颅骨网","PEEK颅骨网板","/","/","已维护","国械注准20153130567","聚醚醚酮颅骨修补系统","聚醚醚酮颅骨修补系统-骨板","聚醚醚酮","西安康拓医疗技术股份有限公司","西安康拓医疗技术股份有限公司","C04010411803002078730000385","KTGB455×45°","KTGB455×45°","面积：30.25cm²；长×宽：5.5cm×5.5cm\n"]
["15350","神经外科","8","8","颅骨网","PEEK颅骨网板","/","/","已维护","国械注准20153130567","聚醚醚酮颅骨修补系统","聚醚醚酮颅骨修补系统-骨板","聚醚醚酮","西安康拓医疗技术股份有限公司","西安康拓医疗技术股份有限公司","C04010411803002078730000384","KTGB455×30°","KTGB455×30°","面积：30.25cm²；长×宽：5.5cm×5.5cm\n"]
["15350","神经外科","8","8","颅骨网","PEEK颅骨网板","/","/","已维护","国械注准20153130567","聚醚醚酮颅骨修补系统","聚醚醚酮颅骨修补系统-骨板","聚醚醚酮","西安康拓医疗技术股份有限公司","西安康拓医疗技术股份有限公司","C04010411803002078730000388","KTGB455×90°","KTGB455×90°","面积：30.25cm²；长×宽：5.5cm×5.5cm\n"]
["15350","神经外科","8","8","颅骨网","PEEK颅骨网板","/","/","已维护","国械注准20153130567","聚醚醚酮颅骨修补系统","聚醚醚酮颅骨修补系统-骨板","聚醚醚酮","西安康拓医疗技术股份有限公司","西安康拓医疗技术股份有限公司","C04010411803002078730000383","KTGB455×15°","KTGB455×15°","面积：30.25cm²；长×宽：5.5cm×5.5cm\n"]
["15350","神经外科","8","8","颅骨网","PEEK颅骨网板","/","/","已维护","国械注准20153130567","聚醚醚酮颅骨修补系统","聚醚醚酮颅骨修补系统-骨板","聚醚醚酮","西安康拓医疗技术股份有限公司","西安康拓医疗技术股份有限公司","C04010411803002078730000377","KTGB450×15°","KTGB450×15°","面积：25cm²；长×宽：5cm×5cm\n"]
["15350","神经外科","8","8","颅骨网","PEEK颅骨网板","/","/","已维护","国械注准20153130567","聚醚醚酮颅骨修补系统","聚醚醚酮颅骨修补系统-骨板","聚醚醚酮","西安康拓医疗技术股份有限公司","西安康拓医疗技术股份有限公司","C04010411803002078730000382","KTGB450×90°","KTGB450×90°","面积：25cm²；长×宽：5cm×5cm\n"]
["15350","神经外科","8","8","颅骨网","PEEK颅骨网板","/","/","已维护","国械注准20153130567","聚醚醚酮颅骨修补系统","聚醚醚酮颅骨修补系统-骨板","聚醚醚酮","西安康拓医疗技术股份有限公司","西安康拓医疗技术股份有限公司","C04010411803002078730000378","KTGB450×30°","KTGB450×30°","面积：25cm²；长×宽：5cm×5cm\n"]
["15350","神经外科","8","8","颅骨网","PEEK颅骨网板","/","/","已维护","国械注准20153130567","聚醚醚酮颅骨修补系统","聚醚醚酮颅骨修补系统-骨板","聚醚醚酮","西安康拓医疗技术股份有限公司","西安康拓医疗技术股份有限公司","C04010411803002078730000379","KTGB450×45°","KTGB450×45°","面积：25cm²；长×宽：5cm×5cm\n"]
["15350","神经外科","8","8","颅骨网","PEEK颅骨网板","/","/","已维护","国械注准20153130567","聚醚醚酮颅骨修补系统","聚醚醚酮颅骨修补系统-骨板","聚醚醚酮","西安康拓医疗技术股份有限公司","西安康拓医疗技术股份有限公司","C04010411803002078730000372","KTGB445×30°","KTGB445×30°","面积：20.25cm²；长×宽：4.5cm×4.5cm\n"]
["15350","神经外科","8","8","颅骨网","PEEK颅骨网板","/","/","已维护","国械注准20153130567","聚醚醚酮颅骨修补系统","聚醚醚酮颅骨修补系统-骨板","聚醚醚酮","西安康拓医疗技术股份有限公司","西安康拓医疗技术股份有限公司","C04010411803002078730000375","KTGB445×75°","KTGB445×75°","面积：20.25cm²；长×宽：4.5cm×4.5cm\n"]
["15350","神经外科","8","8","颅骨网","PEEK颅骨网板","/","/","已维护","国械注准20153130567","聚醚醚酮颅骨修补系统","聚醚醚酮颅骨修补系统-骨板","聚醚醚酮","西安康拓医疗技术股份有限公司","西安康拓医疗技术股份有限公司","C04010411803002078730000371","KTGB445×15°","KTGB445×15°","面积：20.25cm²；长×宽：4.5cm×4.5cm\n"]
["15350","神经外科","8","8","颅骨网","PEEK颅骨网板","/","/","已维护","国械注准20153130567","聚醚醚酮颅骨修补系统","聚醚醚酮颅骨修补系统-骨板","聚醚醚酮","西安康拓医疗技术股份有限公司","西安康拓医疗技术股份有限公司","C04010411803002078730000376","KTGB445×90°","KTGB445×90°","面积：20.25cm²；长×宽：4.5cm×4.5cm\n"]
["15350","神经外科","8","8","颅骨网","PEEK颅骨网板","/","/","已维护","国械注准20153130567","聚醚醚酮颅骨修补系统","聚醚醚酮颅骨修补系统-骨板","聚醚醚酮","西安康拓医疗技术股份有限公司","西安康拓医疗技术股份有限公司","C04010411803002078730000373","KTGB445×45°","KTGB445×45°","面积：20.25cm²；长×宽：4.5cm×4.5cm\n"]
["15350","神经外科","8","8","颅骨网","PEEK颅骨网板","/","/","已维护","国械注准20153130567","聚醚醚酮颅骨修补系统","聚醚醚酮颅骨修补系统-骨板","聚醚醚酮","西安康拓医疗技术股份有限公司","西安康拓医疗技术股份有限公司","C04010411803002078730000369","KTGB440×75°","KTGB440×75°","面积：16cm²；长×宽：4cm×4cm\n"]
["15350","神经外科","8","8","颅骨网","PEEK颅骨网板","/","/","已维护","国械注准20153130567","聚醚醚酮颅骨修补系统","聚醚醚酮颅骨修补系统-骨板","聚醚醚酮","西安康拓医疗技术股份有限公司","西安康拓医疗技术股份有限公司","C04010411803002078730000370","KTGB440×90°","KTGB440×90°","面积：16cm²；长×宽：4cm×4cm\n"]
["15350","神经外科","8","8","颅骨网","PEEK颅骨网板","/","/","已维护","国械注准20153130567","聚醚醚酮颅骨修补系统","聚醚醚酮颅骨修补系统-骨板","聚醚醚酮","西安康拓医疗技术股份有限公司","西安康拓医疗技术股份有限公司","C04010411803002078730000358","KTGB4200×105°","KTGB4200×105°","面积：400cm²；长×宽：20cm×20cm\n"]
["15350","神经外科","8","8","颅骨网","PEEK颅骨网板","/","/","已维护","国械注准20153130567","聚醚醚酮颅骨修补系统","聚醚醚酮颅骨修补系统-骨板","聚醚醚酮","西安康拓医疗技术股份有限公司","西安康拓医疗技术股份有限公司","C04010411803002078730000364","KTGB4200×90°","KTGB4200×90°","面积：400cm²；长×宽：20cm×20cm\n"]
["15350","神经外科","8","8","颅骨网","PEEK颅骨网板","/","/","已维护","国械注准20153130567","聚醚醚酮颅骨修补系统","聚醚醚酮颅骨修补系统-骨板","聚醚醚酮","西安康拓医疗技术股份有限公司","西安康拓医疗技术股份有限公司","C04010411803002078730000360","KTGB4200×30°","KTGB4200×30°","面积：400cm²；长×宽：20cm×20cm\n"]
["15350","神经外科","8","8","颅骨网","PEEK颅骨网板","/","/","已维护","国械注准20153130567","聚醚醚酮颅骨修补系统","聚醚醚酮颅骨修补系统-骨板","聚醚醚酮","西安康拓医疗技术股份有限公司","西安康拓医疗技术股份有限公司","C04010411803002078730000359","KTGB4200×120°","KTGB4200×120°","面积：400cm²；长×宽：20cm×20cm\n"]
["15350","神经外科","8","8","颅骨网","PEEK颅骨网板","/","/","已维护","国械注准20153130567","聚醚醚酮颅骨修补系统","聚醚醚酮颅骨修补系统-骨板","聚醚醚酮","西安康拓医疗技术股份有限公司","西安康拓医疗技术股份有限公司","C04010411803002078730000361","KTGB4200×45°","KTGB4200×45°","面积：400cm²；长×宽：20cm×20cm\n"]
["15350","神经外科","8","8","颅骨网","PEEK颅骨网板","/","/","已维护","国械注准20153130567","聚醚醚酮颅骨修补系统","聚醚醚酮颅骨修补系统-骨板","聚醚醚酮","西安康拓医疗技术股份有限公司","西安康拓医疗技术股份有限公司","C04010411803002078730000362","KTGB4200×60°","KTGB4200×60°","面积：400cm²；长×宽：20cm×20cm\n"]
["15350","神经外科","8","8","颅骨网","PEEK颅骨网板","/","/","已维护","国械注准20153130567","聚醚醚酮颅骨修补系统","聚醚醚酮颅骨修补系统-骨板","聚醚醚酮","西安康拓医疗技术股份有限公司","西安康拓医疗技术股份有限公司","C04010411803002078730000363","KTGB4200×75°","KTGB4200×75°","面积：400cm²；长×宽：20cm×20cm\n"]
["15350","神经外科","8","8","颅骨网","PEEK颅骨网板","/","/","已维护","国械注准20153130567","聚醚醚酮颅骨修补系统","聚醚醚酮颅骨修补系统-骨板","聚醚醚酮","西安康拓医疗技术股份有限公司","西安康拓医疗技术股份有限公司","C04010411803002078730000352","KTGB4195×120°","KTGB4195×120°","面积：380.25cm²；长×宽：19.5cm×19.5cm\n"]
["15350","神经外科","8","8","颅骨网","PEEK颅骨网板","/","/","已维护","国械注准20153130567","聚醚醚酮颅骨修补系统","聚醚醚酮颅骨修补系统-骨板","聚醚醚酮","西安康拓医疗技术股份有限公司","西安康拓医疗技术股份有限公司","C04010411803002078730000351","KTGB4195×105°","KTGB4195×105°","面积：380.25cm²；长×宽：19.5cm×19.5cm\n"]
["15350","神经外科","8","8","颅骨网","PEEK颅骨网板","/","/","已维护","国械注准20153130567","聚醚醚酮颅骨修补系统","聚醚醚酮颅骨修补系统-骨板","聚醚醚酮","西安康拓医疗技术股份有限公司","西安康拓医疗技术股份有限公司","C04010411803002078730000354","KTGB4195×45°","KTGB4195×45°","面积：380.25cm²；长×宽：19.5cm×19.5cm\n"]
["15350","神经外科","8","8","颅骨网","PEEK颅骨网板","/","/","已维护","国械注准20153130567","聚醚醚酮颅骨修补系统","聚醚醚酮颅骨修补系统-骨板","聚醚醚酮","西安康拓医疗技术股份有限公司","西安康拓医疗技术股份有限公司","C04010411803002078730000357","KTGB4195×90°","KTGB4195×90°","面积：380.25cm²；长×宽：19.5cm×19.5cm\n"]
["15350","神经外科","8","8","颅骨网","PEEK颅骨网板","/","/","已维护","国械注准20153130567","聚醚醚酮颅骨修补系统","聚醚醚酮颅骨修补系统-骨板","聚醚醚酮","西安康拓医疗技术股份有限公司","西安康拓医疗技术股份有限公司","C04010411803002078730000355","KTGB4195×60°","KTGB4195×60°","面积：380.25cm²；长×宽：19.5cm×19.5cm\n"]
["15350","神经外科","8","8","颅骨网","PEEK颅骨网板","/","/","已维护","国械注准20153130567","聚醚醚酮颅骨修补系统","聚醚醚酮颅骨修补系统-骨板","聚醚醚酮","西安康拓医疗技术股份有限公司","西安康拓医疗技术股份有限公司","C04010411803002078730000356","KTGB4195×75°","KTGB4195×75°","面积：380.25cm²；长×宽：19.5cm×19.5cm\n"]
["15350","神经外科","8","8","颅骨网","PEEK颅骨网板","/","/","已维护","国械注准20153130567","聚醚醚酮颅骨修补系统","聚醚醚酮颅骨修补系统-骨板","聚醚醚酮","西安康拓医疗技术股份有限公司","西安康拓医疗技术股份有限公司","C04010411803002078730000353","KTGB4195×30°","KTGB4195×30°","面积：380.25cm²；长×宽：19.5cm×19.5cm\n"]
["15350","神经外科","8","8","颅骨网","PEEK颅骨网板","/","/","已维护","国械注准20153130567","聚醚醚酮颅骨修补系统","聚醚醚酮颅骨修补系统-骨板","聚醚醚酮","西安康拓医疗技术股份有限公司","西安康拓医疗技术股份有限公司","C04010411803002078730000347","KTGB4190×45°","KTGB4190×45°","面积：361cm²；长×宽：19cm×19cm\n"]
["15350","神经外科","8","8","颅骨网","PEEK颅骨网板","/","/","已维护","国械注准20153130567","聚醚醚酮颅骨修补系统","聚醚醚酮颅骨修补系统-骨板","聚醚醚酮","西安康拓医疗技术股份有限公司","西安康拓医疗技术股份有限公司","C04010411803002078730000346","KTGB4190×30°","KTGB4190×30°","面积：361cm²；长×宽：19cm×19cm\n"]
["15350","神经外科","8","8","颅骨网","PEEK颅骨网板","/","/","已维护","国械注准20153130567","聚醚醚酮颅骨修补系统","聚醚醚酮颅骨修补系统-骨板","聚醚醚酮","西安康拓医疗技术股份有限公司","西安康拓医疗技术股份有限公司","C04010411803002078730000344","KTGB4190×105°","KTGB4190×105°","面积：361cm²；长×宽：19cm×19cm\n"]
["15350","神经外科","8","8","颅骨网","PEEK颅骨网板","/","/","已维护","国械注准20153130567","聚醚醚酮颅骨修补系统","聚醚醚酮颅骨修补系统-骨板","聚醚醚酮","西安康拓医疗技术股份有限公司","西安康拓医疗技术股份有限公司","C04010411803002078730000349","KTGB4190×75°","KTGB4190×75°","面积：361cm²；长×宽：19cm×19cm\n"]
["15350","神经外科","8","8","颅骨网","PEEK颅骨网板","/","/","已维护","国械注准20153130567","聚醚醚酮颅骨修补系统","聚醚醚酮颅骨修补系统-骨板","聚醚醚酮","西安康拓医疗技术股份有限公司","西安康拓医疗技术股份有限公司","C04010411803002078730000345","KTGB4190×120°","KTGB4190×120°","面积：361cm²；长×宽：19cm×19cm\n"]
["15350","神经外科","8","8","颅骨网","PEEK颅骨网板","/","/","已维护","国械注准20153130567","聚醚醚酮颅骨修补系统","聚醚醚酮颅骨修补系统-骨板","聚醚醚酮","西安康拓医疗技术股份有限公司","西安康拓医疗技术股份有限公司","C04010411803002078730000348","KTGB4190×60°","KTGB4190×60°","面积：361cm²；长×宽：19cm×19cm\n"]
["15350","神经外科","8","8","颅骨网","PEEK颅骨网板","/","/","已维护","国械注准20153130567","聚醚醚酮颅骨修补系统","聚醚醚酮颅骨修补系统-骨板","聚醚醚酮","西安康拓医疗技术股份有限公司","西安康拓医疗技术股份有限公司","C04010411803002078730000350","KTGB4190×90°","KTGB4190×90°","面积：361cm²；长×宽：19cm×19cm\n"]
["15350","神经外科","8","8","颅骨网","PEEK颅骨网板","/","/","已维护","国械注准20153130567","聚醚醚酮颅骨修补系统","聚醚醚酮颅骨修补系统-骨板","聚醚醚酮","西安康拓医疗技术股份有限公司","西安康拓医疗技术股份有限公司","C04010411803002078730000340","KTGB4185×45°","KTGB4185×45°","面积：342.25cm²；长×宽：18.5cm×18.5cm\n"]
["15350","神经外科","8","8","颅骨网","PEEK颅骨网板","/","/","已维护","国械注准20153130567","聚醚醚酮颅骨修补系统","聚醚醚酮颅骨修补系统-骨板","聚醚醚酮","西安康拓医疗技术股份有限公司","西安康拓医疗技术股份有限公司","C04010411803002078730000343","KTGB4185×90°","KTGB4185×90°","面积：342.25cm²；长×宽：18.5cm×18.5cm\n"]
["15350","神经外科","8","8","颅骨网","PEEK颅骨网板","/","/","已维护","国械注准20153130567","聚醚醚酮颅骨修补系统","聚醚醚酮颅骨修补系统-骨板","聚醚醚酮","西安康拓医疗技术股份有限公司","西安康拓医疗技术股份有限公司","C04010411803002078730000342","KTGB4185×75°","KTGB4185×75°","面积：342.25cm²；长×宽：18.5cm×18.5cm\n"]
["15350","神经外科","8","8","颅骨网","PEEK颅骨网板","/","/","已维护","国械注准20153130567","聚醚醚酮颅骨修补系统","聚醚醚酮颅骨修补系统-骨板","聚醚醚酮","西安康拓医疗技术股份有限公司","西安康拓医疗技术股份有限公司","C04010411803002078730000338","KTGB4185×120°","KTGB4185×120°","面积：342.25cm²；长×宽：18.5cm×18.5cm\n"]
["15350","神经外科","8","8","颅骨网","PEEK颅骨网板","/","/","已维护","国械注准20153130567","聚醚醚酮颅骨修补系统","聚醚醚酮颅骨修补系统-骨板","聚醚醚酮","西安康拓医疗技术股份有限公司","西安康拓医疗技术股份有限公司","C04010411803002078730000337","KTGB4185×105°","KTGB4185×105°","面积：342.25cm²；长×宽：18.5cm×18.5cm\n"]
["15350","神经外科","8","8","颅骨网","PEEK颅骨网板","/","/","已维护","国械注准20153130567","聚醚醚酮颅骨修补系统","聚醚醚酮颅骨修补系统-骨板","聚醚醚酮","西安康拓医疗技术股份有限公司","西安康拓医疗技术股份有限公司","C04010411803002078730000339","KTGB4185×30°","KTGB4185×30°","面积：342.25cm²；长×宽：18.5cm×18.5cm\n"]
["15350","神经外科","8","8","颅骨网","PEEK颅骨网板","/","/","已维护","国械注准20153130567","聚醚醚酮颅骨修补系统","聚醚醚酮颅骨修补系统-骨板","聚醚醚酮","西安康拓医疗技术股份有限公司","西安康拓医疗技术股份有限公司","C04010411803002078730000341","KTGB4185×60°","KTGB4185×60°","面积：342.25cm²；长×宽：18.5cm×18.5cm\n"]
["15350","神经外科","8","8","颅骨网","PEEK颅骨网板","/","/","已维护","国械注准20153130567","聚醚醚酮颅骨修补系统","聚醚醚酮颅骨修补系统-骨板","聚醚醚酮","西安康拓医疗技术股份有限公司","西安康拓医疗技术股份有限公司","C04010411803002078730000335","KTGB4180×75°","KTGB4180×75°","面积：324cm²；长×宽：18cm×18cm\n"]
["15350","神经外科","8","8","颅骨网","PEEK颅骨网板","/","/","已维护","国械注准20153130567","聚醚醚酮颅骨修补系统","聚醚醚酮颅骨修补系统-骨板","聚醚醚酮","西安康拓医疗技术股份有限公司","西安康拓医疗技术股份有限公司","C04010411803002078730000336","KTGB4180×90°","KTGB4180×90°","面积：324cm²；长×宽：18cm×18cm\n"]
["15350","神经外科","8","8","颅骨网","PEEK颅骨网板","/","/","已维护","国械注准20153130567","聚醚醚酮颅骨修补系统","聚醚醚酮颅骨修补系统-骨板","聚醚醚酮","西安康拓医疗技术股份有限公司","西安康拓医疗技术股份有限公司","C04010411803002078730000334","KTGB4180×60°","KTGB4180×60°","面积：324cm²；长×宽：18cm×18cm\n"]
["15350","神经外科","8","8","颅骨网","PEEK颅骨网板","/","/","已维护","国械注准20153130567","聚醚醚酮颅骨修补系统","聚醚醚酮颅骨修补系统-骨板","聚醚醚酮","西安康拓医疗技术股份有限公司","西安康拓医疗技术股份有限公司","C04010411803002078730000330","KTGB4180×105°","KTGB4180×105°","面积：324cm²；长×宽：18cm×18cm\n"]
["15350","神经外科","8","8","颅骨网","PEEK颅骨网板","/","/","已维护","国械注准20153130567","聚醚醚酮颅骨修补系统","聚醚醚酮颅骨修补系统-骨板","聚醚醚酮","西安康拓医疗技术股份有限公司","西安康拓医疗技术股份有限公司","C04010411803002078730000331","KTGB4180×120°","KTGB4180×120°","面积：324cm²；长×宽：18cm×18cm\n"]
["15350","神经外科","8","8","颅骨网","PEEK颅骨网板","/","/","已维护","国械注准20153130567","聚醚醚酮颅骨修补系统","聚醚醚酮颅骨修补系统-骨板","聚醚醚酮","西安康拓医疗技术股份有限公司","西安康拓医疗技术股份有限公司","C04010411803002078730000333","KTGB4180×45°","KTGB4180×45°","面积：324cm²；长×宽：18cm×18cm\n"]
["15350","神经外科","8","8","颅骨网","PEEK颅骨网板","/","/","已维护","国械注准20153130567","聚醚醚酮颅骨修补系统","聚醚醚酮颅骨修补系统-骨板","聚醚醚酮","西安康拓医疗技术股份有限公司","西安康拓医疗技术股份有限公司","C04010411803002078730000332","KTGB4180×30°","KTGB4180×30°","面积：324cm²；长×宽：18cm×18cm\n"]
["15350","神经外科","8","8","颅骨网","PEEK颅骨网板","/","/","已维护","国械注准20153130567","聚醚醚酮颅骨修补系统","聚醚醚酮颅骨修补系统-骨板","聚醚醚酮","西安康拓医疗技术股份有限公司","西安康拓医疗技术股份有限公司","C04010411803002078730000324","KTGB4175×120°","KTGB4175×120°","面积：306.25cm²；长×宽：17.5cm×17.5cm\n"]
["15350","神经外科","8","8","颅骨网","PEEK颅骨网板","/","/","已维护","国械注准20153130567","聚醚醚酮颅骨修补系统","聚醚醚酮颅骨修补系统-骨板","聚醚醚酮","西安康拓医疗技术股份有限公司","西安康拓医疗技术股份有限公司","C04010411803002078730000325","KTGB4175×30°","KTGB4175×30°","面积：306.25cm²；长×宽：17.5cm×17.5cm\n"]
["15350","神经外科","8","8","颅骨网","PEEK颅骨网板","/","/","已维护","国械注准20153130567","聚醚醚酮颅骨修补系统","聚醚醚酮颅骨修补系统-骨板","聚醚醚酮","西安康拓医疗技术股份有限公司","西安康拓医疗技术股份有限公司","C04010411803002078730000329","KTGB4175×90°","KTGB4175×90°","面积：306.25cm²；长×宽：17.5cm×17.5cm\n"]
["15350","神经外科","8","8","颅骨网","PEEK颅骨网板","/","/","已维护","国械注准20153130567","聚醚醚酮颅骨修补系统","聚醚醚酮颅骨修补系统-骨板","聚醚醚酮","西安康拓医疗技术股份有限公司","西安康拓医疗技术股份有限公司","C04010411803002078730000326","KTGB4175×45°","KTGB4175×45°","面积：306.25cm²；长×宽：17.5cm×17.5cm\n"]
["15350","神经外科","8","8","颅骨网","PEEK颅骨网板","/","/","已维护","国械注准20153130567","聚醚醚酮颅骨修补系统","聚醚醚酮颅骨修补系统-骨板","聚醚醚酮","西安康拓医疗技术股份有限公司","西安康拓医疗技术股份有限公司","C04010411803002078730000327","KTGB4175×60°","KTGB4175×60°","面积：306.25cm²；长×宽：17.5cm×17.5cm\n"]
["15350","神经外科","8","8","颅骨网","PEEK颅骨网板","/","/","已维护","国械注准20153130567","聚醚醚酮颅骨修补系统","聚醚醚酮颅骨修补系统-骨板","聚醚醚酮","西安康拓医疗技术股份有限公司","西安康拓医疗技术股份有限公司","C04010411803002078730000328","KTGB4175×75°","KTGB4175×75°","面积：306.25cm²；长×宽：17.5cm×17.5cm\n"]
["15350","神经外科","8","8","颅骨网","PEEK颅骨网板","/","/","已维护","国械注准20153130567","聚醚醚酮颅骨修补系统","聚醚醚酮颅骨修补系统-骨板","聚醚醚酮","西安康拓医疗技术股份有限公司","西安康拓医疗技术股份有限公司","C04010411803002078730000323","KTGB4175×105°","KTGB4175×105°","面积：306.25cm²；长×宽：17.5cm×17.5cm\n"]
["15350","神经外科","8","8","颅骨网","PEEK颅骨网板","/","/","已维护","国械注准20153130567","聚醚醚酮颅骨修补系统","聚醚醚酮颅骨修补系统-骨板","聚醚醚酮","西安康拓医疗技术股份有限公司","西安康拓医疗技术股份有限公司","C04010411803002078730000320","KTGB4170×60°","KTGB4170×60°","面积：289cm²；长×宽：17cm×17cm\n"]
["15350","神经外科","8","8","颅骨网","PEEK颅骨网板","/","/","已维护","国械注准20153130567","聚醚醚酮颅骨修补系统","聚醚醚酮颅骨修补系统-骨板","聚醚醚酮","西安康拓医疗技术股份有限公司","西安康拓医疗技术股份有限公司","C04010411803002078730000316","KTGB4170×105°","KTGB4170×105°","面积：289cm²；长×宽：17cm×17cm\n"]
["15350","神经外科","8","8","颅骨网","PEEK颅骨网板","/","/","已维护","国械注准20153130567","聚醚醚酮颅骨修补系统","聚醚醚酮颅骨修补系统-骨板","聚醚醚酮","西安康拓医疗技术股份有限公司","西安康拓医疗技术股份有限公司","C04010411803002078730000322","KTGB4170×90°","KTGB4170×90°","面积：289cm²；长×宽：17cm×17cm\n"]
["15350","神经外科","8","8","颅骨网","PEEK颅骨网板","/","/","已维护","国械注准20153130567","聚醚醚酮颅骨修补系统","聚醚醚酮颅骨修补系统-骨板","聚醚醚酮","西安康拓医疗技术股份有限公司","西安康拓医疗技术股份有限公司","C04010411803002078730000319","KTGB4170×45°","KTGB4170×45°","面积：289cm²；长×宽：17cm×17cm\n"]
["15350","神经外科","8","8","颅骨网","PEEK颅骨网板","/","/","已维护","国械注准20153130567","聚醚醚酮颅骨修补系统","聚醚醚酮颅骨修补系统-骨板","聚醚醚酮","西安康拓医疗技术股份有限公司","西安康拓医疗技术股份有限公司","C04010411803002078730000318","KTGB4170×30°","KTGB4170×30°","面积：289cm²；长×宽：17cm×17cm\n"]
["15350","神经外科","8","8","颅骨网","PEEK颅骨网板","/","/","已维护","国械注准20153130567","聚醚醚酮颅骨修补系统","聚醚醚酮颅骨修补系统-骨板","聚醚醚酮","西安康拓医疗技术股份有限公司","西安康拓医疗技术股份有限公司","C04010411803002078730000321","KTGB4170×75°","KTGB4170×75°","面积：289cm²；长×宽：17cm×17cm\n"]
["15350","神经外科","8","8","颅骨网","PEEK颅骨网板","/","/","已维护","国械注准20153130567","聚醚醚酮颅骨修补系统","聚醚醚酮颅骨修补系统-骨板","聚醚醚酮","西安康拓医疗技术股份有限公司","西安康拓医疗技术股份有限公司","C04010411803002078730000317","KTGB4170×120°","KTGB4170×120°","面积：289cm²；长×宽：17cm×17cm\n"]
["15350","神经外科","8","8","颅骨网","PEEK颅骨网板","/","/","已维护","国械注准20153130567","聚醚醚酮颅骨修补系统","聚醚醚酮颅骨修补系统-骨板","聚醚醚酮","西安康拓医疗技术股份有限公司","西安康拓医疗技术股份有限公司","C04010411803002078730000312","KTGB4165×45°","KTGB4165×45°","面积：272.25cm²；长×宽：16.5cm×16.5cm\n"]
["15350","神经外科","8","8","颅骨网","PEEK颅骨网板","/","/","已维护","国械注准20153130567","聚醚醚酮颅骨修补系统","聚醚醚酮颅骨修补系统-骨板","聚醚醚酮","西安康拓医疗技术股份有限公司","西安康拓医疗技术股份有限公司","C04010411803002078730000313","KTGB4165×60°","KTGB4165×60°","面积：272.25cm²；长×宽：16.5cm×16.5cm\n"]
["15350","神经外科","8","8","颅骨网","PEEK颅骨网板","/","/","已维护","国械注准20153130567","聚醚醚酮颅骨修补系统","聚醚醚酮颅骨修补系统-骨板","聚醚醚酮","西安康拓医疗技术股份有限公司","西安康拓医疗技术股份有限公司","C04010411803002078730000311","KTGB4165×30°","KTGB4165×30°","面积：272.25cm²；长×宽：16.5cm×16.5cm\n"]
["15350","神经外科","8","8","颅骨网","PEEK颅骨网板","/","/","已维护","国械注准20153130567","聚醚醚酮颅骨修补系统","聚醚醚酮颅骨修补系统-骨板","聚醚醚酮","西安康拓医疗技术股份有限公司","西安康拓医疗技术股份有限公司","C04010411803002078730000310","KTGB4165×120°","KTGB4165×120°","面积：272.25cm²；长×宽：16.5cm×16.5cm\n"]
["15350","神经外科","8","8","颅骨网","PEEK颅骨网板","/","/","已维护","国械注准20153130567","聚醚醚酮颅骨修补系统","聚醚醚酮颅骨修补系统-骨板","聚醚醚酮","西安康拓医疗技术股份有限公司","西安康拓医疗技术股份有限公司","C04010411803002078730000314","KTGB4165×75°","KTGB4165×75°","面积：272.25cm²；长×宽：16.5cm×16.5cm\n"]
["15350","神经外科","8","8","颅骨网","PEEK颅骨网板","/","/","已维护","国械注准20153130567","聚醚醚酮颅骨修补系统","聚醚醚酮颅骨修补系统-骨板","聚醚醚酮","西安康拓医疗技术股份有限公司","西安康拓医疗技术股份有限公司","C04010411803002078730000309","KTGB4165×105°","KTGB4165×105°","面积：272.25cm²；长×宽：16.5cm×16.5cm\n"]
["15350","神经外科","8","8","颅骨网","PEEK颅骨网板","/","/","已维护","国械注准20153130567","聚醚醚酮颅骨修补系统","聚醚醚酮颅骨修补系统-骨板","聚醚醚酮","西安康拓医疗技术股份有限公司","西安康拓医疗技术股份有限公司","C04010411803002078730000315","KTGB4165×90°","KTGB4165×90°","面积：272.25cm²；长×宽：16.5cm×16.5cm\n"]
["15350","神经外科","8","8","颅骨网","PEEK颅骨网板","/","/","已维护","国械注准20153130567","聚醚醚酮颅骨修补系统","聚醚醚酮颅骨修补系统-骨板","聚醚醚酮","西安康拓医疗技术股份有限公司","西安康拓医疗技术股份有限公司","C04010411803002078730000304","KTGB4160×30°","KTGB4160×30°","面积：256cm²；长×宽：16cm×16cm\n"]
["15350","神经外科","8","8","颅骨网","PEEK颅骨网板","/","/","已维护","国械注准20153130567","聚醚醚酮颅骨修补系统","聚醚醚酮颅骨修补系统-骨板","聚醚醚酮","西安康拓医疗技术股份有限公司","西安康拓医疗技术股份有限公司","C04010411803002078730000307","KTGB4160×75°","KTGB4160×75°","面积：256cm²；长×宽：16cm×16cm\n"]
["15350","神经外科","8","8","颅骨网","PEEK颅骨网板","/","/","已维护","国械注准20153130567","聚醚醚酮颅骨修补系统","聚醚醚酮颅骨修补系统-骨板","聚醚醚酮","西安康拓医疗技术股份有限公司","西安康拓医疗技术股份有限公司","C04010411803002078730000305","KTGB4160×45°","KTGB4160×45°","面积：256cm²；长×宽：16cm×16cm\n"]
["15350","神经外科","8","8","颅骨网","PEEK颅骨网板","/","/","已维护","国械注准20153130567","聚醚醚酮颅骨修补系统","聚醚醚酮颅骨修补系统-骨板","聚醚醚酮","西安康拓医疗技术股份有限公司","西安康拓医疗技术股份有限公司","C04010411803002078730000303","KTGB4160×120°","KTGB4160×120°","面积：256cm²；长×宽：16cm×16cm\n"]
["15350","神经外科","8","8","颅骨网","PEEK颅骨网板","/","/","已维护","国械注准20153130567","聚醚醚酮颅骨修补系统","聚醚醚酮颅骨修补系统-骨板","聚醚醚酮","西安康拓医疗技术股份有限公司","西安康拓医疗技术股份有限公司","C04010411803002078730000306","KTGB4160×60°","KTGB4160×60°","面积：256cm²；长×宽：16cm×16cm\n"]
["15350","神经外科","8","8","颅骨网","PEEK颅骨网板","/","/","已维护","国械注准20153130567","聚醚醚酮颅骨修补系统","聚醚醚酮颅骨修补系统-骨板","聚醚醚酮","西安康拓医疗技术股份有限公司","西安康拓医疗技术股份有限公司","C04010411803002078730000298","KTGB4155×45°","KTGB4155×45°","面积：240.25cm²；长×宽：15.5cm×15.5cm\n"]
["15350","神经外科","8","8","颅骨网","PEEK颅骨网板","/","/","已维护","国械注准20153130567","聚醚醚酮颅骨修补系统","聚醚醚酮颅骨修补系统-骨板","聚醚醚酮","西安康拓医疗技术股份有限公司","西安康拓医疗技术股份有限公司","C04010411803002078730000299","KTGB4155×60°","KTGB4155×60°","面积：240.25cm²；长×宽：15.5cm×15.5cm\n"]
["15350","神经外科","8","8","颅骨网","PEEK颅骨网板","/","/","已维护","国械注准20153130567","聚醚醚酮颅骨修补系统","聚醚醚酮颅骨修补系统-骨板","聚醚醚酮","西安康拓医疗技术股份有限公司","西安康拓医疗技术股份有限公司","C04010411803002078730000296","KTGB4155×120°","KTGB4155×120°","面积：240.25cm²；长×宽：15.5cm×15.5cm\n"]
["15350","神经外科","8","8","颅骨网","PEEK颅骨网板","/","/","已维护","国械注准20153130567","聚醚醚酮颅骨修补系统","聚醚醚酮颅骨修补系统-骨板","聚醚醚酮","西安康拓医疗技术股份有限公司","西安康拓医疗技术股份有限公司","C04010411803002078730000295","KTGB4155×105°","KTGB4155×105°","面积：240.25cm²；长×宽：15.5cm×15.5cm\n"]
["15350","神经外科","8","8","颅骨网","PEEK颅骨网板","/","/","已维护","国械注准20153130567","聚醚醚酮颅骨修补系统","聚醚醚酮颅骨修补系统-骨板","聚醚醚酮","西安康拓医疗技术股份有限公司","西安康拓医疗技术股份有限公司","C04010411803002078730000300","KTGB4155×75°","KTGB4155×75°","面积：240.25cm²；长×宽：15.5cm×15.5cm\n"]
["15350","神经外科","8","8","颅骨网","PEEK颅骨网板","/","/","已维护","国械注准20153130567","聚醚醚酮颅骨修补系统","聚醚醚酮颅骨修补系统-骨板","聚醚醚酮","西安康拓医疗技术股份有限公司","西安康拓医疗技术股份有限公司","C04010411803002078730000297","KTGB4155×30°","KTGB4155×30°","面积：240.25cm²；长×宽：15.5cm×15.5cm\n"]
["15350","神经外科","8","8","颅骨网","PEEK颅骨网板","/","/","已维护","国械注准20153130567","聚醚醚酮颅骨修补系统","聚醚醚酮颅骨修补系统-骨板","聚醚醚酮","西安康拓医疗技术股份有限公司","西安康拓医疗技术股份有限公司","C04010411803002078730000291","KTGB4150×45°","KTGB4150×45°","面积：225cm²；长×宽：15cm×15cm\n"]
["15350","神经外科","8","8","颅骨网","PEEK颅骨网板","/","/","已维护","国械注准20153130567","聚醚醚酮颅骨修补系统","聚醚醚酮颅骨修补系统-骨板","聚醚醚酮","西安康拓医疗技术股份有限公司","西安康拓医疗技术股份有限公司","C04010411803002078730000293","KTGB4150×75°","KTGB4150×75°","面积：225cm²；长×宽：15cm×15cm\n"]
["15350","神经外科","8","8","颅骨网","PEEK颅骨网板","/","/","已维护","国械注准20153130567","聚醚醚酮颅骨修补系统","聚醚醚酮颅骨修补系统-骨板","聚醚醚酮","西安康拓医疗技术股份有限公司","西安康拓医疗技术股份有限公司","C04010411803002078730000288","KTGB4150×105°","KTGB4150×105°","面积：225cm²；长×宽：15cm×15cm\n"]
["15350","神经外科","8","8","颅骨网","PEEK颅骨网板","/","/","已维护","国械注准20153130567","聚醚醚酮颅骨修补系统","聚醚醚酮颅骨修补系统-骨板","聚醚醚酮","西安康拓医疗技术股份有限公司","西安康拓医疗技术股份有限公司","C04010411803002078730000292","KTGB4150×60°","KTGB4150×60°","面积：225cm²；长×宽：15cm×15cm\n"]
["15350","神经外科","8","8","颅骨网","PEEK颅骨网板","/","/","已维护","国械注准20153130567","聚醚醚酮颅骨修补系统","聚醚醚酮颅骨修补系统-骨板","聚醚醚酮","西安康拓医疗技术股份有限公司","西安康拓医疗技术股份有限公司","C04010411803002078730000290","KTGB4150×30°","KTGB4150×30°","面积：225cm²；长×宽：15cm×15cm\n"]
["15350","神经外科","8","8","颅骨网","PEEK颅骨网板","/","/","已维护","国械注准20153130567","聚醚醚酮颅骨修补系统","聚醚醚酮颅骨修补系统-骨板","聚醚醚酮","西安康拓医疗技术股份有限公司","西安康拓医疗技术股份有限公司","C04010411803002078730000286","KTGB4145×75°","KTGB4145×75°","面积：210.25cm²；长×宽：14.5cm×14.5cm\n"]
["15350","神经外科","8","8","颅骨网","PEEK颅骨网板","/","/","已维护","国械注准20153130567","聚醚醚酮颅骨修补系统","聚醚醚酮颅骨修补系统-骨板","聚醚醚酮","西安康拓医疗技术股份有限公司","西安康拓医疗技术股份有限公司","C04010411803002078730000284","KTGB4145×45°","KTGB4145×45°","面积：210.25cm²；长×宽：14.5cm×14.5cm\n"]
["15350","神经外科","8","8","颅骨网","PEEK颅骨网板","/","/","已维护","国械注准20153130567","聚醚醚酮颅骨修补系统","聚醚醚酮颅骨修补系统-骨板","聚醚醚酮","西安康拓医疗技术股份有限公司","西安康拓医疗技术股份有限公司","C04010411803002078730000283","KTGB4145×30°","KTGB4145×30°","面积：210.25cm²；长×宽：14.5cm×14.5cm\n"]
["15350","神经外科","8","8","颅骨网","PEEK颅骨网板","/","/","已维护","国械注准20153130567","聚醚醚酮颅骨修补系统","聚醚醚酮颅骨修补系统-骨板","聚醚醚酮","西安康拓医疗技术股份有限公司","西安康拓医疗技术股份有限公司","C04010411803002078730000285","KTGB4145×60°","KTGB4145×60°","面积：210.25cm²；长×宽：14.5cm×14.5cm\n"]
["15350","神经外科","8","8","颅骨网","PEEK颅骨网板","/","/","已维护","国械注准20153130567","聚醚醚酮颅骨修补系统","聚醚醚酮颅骨修补系统-骨板","聚醚醚酮","西安康拓医疗技术股份有限公司","西安康拓医疗技术股份有限公司","C04010411803002078730000279","KTGB4140×75°","KTGB4140×75°","面积：196cm²；长×宽：14cm×14cm\n"]
["15350","神经外科","8","8","颅骨网","PEEK颅骨网板","/","/","已维护","国械注准20153130567","聚醚醚酮颅骨修补系统","聚醚醚酮颅骨修补系统-骨板","聚醚醚酮","西安康拓医疗技术股份有限公司","西安康拓医疗技术股份有限公司","C04010411803002078730000276","KTGB4140×30°","KTGB4140×30°","面积：196cm²；长×宽：14cm×14cm\n"]
["15350","神经外科","8","8","颅骨网","PEEK颅骨网板","/","/","已维护","国械注准20153130567","聚醚醚酮颅骨修补系统","聚醚醚酮颅骨修补系统-骨板","聚醚醚酮","西安康拓医疗技术股份有限公司","西安康拓医疗技术股份有限公司","C04010411803002078730000277","KTGB4140×45°","KTGB4140×45°","面积：196cm²；长×宽：14cm×14cm\n"]
["15350","神经外科","8","8","颅骨网","PEEK颅骨网板","/","/","已维护","国械注准20153130567","聚醚醚酮颅骨修补系统","聚醚醚酮颅骨修补系统-骨板","聚醚醚酮","西安康拓医疗技术股份有限公司","西安康拓医疗技术股份有限公司","C04010411803002078730000278","KTGB4140×60°","KTGB4140×60°","面积：196cm²；长×宽：14cm×14cm\n"]
["15350","神经外科","8","8","颅骨网","PEEK颅骨网板","/","/","已维护","国械注准20153130567","聚醚醚酮颅骨修补系统","聚醚醚酮颅骨修补系统-骨板","聚醚醚酮","西安康拓医疗技术股份有限公司","西安康拓医疗技术股份有限公司","C04010411803002078730000272","KTGB4135×75°","KTGB4135×75°","面积：182.25cm²；长×宽：13.5cm×13.5cm\n"]
["15350","神经外科","8","8","颅骨网","PEEK颅骨网板","/","/","已维护","国械注准20153130567","聚醚醚酮颅骨修补系统","聚醚醚酮颅骨修补系统-骨板","聚醚醚酮","西安康拓医疗技术股份有限公司","西安康拓医疗技术股份有限公司","C04010411803002078730000271","KTGB4135×60°","KTGB4135×60°","面积：182.25cm²；长×宽：13.5cm×13.5cm\n"]
["15350","神经外科","8","8","颅骨网","PEEK颅骨网板","/","/","已维护","国械注准20153130567","聚醚醚酮颅骨修补系统","聚醚醚酮颅骨修补系统-骨板","聚醚醚酮","西安康拓医疗技术股份有限公司","西安康拓医疗技术股份有限公司","C04010411803002078730000270","KTGB4135×45°","KTGB4135×45°","面积：182.25cm²；长×宽：13.5cm×13.5cm\n"]
["15350","神经外科","8","8","颅骨网","PEEK颅骨网板","/","/","已维护","国械注准20153130567","聚醚醚酮颅骨修补系统","聚醚醚酮颅骨修补系统-骨板","聚醚醚酮","西安康拓医疗技术股份有限公司","西安康拓医疗技术股份有限公司","C04010411803002078730000269","KTGB4135×30°","KTGB4135×30°","面积：182.25cm²；长×宽：13.5cm×13.5cm\n"]
["15350","神经外科","8","8","颅骨网","PEEK颅骨网板","/","/","已维护","国械注准20153130567","聚醚醚酮颅骨修补系统","聚醚醚酮颅骨修补系统-骨板","聚醚醚酮","西安康拓医疗技术股份有限公司","西安康拓医疗技术股份有限公司","C04010411803002078730000263","KTGB4130×45°","KTGB4130×45°","面积：169cm²；长×宽：13cm×13cm\n"]
["15350","神经外科","8","8","颅骨网","PEEK颅骨网板","/","/","已维护","国械注准20153130567","聚醚醚酮颅骨修补系统","聚醚醚酮颅骨修补系统-骨板","聚醚醚酮","西安康拓医疗技术股份有限公司","西安康拓医疗技术股份有限公司","C04010411803002078730000264","KTGB4130×60°","KTGB4130×60°","面积：169cm²；长×宽：13cm×13cm\n"]
["15350","神经外科","8","8","颅骨网","PEEK颅骨网板","/","/","已维护","国械注准20153130567","聚醚醚酮颅骨修补系统","聚醚醚酮颅骨修补系统-骨板","聚醚醚酮","西安康拓医疗技术股份有限公司","西安康拓医疗技术股份有限公司","C04010411803002078730000262","KTGB4130×30°","KTGB4130×30°","面积：169cm²；长×宽：13cm×13cm\n"]
["15350","神经外科","8","8","颅骨网","PEEK颅骨网板","/","/","已维护","国械注准20153130567","聚醚醚酮颅骨修补系统","聚醚醚酮颅骨修补系统-骨板","聚醚醚酮","西安康拓医疗技术股份有限公司","西安康拓医疗技术股份有限公司","C04010411803002078730000265","KTGB4130×75°","KTGB4130×75°","面积：169cm²；长×宽：13cm×13cm\n"]
["15350","神经外科","8","8","颅骨网","PEEK颅骨网板","/","/","已维护","国械注准20153130567","聚醚醚酮颅骨修补系统","聚醚醚酮颅骨修补系统-骨板","聚醚醚酮","西安康拓医疗技术股份有限公司","西安康拓医疗技术股份有限公司","C04010411803002078730000258","KTGB4125×75°","KTGB4125×75°","面积：156.25cm²；长×宽：12.5cm×12.5cm\n"]
["15350","神经外科","8","8","颅骨网","PEEK颅骨网板","/","/","已维护","国械注准20153130567","聚醚醚酮颅骨修补系统","聚醚醚酮颅骨修补系统-骨板","聚醚醚酮","西安康拓医疗技术股份有限公司","西安康拓医疗技术股份有限公司","C04010411803002078730000257","KTGB4125×60°","KTGB4125×60°","面积：156.25cm²；长×宽：12.5cm×12.5cm\n"]
["15350","神经外科","8","8","颅骨网","PEEK颅骨网板","/","/","已维护","国械注准20153130567","聚醚醚酮颅骨修补系统","聚醚醚酮颅骨修补系统-骨板","聚醚醚酮","西安康拓医疗技术股份有限公司","西安康拓医疗技术股份有限公司","C04010411803002078730000254","KTGB4125×120°","KTGB4125×120°","面积：156.25cm²；长×宽：12.5cm×12.5cm\n"]
["15350","神经外科","8","8","颅骨网","PEEK颅骨网板","/","/","已维护","国械注准20153130567","聚醚醚酮颅骨修补系统","聚醚醚酮颅骨修补系统-骨板","聚醚醚酮","西安康拓医疗技术股份有限公司","西安康拓医疗技术股份有限公司","C04010411803002078730000255","KTGB4125×30°","KTGB4125×30°","面积：156.25cm²；长×宽：12.5cm×12.5cm\n"]
["15350","神经外科","8","8","颅骨网","PEEK颅骨网板","/","/","已维护","国械注准20153130567","聚醚醚酮颅骨修补系统","聚醚醚酮颅骨修补系统-骨板","聚醚醚酮","西安康拓医疗技术股份有限公司","西安康拓医疗技术股份有限公司","C04010411803002078730000256","KTGB4125×45°","KTGB4125×45°","面积：156.25cm²；长×宽：12.5cm×12.5cm\n"]
["15350","神经外科","8","8","颅骨网","PEEK颅骨网板","/","/","已维护","国械注准20153130567","聚醚醚酮颅骨修补系统","聚醚醚酮颅骨修补系统-骨板","聚醚醚酮","西安康拓医疗技术股份有限公司","西安康拓医疗技术股份有限公司","C04010411803002078730000249","KTGB4120×45°","KTGB4120×45°","面积：144cm²；长×宽：12cm×12cm\n"]
["15350","神经外科","8","8","颅骨网","PEEK颅骨网板","/","/","已维护","国械注准20153130567","聚醚醚酮颅骨修补系统","聚醚醚酮颅骨修补系统-骨板","聚醚醚酮","西安康拓医疗技术股份有限公司","西安康拓医疗技术股份有限公司","C04010411803002078730000248","KTGB4120×30°","KTGB4120×30°","面积：144cm²；长×宽：12cm×12cm\n"]
["15350","神经外科","8","8","颅骨网","PEEK颅骨网板","/","/","已维护","国械注准20153130567","聚醚醚酮颅骨修补系统","聚醚醚酮颅骨修补系统-骨板","聚醚醚酮","西安康拓医疗技术股份有限公司","西安康拓医疗技术股份有限公司","C04010411803002078730000247","KTGB4120×120°","KTGB4120×120°","面积：144cm²；长×宽：12cm×12cm\n"]
["15350","神经外科","8","8","颅骨网","PEEK颅骨网板","/","/","已维护","国械注准20153130567","聚醚醚酮颅骨修补系统","聚醚醚酮颅骨修补系统-骨板","聚醚醚酮","西安康拓医疗技术股份有限公司","西安康拓医疗技术股份有限公司","C04010411803002078730000250","KTGB4120×60°","KTGB4120×60°","面积：144cm²；长×宽：12cm×12cm\n"]
["15350","神经外科","8","8","颅骨网","PEEK颅骨网板","/","/","已维护","国械注准20153130567","聚醚醚酮颅骨修补系统","聚醚醚酮颅骨修补系统-骨板","聚醚醚酮","西安康拓医疗技术股份有限公司","西安康拓医疗技术股份有限公司","C04010411803002078730000251","KTGB4120×75°","KTGB4120×75°","面积：144cm²；长×宽：12cm×12cm\n"]
["15350","神经外科","8","8","颅骨网","PEEK颅骨网板","/","/","已维护","国械注准20153130567","聚醚醚酮颅骨修补系统","聚醚醚酮颅骨修补系统-骨板","聚醚醚酮","西安康拓医疗技术股份有限公司","西安康拓医疗技术股份有限公司","C04010411803002078730000242","KTGB4115×45°","KTGB4115×45°","面积：132.25cm²；长×宽：11.5cm×11.5cm\n"]
["15350","神经外科","8","8","颅骨网","PEEK颅骨网板","/","/","已维护","国械注准20153130567","聚醚醚酮颅骨修补系统","聚醚醚酮颅骨修补系统-骨板","聚醚醚酮","西安康拓医疗技术股份有限公司","西安康拓医疗技术股份有限公司","C04010411803002078730000244","KTGB4115×75°","KTGB4115×75°","面积：132.25cm²；长×宽：11.5cm×11.5cm\n"]
["15350","神经外科","8","8","颅骨网","PEEK颅骨网板","/","/","已维护","国械注准20153130567","聚醚醚酮颅骨修补系统","聚醚醚酮颅骨修补系统-骨板","聚醚醚酮","西安康拓医疗技术股份有限公司","西安康拓医疗技术股份有限公司","C04010411803002078730000241","KTGB4115×30°","KTGB4115×30°","面积：132.25cm²；长×宽：11.5cm×11.5cm\n"]
["15350","神经外科","8","8","颅骨网","PEEK颅骨网板","/","/","已维护","国械注准20153130567","聚醚醚酮颅骨修补系统","聚醚醚酮颅骨修补系统-骨板","聚醚醚酮","西安康拓医疗技术股份有限公司","西安康拓医疗技术股份有限公司","C04010411803002078730000243","KTGB4115×60°","KTGB4115×60°","面积：132.25cm²；长×宽：11.5cm×11.5cm\n"]
["15350","神经外科","8","8","颅骨网","PEEK颅骨网板","/","/","已维护","国械注准20153130567","聚醚醚酮颅骨修补系统","聚醚醚酮颅骨修补系统-骨板","聚醚醚酮","西安康拓医疗技术股份有限公司","西安康拓医疗技术股份有限公司","C04010411803002078730000236","KTGB4110×60°","KTGB4110×60°","面积：121cm²；长×宽：11cm×11cm\n"]
["15350","神经外科","8","8","颅骨网","PEEK颅骨网板","/","/","已维护","国械注准20153130567","聚醚醚酮颅骨修补系统","聚醚醚酮颅骨修补系统-骨板","聚醚醚酮","西安康拓医疗技术股份有限公司","西安康拓医疗技术股份有限公司","C04010411803002078730000234","KTGB4110×30°","KTGB4110×30°","面积：121cm²；长×宽：11cm×11cm\n"]
["15350","神经外科","8","8","颅骨网","PEEK颅骨网板","/","/","已维护","国械注准20153130567","聚醚醚酮颅骨修补系统","聚醚醚酮颅骨修补系统-骨板","聚醚醚酮","西安康拓医疗技术股份有限公司","西安康拓医疗技术股份有限公司","C04010411803002078730000237","KTGB4110×75°","KTGB4110×75°","面积：121cm²；长×宽：11cm×11cm\n"]
["15350","神经外科","8","8","颅骨网","PEEK颅骨网板","/","/","已维护","国械注准20153130567","聚醚醚酮颅骨修补系统","聚醚醚酮颅骨修补系统-骨板","聚醚醚酮","西安康拓医疗技术股份有限公司","西安康拓医疗技术股份有限公司","C04010411803002078730000235","KTGB4110×45°","KTGB4110×45°","面积：121cm²；长×宽：11cm×11cm\n"]
["15350","神经外科","8","8","颅骨网","PEEK颅骨网板","/","/","已维护","国械注准20153130567","聚醚醚酮颅骨修补系统","聚醚醚酮颅骨修补系统-骨板","聚醚醚酮","西安康拓医疗技术股份有限公司","西安康拓医疗技术股份有限公司","C04010411803002078730000228","KTGB4105×45°","KTGB4105×45°","面积：110.25cm²；长×宽：10.5cm×10.5cm\n"]
["15350","神经外科","8","8","颅骨网","PEEK颅骨网板","/","/","已维护","国械注准20153130567","聚醚醚酮颅骨修补系统","聚醚醚酮颅骨修补系统-骨板","聚醚醚酮","西安康拓医疗技术股份有限公司","西安康拓医疗技术股份有限公司","C04010411803002078730000229","KTGB4105×60°","KTGB4105×60°","面积：110.25cm²；长×宽：10.5cm×10.5cm\n"]
["15350","神经外科","8","8","颅骨网","PEEK颅骨网板","/","/","已维护","国械注准20153130567","聚醚醚酮颅骨修补系统","聚醚醚酮颅骨修补系统-骨板","聚醚醚酮","西安康拓医疗技术股份有限公司","西安康拓医疗技术股份有限公司","C04010411803002078730000226","KTGB4105×120°","KTGB4105×120°","面积：110.25cm²；长×宽：10.5cm×10.5cm\n"]
["15350","神经外科","8","8","颅骨网","PEEK颅骨网板","/","/","已维护","国械注准20153130567","聚醚醚酮颅骨修补系统","聚醚醚酮颅骨修补系统-骨板","聚醚醚酮","西安康拓医疗技术股份有限公司","西安康拓医疗技术股份有限公司","C04010411803002078730000227","KTGB4105×30°","KTGB4105×30°","面积：110.25cm²；长×宽：10.5cm×10.5cm\n"]
["15350","神经外科","8","8","颅骨网","PEEK颅骨网板","/","/","已维护","国械注准20153130567","聚醚醚酮颅骨修补系统","聚醚醚酮颅骨修补系统-骨板","聚醚醚酮","西安康拓医疗技术股份有限公司","西安康拓医疗技术股份有限公司","C04010411803002078730000230","KTGB4105×75°","KTGB4105×75°","面积：110.25cm²；长×宽：10.5cm×10.5cm\n"]
["15350","神经外科","8","8","颅骨网","PEEK颅骨网板","/","/","已维护","国械注准20153130567","聚醚醚酮颅骨修补系统","聚醚醚酮颅骨修补系统-骨板","聚醚醚酮","西安康拓医疗技术股份有限公司","西安康拓医疗技术股份有限公司","C04010411803002078730000222","KTGB4100×60°","KTGB4100×60°","面积：100cm²；长×宽：10cm×10cm\n"]
["15350","神经外科","8","8","颅骨网","PEEK颅骨网板","/","/","已维护","国械注准20153130567","聚醚醚酮颅骨修补系统","聚醚醚酮颅骨修补系统-骨板","聚醚醚酮","西安康拓医疗技术股份有限公司","西安康拓医疗技术股份有限公司","C04010411803002078730000219","KTGB4100×15°","KTGB4100×15°","面积：100cm²；长×宽：10cm×10cm\n"]
["15350","神经外科","8","8","颅骨网","PEEK颅骨网板","/","/","已维护","国械注准20153130567","聚醚醚酮颅骨修补系统","聚醚醚酮颅骨修补系统-骨板","聚醚醚酮","西安康拓医疗技术股份有限公司","西安康拓医疗技术股份有限公司","C04010411803002078730000221","KTGB4100×45°","KTGB4100×45°","面积：100cm²；长×宽：10cm×10cm\n"]
["15350","神经外科","8","8","颅骨网","PEEK颅骨网板","/","/","已维护","国械注准20153130567","聚醚醚酮颅骨修补系统","聚醚醚酮颅骨修补系统-骨板","聚醚醚酮","西安康拓医疗技术股份有限公司","西安康拓医疗技术股份有限公司","C04010411803002078730000220","KTGB4100×30°","KTGB4100×30°","面积：100cm²；长×宽：10cm×10cm\n"]
["15350","神经外科","8","8","颅骨网","PEEK颅骨网板","/","/","已维护","国械注准20153130567","聚醚醚酮颅骨修补系统","聚醚醚酮颅骨修补系统-骨板","聚醚醚酮","西安康拓医疗技术股份有限公司","西安康拓医疗技术股份有限公司","C04010411803002078730000366","KTGB440×30°","KTGB440×30°","面积：16cm²；长×宽：4cm×4cm\n"]
["15350","神经外科","8","8","颅骨网","PEEK颅骨网板","/","/","已维护","国械注准20153130567","聚醚醚酮颅骨修补系统","聚醚醚酮颅骨修补系统-骨板","聚醚醚酮","西安康拓医疗技术股份有限公司","西安康拓医疗技术股份有限公司","C04010411803002078730000365","KTGB440×15°","KTGB440×15°","面积：16cm²；长×宽：4cm×4cm\n"]
["15364","神经外科","10","10","颅骨连接片","金属连接片","/","/","已维护","国械注准20193131677","内固定钛网板系统","内固定钛网板系统-钛连接板","纯钛","西安康拓医疗技术股份有限公司","西安康拓医疗技术股份有限公司","C04010411801001078730000185","两孔直链钛链接板L17","两孔直链钛链接板L17","形状：直形；孔数：两孔；长度：17mm；厚度：0.5mm\n"]
["15371","神经外科","11","11","颅骨连接片","PEEK连接片","/","/","已维护","国械注准20153130918","PEEK颅骨固定系统","PEEK颅骨固定系统-链接板","聚醚醚酮","西安康拓医疗技术股份有限公司","西安康拓医疗技术股份有限公司","C04010411803002078730003572","H07030004S","H07030004S","形状：直形；孔数：四孔；长度：22.1mm；厚度：0.7mm\n"]
["15371","神经外科","11","11","颅骨连接片","PEEK连接片","/","/","已维护","国械注准20153130918","PEEK颅骨固定系统","PEEK颅骨固定系统-链接板","聚醚醚酮","西安康拓医疗技术股份有限公司","西安康拓医疗技术股份有限公司","C04010411803002078730003209","H07030006S","H07030006S","形状：直形；孔数：四孔；长度：24.1mm；厚度：0.7mm\n"]
["15371","神经外科","11","11","颅骨连接片","PEEK连接片","/","/","已维护","国械注准20153130918","PEEK颅骨固定系统","PEEK颅骨固定系统-链接板","聚醚醚酮","西安康拓医疗技术股份有限公司","西安康拓医疗技术股份有限公司","C04010411803002078730001529","KTSKL22.1","KTSKL22.1","形状：直形；孔数：四孔；长度：22.1mm；厚度：1mm\n"]
["15371","神经外科","11","11","颅骨连接片","PEEK连接片","/","/","已维护","国械注准20153130918","PEEK颅骨固定系统","PEEK颅骨固定系统-链接板","聚醚醚酮","西安康拓医疗技术股份有限公司","西安康拓医疗技术股份有限公司","C04010411803002078730003675","H07020016S","H07020016S","形状：直形；孔数：两孔；长度：18.5mm；厚度：0.7mm\n"]
["15371","神经外科","11","11","颅骨连接片","PEEK连接片","/","/","已维护","国械注准20153130918","PEEK颅骨固定系统","PEEK颅骨固定系统-链接板","聚醚醚酮","西安康拓医疗技术股份有限公司","西安康拓医疗技术股份有限公司","C04010411803002078730003344","H07020015S","H07020015S","形状：直形；孔数：两孔；长度：18mm；厚度：0.7mm\n"]
["15371","神经外科","11","11","颅骨连接片","PEEK连接片","/","/","已维护","国械注准20153130918","PEEK颅骨固定系统","PEEK颅骨固定系统-链接板","聚醚醚酮","西安康拓医疗技术股份有限公司","西安康拓医疗技术股份有限公司","C04010411803002078730003457","H07020011S","H07020011S","形状：直形；孔数：两孔；长度：16mm；厚度：0.7mm\n"]
["15371","神经外科","11","11","颅骨连接片","PEEK连接片","/","/","已维护","国械注准20153130918","PEEK颅骨固定系统","PEEK颅骨固定系统-链接板","聚醚醚酮","西安康拓医疗技术股份有限公司","西安康拓医疗技术股份有限公司","C04010411803002078730001527","KTLKL16","KTLKL16","形状：直形；孔数：两孔；长度：16mm；厚度：1mm\n"]
["15376","神经外科","11","11","颅骨连接片","PEEK连接片","/","/","已维护","国械注准20153130567","聚醚醚酮颅骨修补系统","聚醚醚酮颅骨修补系统-链接板","聚醚醚酮","西安康拓医疗技术股份有限公司","西安康拓医疗技术股份有限公司","C04010511800000078730000002","KTLK18","KTLK18","形状：直形；孔数：两孔；长度：18mm；厚度：1mm\n"]
["15378","神经外科","8","8","颅骨网","PEEK颅骨网板","/","/","已维护","国械注准20223131474","聚醚醚酮颅骨修补系统","聚醚醚酮颅骨修补系统","聚醚醚酮","成都美益达医疗科技有限公司","成都美益达医疗科技有限公司","C04010411803002072190000200","MMSG404506 灭菌包装","MMSG404506","面积2025mm²(45mm*45mm)，厚度4mm。"]
["15380","神经外科","13","13","颅骨盖孔板","金属盖孔板","/","/","已维护","国械注准20193131677","内固定钛网板系统","内固定钛网板系统-钛连接板","纯钛","西安康拓医疗技术股份有限公司","西安康拓医疗技术股份有限公司","C04010411801001078730000223","引流雪花型五孔钛链接板L19","引流雪花型五孔钛链接板L19","带引流；盖孔板尺寸：19mm；形状：雪花；孔数：五孔；厚度：0.5mm\n"]
["15386","神经外科","14","14","颅骨盖孔板","PEEK盖孔板","/","/","已维护","国械注准20153130918","PEEK颅骨固定系统","PEEK颅骨固定系统-链接板","聚醚醚酮","西安康拓医疗技术股份有限公司","西安康拓医疗技术股份有限公司","C04010411803002078730003510","H07040010S","H07040010S","不带引流；盖孔板尺寸：30.6mm；形状：雪花；孔数：六孔；厚度：0.7mm\n"]
["15386","神经外科","14","14","颅骨盖孔板","PEEK盖孔板","/","/","已维护","国械注准20153130918","PEEK颅骨固定系统","PEEK颅骨固定系统-链接板","聚醚醚酮","西安康拓医疗技术股份有限公司","西安康拓医疗技术股份有限公司","C04010411803002078730003668","H07090016S","H07090016S","带引流；盖孔板尺寸：28.6mm；形状：雪花；孔数：五孔；厚度：0.7mm\n"]
["15386","神经外科","14","14","颅骨盖孔板","PEEK盖孔板","/","/","已维护","国械注准20153130918","PEEK颅骨固定系统","PEEK颅骨固定系统-链接板","聚醚醚酮","西安康拓医疗技术股份有限公司","西安康拓医疗技术股份有限公司","C04010411803002078730003069","H07040008S","H07040008S","不带引流；盖孔板尺寸：28.6mm；形状：雪花；孔数：六孔；厚度：0.7mm\n"]
["15386","神经外科","14","14","颅骨盖孔板","PEEK盖孔板","/","/","已维护","国械注准20153130918","PEEK颅骨固定系统","PEEK颅骨固定系统-链接板","聚醚醚酮","西安康拓医疗技术股份有限公司","西安康拓医疗技术股份有限公司","C04010411803002078730003274","H07040007S","H07040007S","不带引流；盖孔板尺寸：27.6mm；形状：雪花；孔数：六孔；厚度：0.7mm\n"]
["15386","神经外科","14","14","颅骨盖孔板","PEEK盖孔板","/","/","已维护","国械注准20153130918","PEEK颅骨固定系统","PEEK颅骨固定系统-链接板","聚醚醚酮","西安康拓医疗技术股份有限公司","西安康拓医疗技术股份有限公司","C04010411803002078730003213","H07040006S","H07040006S","不带引流；盖孔板尺寸：26.6mm；形状：雪花；孔数：六孔；厚度：0.7mm\n"]
["15386","神经外科","14","14","颅骨盖孔板","PEEK盖孔板","/","/","已维护","国械注准20153130918","PEEK颅骨固定系统","PEEK颅骨固定系统-链接板","聚醚醚酮","西安康拓医疗技术股份有限公司","西安康拓医疗技术股份有限公司","C04010411803002078730001533","KTXHL30.6","KTXHL30.6","不带引流；盖孔板尺寸：30.6mm；形状：雪花；孔数：六孔；厚度：1mm\n"]
["15387","神经外科","8","8","颅骨网","PEEK颅骨网板","/","/","已维护","国械注准20223131474","聚醚醚酮颅骨修补系统","聚醚醚酮颅骨修补系统","聚醚醚酮","成都美益达医疗科技有限公司","成都美益达医疗科技有限公司","C04010411803002072190000190","MMSG406008 灭菌包装","MMSG406008","面积3600mm²(60mm*60mm)，厚度4mm。"]
["15388","神经外科","14","14","颅骨盖孔板","PEEK盖孔板","/","/","已维护","国械注准20153130567","聚醚醚酮颅骨修补系统","聚醚醚酮颅骨修补系统-链接板","聚醚醚酮","西安康拓医疗技术股份有限公司","西安康拓医疗技术股份有限公司","C04010511800000078730000007","KTXH30.6","KTXH30.6","不带引流；盖孔板尺寸：30.6mm；形状：雪花；孔数：六孔；厚度：1mm\n"]
["15391","神经外科","27","27","动脉瘤夹","动脉瘤夹","/","/","已维护","国械注进20163135001","动脉瘤夹","动脉瘤夹","钛合金","瑞穗株式会社","北京美科创新科技有限公司","C04040111900001038780000133","（17-001-21）T2标准型","17-001-21",""]
["15391","神经外科","27","27","动脉瘤夹","动脉瘤夹","/","/","已维护","国械注进20163135001","动脉瘤夹","动脉瘤夹","钛合金","瑞穗株式会社","北京美科创新科技有限公司","C04040111900001038780000134","（17-001-65）T2标准型","17-001-65",""]
["15391","神经外科","27","27","动脉瘤夹","动脉瘤夹","/","/","已维护","国械注进20163135001","动脉瘤夹","动脉瘤夹","钛合金","瑞穗株式会社","北京美科创新科技有限公司","C04040111900001038780000135","（17-001-14）T2标准型","17-001-14",""]
["15391","神经外科","27","27","动脉瘤夹","动脉瘤夹","/","/","已维护","国械注进20163135001","动脉瘤夹","动脉瘤夹","钛合金","瑞穗株式会社","北京美科创新科技有限公司","C04040111900001038780000136","（17-001-47）T2标准型","17-001-47",""]
["15391","神经外科","27","27","动脉瘤夹","动脉瘤夹","/","/","已维护","国械注进20163135001","动脉瘤夹","动脉瘤夹","钛合金","瑞穗株式会社","北京美科创新科技有限公司","C04040111900001038780000137","（17-001-69）T2标准型","17-001-69",""]
["15391","神经外科","27","27","动脉瘤夹","动脉瘤夹","/","/","已维护","国械注进20163135001","动脉瘤夹","动脉瘤夹","钛合金","瑞穗株式会社","北京美科创新科技有限公司","C04040111900001038780000138","（17-001-17）T2标准型","17-001-17",""]
["15391","神经外科","27","27","动脉瘤夹","动脉瘤夹","/","/","已维护","国械注进20163135001","动脉瘤夹","动脉瘤夹","钛合金","瑞穗株式会社","北京美科创新科技有限公司","C04040111900001038780000139","（17-001-18）T2标准型","17-001-18",""]
["15391","神经外科","27","27","动脉瘤夹","动脉瘤夹","/","/","已维护","国械注进20163135001","动脉瘤夹","动脉瘤夹","钛合金","瑞穗株式会社","北京美科创新科技有限公司","C04040111900001038780000140","（17-001-09）T2标准型","17-001-09",""]
["15391","神经外科","27","27","动脉瘤夹","动脉瘤夹","/","/","已维护","国械注进20163135001","动脉瘤夹","动脉瘤夹","钛合金","瑞穗株式会社","北京美科创新科技有限公司","C04040111900001038780000141","（17-001-11）T2标准型","17-001-11",""]
["15391","神经外科","27","27","动脉瘤夹","动脉瘤夹","/","/","已维护","国械注进20163135001","动脉瘤夹","动脉瘤夹","钛合金","瑞穗株式会社","北京美科创新科技有限公司","C04040111900001038780000142","（17-001-49）T2标准型","17-001-49",""]
["15391","神经外科","27","27","动脉瘤夹","动脉瘤夹","/","/","已维护","国械注进20163135001","动脉瘤夹","动脉瘤夹","钛合金","瑞穗株式会社","北京美科创新科技有限公司","C04040111900001038780000143","（17-001-08）T2标准型","17-001-08",""]
["15391","神经外科","27","27","动脉瘤夹","动脉瘤夹","/","/","已维护","国械注进20163135001","动脉瘤夹","动脉瘤夹","钛合金","瑞穗株式会社","北京美科创新科技有限公司","C04040111900001038780000144","（17-001-07）T2标准型","17-001-07",""]
["15391","神经外科","27","27","动脉瘤夹","动脉瘤夹","/","/","已维护","国械注进20163135001","动脉瘤夹","动脉瘤夹","钛合金","瑞穗株式会社","北京美科创新科技有限公司","C04040111900001038780000145","（17-001-63）T2标准型","17-001-63",""]
["15391","神经外科","27","27","动脉瘤夹","动脉瘤夹","/","/","已维护","国械注进20163135001","动脉瘤夹","动脉瘤夹","钛合金","瑞穗株式会社","北京美科创新科技有限公司","C04040111900001038780000146","（17-001-15）T2标准型","17-001-15",""]
["15391","神经外科","27","27","动脉瘤夹","动脉瘤夹","/","/","已维护","国械注进20163135001","动脉瘤夹","动脉瘤夹","钛合金","瑞穗株式会社","北京美科创新科技有限公司","C04040111900001038780000147","（17-001-04）T2标准型","17-001-04",""]
["15391","神经外科","27","27","动脉瘤夹","动脉瘤夹","/","/","已维护","国械注进20163135001","动脉瘤夹","动脉瘤夹","钛合金","瑞穗株式会社","北京美科创新科技有限公司","C04040111900001038780000148","（17-001-60）T2标准型","17-001-60",""]
["15391","神经外科","27","27","动脉瘤夹","动脉瘤夹","/","/","已维护","国械注进20163135001","动脉瘤夹","动脉瘤夹","钛合金","瑞穗株式会社","北京美科创新科技有限公司","C04040111900001038780000149","（17-001-48）T2标准型","17-001-48",""]
["15391","神经外科","27","27","动脉瘤夹","动脉瘤夹","/","/","已维护","国械注进20163135001","动脉瘤夹","动脉瘤夹","钛合金","瑞穗株式会社","北京美科创新科技有限公司","C04040111900001038780000150","（17-001-66）T2标准型","17-001-66",""]
["15391","神经外科","27","27","动脉瘤夹","动脉瘤夹","/","/","已维护","国械注进20163135001","动脉瘤夹","动脉瘤夹","钛合金","瑞穗株式会社","北京美科创新科技有限公司","C04040111900001038780000151","（17-001-20）T2标准型","17-001-20",""]
["15391","神经外科","27","27","动脉瘤夹","动脉瘤夹","/","/","已维护","国械注进20163135001","动脉瘤夹","动脉瘤夹","钛合金","瑞穗株式会社","北京美科创新科技有限公司","C04040111900001038780000152","（17-001-68）T2标准型","17-001-68",""]
["15391","神经外科","27","27","动脉瘤夹","动脉瘤夹","/","/","已维护","国械注进20163135001","动脉瘤夹","动脉瘤夹","钛合金","瑞穗株式会社","北京美科创新科技有限公司","C04040111900001038780000153","（17-001-12）T2标准型","17-001-12",""]
["15391","神经外科","27","27","动脉瘤夹","动脉瘤夹","/","/","已维护","国械注进20163135001","动脉瘤夹","动脉瘤夹","钛合金","瑞穗株式会社","北京美科创新科技有限公司","C04040111900001038780000154","（17-001-06）T2标准型","17-001-06",""]
["15391","神经外科","27","27","动脉瘤夹","动脉瘤夹","/","/","已维护","国械注进20163135001","动脉瘤夹","动脉瘤夹","钛合金","瑞穗株式会社","北京美科创新科技有限公司","C04040111900001038780000155","（17-001-22）T2标准型","17-001-22",""]
["15391","神经外科","27","27","动脉瘤夹","动脉瘤夹","/","/","已维护","国械注进20163135001","动脉瘤夹","动脉瘤夹","钛合金","瑞穗株式会社","北京美科创新科技有限公司","C04040111900001038780000156","（17-001-03）T2标准型","17-001-03",""]
["15391","神经外科","27","27","动脉瘤夹","动脉瘤夹","/","/","已维护","国械注进20163135001","动脉瘤夹","动脉瘤夹","钛合金","瑞穗株式会社","北京美科创新科技有限公司","C04040111900001038780000157","（17-001-23）T2标准型","17-001-23",""]
["15391","神经外科","27","27","动脉瘤夹","动脉瘤夹","/","/","已维护","国械注进20163135001","动脉瘤夹","动脉瘤夹","钛合金","瑞穗株式会社","北京美科创新科技有限公司","C04040111900001038780000158","（17-001-61）T2标准型","17-001-61",""]
["15391","神经外科","27","27","动脉瘤夹","动脉瘤夹","/","/","已维护","国械注进20163135001","动脉瘤夹","动脉瘤夹","钛合金","瑞穗株式会社","北京美科创新科技有限公司","C04040111900001038780000159","（17-001-25）T2标准型","17-001-25",""]
["15391","神经外科","27","27","动脉瘤夹","动脉瘤夹","/","/","已维护","国械注进20163135001","动脉瘤夹","动脉瘤夹","钛合金","瑞穗株式会社","北京美科创新科技有限公司","C04040111900001038780000160","（17-001-64）T2标准型","17-001-64",""]
["15391","神经外科","27","27","动脉瘤夹","动脉瘤夹","/","/","已维护","国械注进20163135001","动脉瘤夹","动脉瘤夹","钛合金","瑞穗株式会社","北京美科创新科技有限公司","C04040111900001038780000161","（17-001-62）T2标准型","17-001-62",""]
["15391","神经外科","27","27","动脉瘤夹","动脉瘤夹","/","/","已维护","国械注进20163135001","动脉瘤夹","动脉瘤夹","钛合金","瑞穗株式会社","北京美科创新科技有限公司","C04040111900001038780000162","（17-001-24）T2标准型","17-001-24",""]
["15391","神经外科","27","27","动脉瘤夹","动脉瘤夹","/","/","已维护","国械注进20163135001","动脉瘤夹","动脉瘤夹","钛合金","瑞穗株式会社","北京美科创新科技有限公司","C04040111900001038780000163","（17-001-16）T2标准型","17-001-16",""]
["15391","神经外科","27","27","动脉瘤夹","动脉瘤夹","/","/","已维护","国械注进20163135001","动脉瘤夹","动脉瘤夹","钛合金","瑞穗株式会社","北京美科创新科技有限公司","C04040111900001038780000164","（17-001-05）T2标准型","17-001-05",""]
["15391","神经外科","27","27","动脉瘤夹","动脉瘤夹","/","/","已维护","国械注进20163135001","动脉瘤夹","动脉瘤夹","钛合金","瑞穗株式会社","北京美科创新科技有限公司","C04040111900001038780000165","（17-001-02）T2标准型","17-001-02",""]
["15391","神经外科","27","27","动脉瘤夹","动脉瘤夹","/","/","已维护","国械注进20163135001","动脉瘤夹","动脉瘤夹","钛合金","瑞穗株式会社","北京美科创新科技有限公司","C04040111900001038780000166","（17-001-13）T2标准型","17-001-13",""]
["15391","神经外科","27","27","动脉瘤夹","动脉瘤夹","/","/","已维护","国械注进20163135001","动脉瘤夹","动脉瘤夹","钛合金","瑞穗株式会社","北京美科创新科技有限公司","C04040111900001038780000167","（17-001-10）T2标准型","17-001-10",""]
["15391","神经外科","27","27","动脉瘤夹","动脉瘤夹","/","/","已维护","国械注进20163135001","动脉瘤夹","动脉瘤夹","钛合金","瑞穗株式会社","北京美科创新科技有限公司","C04040111900001038780000168","（17-001-73）T2标准型","17-001-73",""]
["15391","神经外科","27","27","动脉瘤夹","动脉瘤夹","/","/","已维护","国械注进20163135001","动脉瘤夹","动脉瘤夹","钛合金","瑞穗株式会社","北京美科创新科技有限公司","C04040111900001038780000169","（17-001-50）T2标准型","17-001-50",""]
["15391","神经外科","27","27","动脉瘤夹","动脉瘤夹","/","/","已维护","国械注进20163135001","动脉瘤夹","动脉瘤夹","钛合金","瑞穗株式会社","北京美科创新科技有限公司","C04040111900001038780000170","（17-001-01）T2标准型","17-001-01",""]
["15391","神经外科","27","27","动脉瘤夹","动脉瘤夹","/","/","已维护","国械注进20163135001","动脉瘤夹","动脉瘤夹","钛合金","瑞穗株式会社","北京美科创新科技有限公司","C04040111900001038780000171","（07-934-14）T1标准型","07-934-14",""]
["15391","神经外科","27","27","动脉瘤夹","动脉瘤夹","/","/","已维护","国械注进20163135001","动脉瘤夹","动脉瘤夹","钛合金","瑞穗株式会社","北京美科创新科技有限公司","C04040111900001038780000172","（07-934-20）T1标准型","07-934-20",""]
["15391","神经外科","27","27","动脉瘤夹","动脉瘤夹","/","/","已维护","国械注进20163135001","动脉瘤夹","动脉瘤夹","钛合金","瑞穗株式会社","北京美科创新科技有限公司","C04040111900001038780000173","（07-934-11）T1标准型","07-934-11",""]
["15391","神经外科","27","27","动脉瘤夹","动脉瘤夹","/","/","已维护","国械注进20163135001","动脉瘤夹","动脉瘤夹","钛合金","瑞穗株式会社","北京美科创新科技有限公司","C04040111900001038780000174","（07-934-17）T1标准型","07-934-17",""]
["15391","神经外科","27","27","动脉瘤夹","动脉瘤夹","/","/","已维护","国械注进20163135001","动脉瘤夹","动脉瘤夹","钛合金","瑞穗株式会社","北京美科创新科技有限公司","C04040111900001038780000175","（07-934-13）T1标准型","07-934-13",""]
["15391","神经外科","27","27","动脉瘤夹","动脉瘤夹","/","/","已维护","国械注进20163135001","动脉瘤夹","动脉瘤夹","钛合金","瑞穗株式会社","北京美科创新科技有限公司","C04040111900001038780000176","（07-934-22）T1标准型","07-934-22",""]
["15391","神经外科","27","27","动脉瘤夹","动脉瘤夹","/","/","已维护","国械注进20163135001","动脉瘤夹","动脉瘤夹","钛合金","瑞穗株式会社","北京美科创新科技有限公司","C04040111900001038780000177","（07-934-64（4B））T1标准型","07-934-64（4B）",""]
["15391","神经外科","27","27","动脉瘤夹","动脉瘤夹","/","/","已维护","国械注进20163135001","动脉瘤夹","动脉瘤夹","钛合金","瑞穗株式会社","北京美科创新科技有限公司","C04040111900001038780000178","（07-934-60）T1标准型","07-934-60",""]
["15391","神经外科","27","27","动脉瘤夹","动脉瘤夹","/","/","已维护","国械注进20163135001","动脉瘤夹","动脉瘤夹","钛合金","瑞穗株式会社","北京美科创新科技有限公司","C04040111900001038780000179","（07-934-12）T1标准型","07-934-12",""]
["15391","神经外科","27","27","动脉瘤夹","动脉瘤夹","/","/","已维护","国械注进20163135001","动脉瘤夹","动脉瘤夹","钛合金","瑞穗株式会社","北京美科创新科技有限公司","C04040111900001038780000180","（07-934-73）T1标准型","07-934-73",""]
["15391","神经外科","27","27","动脉瘤夹","动脉瘤夹","/","/","已维护","国械注进20163135001","动脉瘤夹","动脉瘤夹","钛合金","瑞穗株式会社","北京美科创新科技有限公司","C04040111900001038780000181","（07-934-21）T1标准型","07-934-21",""]
["15391","神经外科","27","27","动脉瘤夹","动脉瘤夹","/","/","已维护","国械注进20163135001","动脉瘤夹","动脉瘤夹","钛合金","瑞穗株式会社","北京美科创新科技有限公司","C04040111900001038780000182","（07-934-01）T1标准型","07-934-01",""]
["15391","神经外科","27","27","动脉瘤夹","动脉瘤夹","/","/","已维护","国械注进20163135001","动脉瘤夹","动脉瘤夹","钛合金","瑞穗株式会社","北京美科创新科技有限公司","C04040111900001038780000183","（07-934-63）T1标准型","07-934-63",""]
["15391","神经外科","27","27","动脉瘤夹","动脉瘤夹","/","/","已维护","国械注进20163135001","动脉瘤夹","动脉瘤夹","钛合金","瑞穗株式会社","北京美科创新科技有限公司","C04040111900001038780000184","（07-934-66）T1标准型","07-934-66",""]
["15391","神经外科","27","27","动脉瘤夹","动脉瘤夹","/","/","已维护","国械注进20163135001","动脉瘤夹","动脉瘤夹","钛合金","瑞穗株式会社","北京美科创新科技有限公司","C04040111900001038780000185","（07-934-65）T1标准型","07-934-65",""]
["15391","神经外科","27","27","动脉瘤夹","动脉瘤夹","/","/","已维护","国械注进20163135001","动脉瘤夹","动脉瘤夹","钛合金","瑞穗株式会社","北京美科创新科技有限公司","C04040111900001038780000186","（07-934-69）T1标准型","07-934-69",""]
["15391","神经外科","27","27","动脉瘤夹","动脉瘤夹","/","/","已维护","国械注进20163135001","动脉瘤夹","动脉瘤夹","钛合金","瑞穗株式会社","北京美科创新科技有限公司","C04040111900001038780000187","（07-934-68（8B））T1标准型","07-934-68（8B）",""]
["15391","神经外科","27","27","动脉瘤夹","动脉瘤夹","/","/","已维护","国械注进20163135001","动脉瘤夹","动脉瘤夹","钛合金","瑞穗株式会社","北京美科创新科技有限公司","C04040111900001038780000188","（07-934-03）T1标准型","07-934-03",""]
["15391","神经外科","27","27","动脉瘤夹","动脉瘤夹","/","/","已维护","国械注进20163135001","动脉瘤夹","动脉瘤夹","钛合金","瑞穗株式会社","北京美科创新科技有限公司","C04040111900001038780000189","（07-934-04）T1标准型","07-934-04",""]
["15391","神经外科","27","27","动脉瘤夹","动脉瘤夹","/","/","已维护","国械注进20163135001","动脉瘤夹","动脉瘤夹","钛合金","瑞穗株式会社","北京美科创新科技有限公司","C04040111900001038780000190","（07-934-07）T1标准型","07-934-07",""]
["15391","神经外科","27","27","动脉瘤夹","动脉瘤夹","/","/","已维护","国械注进20163135001","动脉瘤夹","动脉瘤夹","钛合金","瑞穗株式会社","北京美科创新科技有限公司","C04040111900001038780000191","（07-934-47）T1标准型","07-934-47",""]
["15391","神经外科","27","27","动脉瘤夹","动脉瘤夹","/","/","已维护","国械注进20163135001","动脉瘤夹","动脉瘤夹","钛合金","瑞穗株式会社","北京美科创新科技有限公司","C04040111900001038780000192","（07-934-09）T1标准型","07-934-09",""]
["15391","神经外科","27","27","动脉瘤夹","动脉瘤夹","/","/","已维护","国械注进20163135001","动脉瘤夹","动脉瘤夹","钛合金","瑞穗株式会社","北京美科创新科技有限公司","C04040111900001038780000193","（07-934-06）T1标准型","07-934-06",""]
["15391","神经外科","27","27","动脉瘤夹","动脉瘤夹","/","/","已维护","国械注进20163135001","动脉瘤夹","动脉瘤夹","钛合金","瑞穗株式会社","北京美科创新科技有限公司","C04040111900001038780000194","（07-934-23）T1标准型","07-934-23",""]
["15391","神经外科","27","27","动脉瘤夹","动脉瘤夹","/","/","已维护","国械注进20163135001","动脉瘤夹","动脉瘤夹","钛合金","瑞穗株式会社","北京美科创新科技有限公司","C04040111900001038780000195","（07-934-16）T1标准型","07-934-16",""]
["15391","神经外科","27","27","动脉瘤夹","动脉瘤夹","/","/","已维护","国械注进20163135001","动脉瘤夹","动脉瘤夹","钛合金","瑞穗株式会社","北京美科创新科技有限公司","C04040111900001038780000196","（07-934-08）T1标准型","07-934-08",""]
["15391","神经外科","27","27","动脉瘤夹","动脉瘤夹","/","/","已维护","国械注进20163135001","动脉瘤夹","动脉瘤夹","钛合金","瑞穗株式会社","北京美科创新科技有限公司","C04040111900001038780000197","（07-934-62）T1标准型","07-934-62",""]
["15391","神经外科","27","27","动脉瘤夹","动脉瘤夹","/","/","已维护","国械注进20163135001","动脉瘤夹","动脉瘤夹","钛合金","瑞穗株式会社","北京美科创新科技有限公司","C04040111900001038780000198","（07-934-48）T1标准型","07-934-48",""]
["15391","神经外科","27","27","动脉瘤夹","动脉瘤夹","/","/","已维护","国械注进20163135001","动脉瘤夹","动脉瘤夹","钛合金","瑞穗株式会社","北京美科创新科技有限公司","C04040111900001038780000199","（07-934-05）T1标准型","07-934-05",""]
["15391","神经外科","27","27","动脉瘤夹","动脉瘤夹","/","/","已维护","国械注进20163135001","动脉瘤夹","动脉瘤夹","钛合金","瑞穗株式会社","北京美科创新科技有限公司","C04040111900001038780000200","（07-934-49）T1标准型","07-934-49",""]
["15391","神经外科","27","27","动脉瘤夹","动脉瘤夹","/","/","已维护","国械注进20163135001","动脉瘤夹","动脉瘤夹","钛合金","瑞穗株式会社","北京美科创新科技有限公司","C04040111900001038780000201","（07-934-24）T1标准型","07-934-24",""]
["15391","神经外科","27","27","动脉瘤夹","动脉瘤夹","/","/","已维护","国械注进20163135001","动脉瘤夹","动脉瘤夹","钛合金","瑞穗株式会社","北京美科创新科技有限公司","C04040111900001038780000202","（07-934-02）T1标准型","07-934-02",""]
["15391","神经外科","27","27","动脉瘤夹","动脉瘤夹","/","/","已维护","国械注进20163135001","动脉瘤夹","动脉瘤夹","钛合金","瑞穗株式会社","北京美科创新科技有限公司","C04040111900001038780000203","（07-934-50）T1标准型","07-934-50",""]
["15391","神经外科","27","27","动脉瘤夹","动脉瘤夹","/","/","已维护","国械注进20163135001","动脉瘤夹","动脉瘤夹","钛合金","瑞穗株式会社","北京美科创新科技有限公司","C04040111900001038780000204","（07-934-25）T1标准型","07-934-25",""]
["15391","神经外科","27","27","动脉瘤夹","动脉瘤夹","/","/","已维护","国械注进20163135001","动脉瘤夹","动脉瘤夹","钛合金","瑞穗株式会社","北京美科创新科技有限公司","C04040111900001038780000205","（07-934-10）T1标准型","07-934-10",""]
["15391","神经外科","27","27","动脉瘤夹","动脉瘤夹","/","/","已维护","国械注进20163135001","动脉瘤夹","动脉瘤夹","钛合金","瑞穗株式会社","北京美科创新科技有限公司","C04040111900001038780000206","（07-934-15）T1标准型","07-934-15",""]
["15391","神经外科","27","27","动脉瘤夹","动脉瘤夹","/","/","已维护","国械注进20163135001","动脉瘤夹","动脉瘤夹","钛合金","瑞穗株式会社","北京美科创新科技有限公司","C04040111900001038780000207","（07-934-61）T1标准型","07-934-61",""]
["15391","神经外科","27","27","动脉瘤夹","动脉瘤夹","/","/","已维护","国械注进20163135001","动脉瘤夹","动脉瘤夹","钛合金","瑞穗株式会社","北京美科创新科技有限公司","C04040111900001038780000208","（07-934-18）T1标准型","07-934-18",""]
["15391","神经外科","27","27","动脉瘤夹","动脉瘤夹","/","/","已维护","国械注进20163135001","动脉瘤夹","动脉瘤夹","钛合金","瑞穗株式会社","北京美科创新科技有限公司","C04040111900001038780000247","（17-002-15）T2迷你型","17-002-15",""]
["15391","神经外科","27","27","动脉瘤夹","动脉瘤夹","/","/","已维护","国械注进20163135001","动脉瘤夹","动脉瘤夹","钛合金","瑞穗株式会社","北京美科创新科技有限公司","C04040111900001038780000248","（17-002-21）T2迷你型","17-002-21",""]
["15391","神经外科","27","27","动脉瘤夹","动脉瘤夹","/","/","已维护","国械注进20163135001","动脉瘤夹","动脉瘤夹","钛合金","瑞穗株式会社","北京美科创新科技有限公司","C04040111900001038780000249","（17-001-99）T2迷你型","17-001-99",""]
["15391","神经外科","27","27","动脉瘤夹","动脉瘤夹","/","/","已维护","国械注进20163135001","动脉瘤夹","动脉瘤夹","钛合金","瑞穗株式会社","北京美科创新科技有限公司","C04040111900001038780000250","（17-001-86）T2迷你型","17-001-86",""]
["15391","神经外科","27","27","动脉瘤夹","动脉瘤夹","/","/","已维护","国械注进20163135001","动脉瘤夹","动脉瘤夹","钛合金","瑞穗株式会社","北京美科创新科技有限公司","C04040111900001038780000251","（17-002-17）T2迷你型","17-002-17",""]
["15391","神经外科","27","27","动脉瘤夹","动脉瘤夹","/","/","已维护","国械注进20163135001","动脉瘤夹","动脉瘤夹","钛合金","瑞穗株式会社","北京美科创新科技有限公司","C04040111900001038780000252","（17-001-84）T2迷你型","17-001-84",""]
["15391","神经外科","27","27","动脉瘤夹","动脉瘤夹","/","/","已维护","国械注进20163135001","动脉瘤夹","动脉瘤夹","钛合金","瑞穗株式会社","北京美科创新科技有限公司","C04040111900001038780000253","（17-002-16）T2迷你型","17-002-16",""]
["15391","神经外科","27","27","动脉瘤夹","动脉瘤夹","/","/","已维护","国械注进20163135001","动脉瘤夹","动脉瘤夹","钛合金","瑞穗株式会社","北京美科创新科技有限公司","C04040111900001038780000254","（17-002-20）T2迷你型","17-002-20",""]
["15391","神经外科","27","27","动脉瘤夹","动脉瘤夹","/","/","已维护","国械注进20163135001","动脉瘤夹","动脉瘤夹","钛合金","瑞穗株式会社","北京美科创新科技有限公司","C04040111900001038780000255","（17-001-95）T2迷你型","17-001-95",""]
["15391","神经外科","27","27","动脉瘤夹","动脉瘤夹","/","/","已维护","国械注进20163135001","动脉瘤夹","动脉瘤夹","钛合金","瑞穗株式会社","北京美科创新科技有限公司","C04040111900001038780000256","（17-001-89）T2迷你型","17-001-89",""]
["15391","神经外科","27","27","动脉瘤夹","动脉瘤夹","/","/","已维护","国械注进20163135001","动脉瘤夹","动脉瘤夹","钛合金","瑞穗株式会社","北京美科创新科技有限公司","C04040111900001038780000257","（17-002-19）T2迷你型","17-002-19",""]
["15391","神经外科","27","27","动脉瘤夹","动脉瘤夹","/","/","已维护","国械注进20163135001","动脉瘤夹","动脉瘤夹","钛合金","瑞穗株式会社","北京美科创新科技有限公司","C04040111900001038780000258","（17-001-97）T2迷你型","17-001-97",""]
["15391","神经外科","27","27","动脉瘤夹","动脉瘤夹","/","/","已维护","国械注进20163135001","动脉瘤夹","动脉瘤夹","钛合金","瑞穗株式会社","北京美科创新科技有限公司","C04040111900001038780000259","（17-001-80）T2迷你型","17-001-80",""]
["15391","神经外科","27","27","动脉瘤夹","动脉瘤夹","/","/","已维护","国械注进20163135001","动脉瘤夹","动脉瘤夹","钛合金","瑞穗株式会社","北京美科创新科技有限公司","C04040111900001038780000260","（17-001-98）T2迷你型","17-001-98",""]
["15391","神经外科","27","27","动脉瘤夹","动脉瘤夹","/","/","已维护","国械注进20163135001","动脉瘤夹","动脉瘤夹","钛合金","瑞穗株式会社","北京美科创新科技有限公司","C04040111900001038780000261","（17-001-83）T2迷你型","17-001-83",""]
["15391","神经外科","27","27","动脉瘤夹","动脉瘤夹","/","/","已维护","国械注进20163135001","动脉瘤夹","动脉瘤夹","钛合金","瑞穗株式会社","北京美科创新科技有限公司","C04040111900001038780000262","（17-001-87）T2迷你型","17-001-87",""]
["15391","神经外科","27","27","动脉瘤夹","动脉瘤夹","/","/","已维护","国械注进20163135001","动脉瘤夹","动脉瘤夹","钛合金","瑞穗株式会社","北京美科创新科技有限公司","C04040111900001038780000263","（17-001-85）T2迷你型","17-001-85",""]
["15391","神经外科","27","27","动脉瘤夹","动脉瘤夹","/","/","已维护","国械注进20163135001","动脉瘤夹","动脉瘤夹","钛合金","瑞穗株式会社","北京美科创新科技有限公司","C04040111900001038780000264","（17-001-81）T2迷你型","17-001-81",""]
["15391","神经外科","27","27","动脉瘤夹","动脉瘤夹","/","/","已维护","国械注进20163135001","动脉瘤夹","动脉瘤夹","钛合金","瑞穗株式会社","北京美科创新科技有限公司","C04040111900001038780000265","（17-001-88）T2迷你型","17-001-88",""]
["15391","神经外科","27","27","动脉瘤夹","动脉瘤夹","/","/","已维护","国械注进20163135001","动脉瘤夹","动脉瘤夹","钛合金","瑞穗株式会社","北京美科创新科技有限公司","C04040111900001038780000266","（17-002-18）T2迷你型","17-002-18",""]
["15391","神经外科","27","27","动脉瘤夹","动脉瘤夹","/","/","已维护","国械注进20163135001","动脉瘤夹","动脉瘤夹","钛合金","瑞穗株式会社","北京美科创新科技有限公司","C04040111900001038780000267","（17-001-96）T2迷你型","17-001-96",""]
["15391","神经外科","27","27","动脉瘤夹","动脉瘤夹","/","/","已维护","国械注进20163135001","动脉瘤夹","动脉瘤夹","钛合金","瑞穗株式会社","北京美科创新科技有限公司","C04040111900001038780000309","（07-934-84）T1迷你型","07-934-84",""]
["15391","神经外科","27","27","动脉瘤夹","动脉瘤夹","/","/","已维护","国械注进20163135001","动脉瘤夹","动脉瘤夹","钛合金","瑞穗株式会社","北京美科创新科技有限公司","C04040111900001038780000310","（07-934-85）T1迷你型","07-934-85",""]
["15391","神经外科","27","27","动脉瘤夹","动脉瘤夹","/","/","已维护","国械注进20163135001","动脉瘤夹","动脉瘤夹","钛合金","瑞穗株式会社","北京美科创新科技有限公司","C04040111900001038780000311","（07-934-96）T1迷你型","07-934-96",""]
["15391","神经外科","27","27","动脉瘤夹","动脉瘤夹","/","/","已维护","国械注进20163135001","动脉瘤夹","动脉瘤夹","钛合金","瑞穗株式会社","北京美科创新科技有限公司","C04040111900001038780000312","（07-934-97）T1迷你型","07-934-97",""]
["15391","神经外科","27","27","动脉瘤夹","动脉瘤夹","/","/","已维护","国械注进20163135001","动脉瘤夹","动脉瘤夹","钛合金","瑞穗株式会社","北京美科创新科技有限公司","C04040111900001038780000313","（07-934-98）T1迷你型","07-934-98",""]
["15391","神经外科","27","27","动脉瘤夹","动脉瘤夹","/","/","已维护","国械注进20163135001","动脉瘤夹","动脉瘤夹","钛合金","瑞穗株式会社","北京美科创新科技有限公司","C04040111900001038780000314","（07-934-80）T1迷你型","07-934-80",""]
["15391","神经外科","27","27","动脉瘤夹","动脉瘤夹","/","/","已维护","国械注进20163135001","动脉瘤夹","动脉瘤夹","钛合金","瑞穗株式会社","北京美科创新科技有限公司","C04040111900001038780000315","（07-934-89）T1迷你型","07-934-89",""]
["15391","神经外科","27","27","动脉瘤夹","动脉瘤夹","/","/","已维护","国械注进20163135001","动脉瘤夹","动脉瘤夹","钛合金","瑞穗株式会社","北京美科创新科技有限公司","C04040111900001038780000316","（07-934-88）T1迷你型","07-934-88",""]
["15391","神经外科","27","27","动脉瘤夹","动脉瘤夹","/","/","已维护","国械注进20163135001","动脉瘤夹","动脉瘤夹","钛合金","瑞穗株式会社","北京美科创新科技有限公司","C04040111900001038780000317","（07-934-81）T1迷你型","07-934-81",""]
["15391","神经外科","27","27","动脉瘤夹","动脉瘤夹","/","/","已维护","国械注进20163135001","动脉瘤夹","动脉瘤夹","钛合金","瑞穗株式会社","北京美科创新科技有限公司","C04040111900001038780000318","（07-934-95）T1迷你型","07-934-95",""]
["15391","神经外科","27","27","动脉瘤夹","动脉瘤夹","/","/","已维护","国械注进20163135001","动脉瘤夹","动脉瘤夹","钛合金","瑞穗株式会社","北京美科创新科技有限公司","C04040111900001038780000319","（07-934-83）T1迷你型","07-934-83",""]
["15391","神经外科","27","27","动脉瘤夹","动脉瘤夹","/","/","已维护","国械注进20163135001","动脉瘤夹","动脉瘤夹","钛合金","瑞穗株式会社","北京美科创新科技有限公司","C04040111900001038780000320","（07-934-99）T1迷你型","07-934-99",""]
["15391","神经外科","27","27","动脉瘤夹","动脉瘤夹","/","/","已维护","国械注进20163135001","动脉瘤夹","动脉瘤夹","钛合金","瑞穗株式会社","北京美科创新科技有限公司","C04040111900001038780000321","（07-934-87）T1迷你型","07-934-87",""]
["15391","神经外科","27","27","动脉瘤夹","动脉瘤夹","/","/","已维护","国械注进20163135001","动脉瘤夹","动脉瘤夹","钛合金","瑞穗株式会社","北京美科创新科技有限公司","C04040111900001038780000322","（07-934-86）T1迷你型","07-934-86",""]
["15391","神经外科","27","27","动脉瘤夹","动脉瘤夹","/","/","已维护","国械注进20163135001","动脉瘤夹","动脉瘤夹","钛合金","瑞穗株式会社","北京美科创新科技有限公司","C04040111900001038780000358","（07-940-92）T1巨大型","07-940-92",""]
["15391","神经外科","27","27","动脉瘤夹","动脉瘤夹","/","/","已维护","国械注进20163135001","动脉瘤夹","动脉瘤夹","钛合金","瑞穗株式会社","北京美科创新科技有限公司","C04040111900001038780000359","（07-940-90）T1巨大型","07-940-90",""]
["15391","神经外科","27","27","动脉瘤夹","动脉瘤夹","/","/","已维护","国械注进20163135001","动脉瘤夹","动脉瘤夹","钛合金","瑞穗株式会社","北京美科创新科技有限公司","C04040111900001038780000360","（07-940-91）T1巨大型","07-940-91",""]
["15392","神经外科","8","8","颅骨网","PEEK颅骨网板","/","/","已维护","国械注准20223131474","聚醚醚酮颅骨修补系统","聚醚醚酮颅骨修补系统","聚醚醚酮","成都美益达医疗科技有限公司","成都美益达医疗科技有限公司","C04010411803002072190000214","MMSG407510 灭菌包装","MMSG407510","面积5625mm²(75mm*75mm)，厚度4mm。"]
["15393","神经外科","27","27","动脉瘤夹","动脉瘤夹","/","/","已维护","国械注进20163135001","动脉瘤夹","动脉瘤夹","钛合金","瑞穗株式会社","北京美科创新科技有限公司","C04040111900002038780000020","（17-001-53）T2标准临时型","17-001-53",""]
["15393","神经外科","27","27","动脉瘤夹","动脉瘤夹","/","/","已维护","国械注进20163135001","动脉瘤夹","动脉瘤夹","钛合金","瑞穗株式会社","北京美科创新科技有限公司","C04040111900002038780000021","（17-001-52）T2标准临时型","17-001-52",""]
["15393","神经外科","27","27","动脉瘤夹","动脉瘤夹","/","/","已维护","国械注进20163135001","动脉瘤夹","动脉瘤夹","钛合金","瑞穗株式会社","北京美科创新科技有限公司","C04040111900002038780000022","（17-001-51）T2标准临时型","17-001-51",""]
["15393","神经外科","27","27","动脉瘤夹","动脉瘤夹","/","/","已维护","国械注进20163135001","动脉瘤夹","动脉瘤夹","钛合金","瑞穗株式会社","北京美科创新科技有限公司","C04040111900002038780000023","（17-001-54）T2标准临时型","17-001-54",""]
["15393","神经外科","27","27","动脉瘤夹","动脉瘤夹","/","/","已维护","国械注进20163135001","动脉瘤夹","动脉瘤夹","钛合金","瑞穗株式会社","北京美科创新科技有限公司","C04040111900002038780000024","（17-001-55）T2标准临时型","17-001-55",""]
["15393","神经外科","27","27","动脉瘤夹","动脉瘤夹","/","/","已维护","国械注进20163135001","动脉瘤夹","动脉瘤夹","钛合金","瑞穗株式会社","北京美科创新科技有限公司","C04040111900002038780000025","（07-934-53）T1标准临时型","07-934-53",""]
["15393","神经外科","27","27","动脉瘤夹","动脉瘤夹","/","/","已维护","国械注进20163135001","动脉瘤夹","动脉瘤夹","钛合金","瑞穗株式会社","北京美科创新科技有限公司","C04040111900002038780000026","（07-934-52）T1标准临时型","07-934-52",""]
["15393","神经外科","27","27","动脉瘤夹","动脉瘤夹","/","/","已维护","国械注进20163135001","动脉瘤夹","动脉瘤夹","钛合金","瑞穗株式会社","北京美科创新科技有限公司","C04040111900002038780000027","（07-934-55）T1标准临时型","07-934-55",""]
["15393","神经外科","27","27","动脉瘤夹","动脉瘤夹","/","/","已维护","国械注进20163135001","动脉瘤夹","动脉瘤夹","钛合金","瑞穗株式会社","北京美科创新科技有限公司","C04040111900002038780000028","（07-934-54）T1标准临时型","07-934-54",""]
["15393","神经外科","27","27","动脉瘤夹","动脉瘤夹","/","/","已维护","国械注进20163135001","动脉瘤夹","动脉瘤夹","钛合金","瑞穗株式会社","北京美科创新科技有限公司","C04040111900002038780000029","（07-934-51）T1标准临时型","07-934-51",""]
["15393","神经外科","27","27","动脉瘤夹","动脉瘤夹","/","/","已维护","国械注进20163135001","动脉瘤夹","动脉瘤夹","钛合金","瑞穗株式会社","北京美科创新科技有限公司","C04040111900002038780000030","（17-001-56）T2迷你临时型","17-001-56",""]
["15393","神经外科","27","27","动脉瘤夹","动脉瘤夹","/","/","已维护","国械注进20163135001","动脉瘤夹","动脉瘤夹","钛合金","瑞穗株式会社","北京美科创新科技有限公司","C04040111900002038780000031","（17-001-58）T2迷你临时型","17-001-58",""]
["15393","神经外科","27","27","动脉瘤夹","动脉瘤夹","/","/","已维护","国械注进20163135001","动脉瘤夹","动脉瘤夹","钛合金","瑞穗株式会社","北京美科创新科技有限公司","C04040111900002038780000032","（17-001-57）T2迷你临时型","17-001-57",""]
["15393","神经外科","27","27","动脉瘤夹","动脉瘤夹","/","/","已维护","国械注进20163135001","动脉瘤夹","动脉瘤夹","钛合金","瑞穗株式会社","北京美科创新科技有限公司","C04040111900002038780000043","（07-934-57）T1迷你临时型","07-934-57",""]
["15393","神经外科","27","27","动脉瘤夹","动脉瘤夹","/","/","已维护","国械注进20163135001","动脉瘤夹","动脉瘤夹","钛合金","瑞穗株式会社","北京美科创新科技有限公司","C04040111900002038780000044","（07-934-58）T1迷你临时型","07-934-58",""]
["15393","神经外科","27","27","动脉瘤夹","动脉瘤夹","/","/","已维护","国械注进20163135001","动脉瘤夹","动脉瘤夹","钛合金","瑞穗株式会社","北京美科创新科技有限公司","C04040111900002038780000045","（07-934-56）T1迷你临时型","07-934-56",""]
["15394","神经外科","27","27","动脉瘤夹","动脉瘤夹","/","/","已维护","国械注进20163135001","动脉瘤夹","动脉瘤夹","钛合金","瑞穗株式会社","北京美科创新科技有限公司","C04040211900003038780000131","（07-934-36）T1跨血管型","07-934-36",""]
["15394","神经外科","27","27","动脉瘤夹","动脉瘤夹","/","/","已维护","国械注进20163135001","动脉瘤夹","动脉瘤夹","钛合金","瑞穗株式会社","北京美科创新科技有限公司","C04040211900003038780000132","（07-934-41）T1跨血管型","07-934-41",""]
["15394","神经外科","27","27","动脉瘤夹","动脉瘤夹","/","/","已维护","国械注进20163135001","动脉瘤夹","动脉瘤夹","钛合金","瑞穗株式会社","北京美科创新科技有限公司","C04040211900003038780000133","（07-934-26）T1跨血管型","07-934-26",""]
["15394","神经外科","27","27","动脉瘤夹","动脉瘤夹","/","/","已维护","国械注进20163135001","动脉瘤夹","动脉瘤夹","钛合金","瑞穗株式会社","北京美科创新科技有限公司","C04040211900003038780000134","（07-934-28）T1跨血管型","07-934-28",""]
["15394","神经外科","27","27","动脉瘤夹","动脉瘤夹","/","/","已维护","国械注进20163135001","动脉瘤夹","动脉瘤夹","钛合金","瑞穗株式会社","北京美科创新科技有限公司","C04040211900003038780000135","（07-934-38）T1跨血管型","07-934-38",""]
["15394","神经外科","27","27","动脉瘤夹","动脉瘤夹","/","/","已维护","国械注进20163135001","动脉瘤夹","动脉瘤夹","钛合金","瑞穗株式会社","北京美科创新科技有限公司","C04040211900003038780000136","（07-934-30）T1跨血管型","07-934-30",""]
["15394","神经外科","27","27","动脉瘤夹","动脉瘤夹","/","/","已维护","国械注进20163135001","动脉瘤夹","动脉瘤夹","钛合金","瑞穗株式会社","北京美科创新科技有限公司","C04040211900003038780000137","（07-934-33）T1跨血管型","07-934-33",""]
["15394","神经外科","27","27","动脉瘤夹","动脉瘤夹","/","/","已维护","国械注进20163135001","动脉瘤夹","动脉瘤夹","钛合金","瑞穗株式会社","北京美科创新科技有限公司","C04040211900003038780000138","（07-934-40）T1跨血管型","07-934-40",""]
["15394","神经外科","27","27","动脉瘤夹","动脉瘤夹","/","/","已维护","国械注进20163135001","动脉瘤夹","动脉瘤夹","钛合金","瑞穗株式会社","北京美科创新科技有限公司","C04040211900003038780000139","（07-934-39）T1跨血管型","07-934-39",""]
["15394","神经外科","27","27","动脉瘤夹","动脉瘤夹","/","/","已维护","国械注进20163135001","动脉瘤夹","动脉瘤夹","钛合金","瑞穗株式会社","北京美科创新科技有限公司","C04040211900003038780000140","（07-934-31）T1跨血管型","07-934-31",""]
["15394","神经外科","27","27","动脉瘤夹","动脉瘤夹","/","/","已维护","国械注进20163135001","动脉瘤夹","动脉瘤夹","钛合金","瑞穗株式会社","北京美科创新科技有限公司","C04040211900003038780000141","（07-934-42）T1跨血管型","07-934-42",""]
["15394","神经外科","27","27","动脉瘤夹","动脉瘤夹","/","/","已维护","国械注进20163135001","动脉瘤夹","动脉瘤夹","钛合金","瑞穗株式会社","北京美科创新科技有限公司","C04040211900003038780000142","（07-934-27）T1跨血管型","07-934-27",""]
["15394","神经外科","27","27","动脉瘤夹","动脉瘤夹","/","/","已维护","国械注进20163135001","动脉瘤夹","动脉瘤夹","钛合金","瑞穗株式会社","北京美科创新科技有限公司","C04040211900003038780000143","（07-934-32）T1跨血管型","07-934-32",""]
["15394","神经外科","27","27","动脉瘤夹","动脉瘤夹","/","/","已维护","国械注进20163135001","动脉瘤夹","动脉瘤夹","钛合金","瑞穗株式会社","北京美科创新科技有限公司","C04040211900003038780000144","（07-934-34）T1跨血管型","07-934-34",""]
["15394","神经外科","27","27","动脉瘤夹","动脉瘤夹","/","/","已维护","国械注进20163135001","动脉瘤夹","动脉瘤夹","钛合金","瑞穗株式会社","北京美科创新科技有限公司","C04040211900003038780000145","（07-934-37）T1跨血管型","07-934-37",""]
["15394","神经外科","27","27","动脉瘤夹","动脉瘤夹","/","/","已维护","国械注进20163135001","动脉瘤夹","动脉瘤夹","钛合金","瑞穗株式会社","北京美科创新科技有限公司","C04040211900003038780000146","（07-934-35）T1跨血管型","07-934-35",""]
["15394","神经外科","27","27","动脉瘤夹","动脉瘤夹","/","/","已维护","国械注进20163135001","动脉瘤夹","动脉瘤夹","钛合金","瑞穗株式会社","北京美科创新科技有限公司","C04040211900003038780000147","（07-934-43）T1跨血管型","07-934-43",""]
["15394","神经外科","27","27","动脉瘤夹","动脉瘤夹","/","/","已维护","国械注进20163135001","动脉瘤夹","动脉瘤夹","钛合金","瑞穗株式会社","北京美科创新科技有限公司","C04040211900003038780000148","（07-934-29）T1跨血管型","07-934-29",""]
["15394","神经外科","27","27","动脉瘤夹","动脉瘤夹","/","/","已维护","国械注进20163135001","动脉瘤夹","动脉瘤夹","钛合金","瑞穗株式会社","北京美科创新科技有限公司","C04040211900003038780000149","（17-001-39）T2跨血管型","17-001-39",""]
["15394","神经外科","27","27","动脉瘤夹","动脉瘤夹","/","/","已维护","国械注进20163135001","动脉瘤夹","动脉瘤夹","钛合金","瑞穗株式会社","北京美科创新科技有限公司","C04040211900003038780000150","（17-001-35）T2跨血管型","17-001-35",""]
["15394","神经外科","27","27","动脉瘤夹","动脉瘤夹","/","/","已维护","国械注进20163135001","动脉瘤夹","动脉瘤夹","钛合金","瑞穗株式会社","北京美科创新科技有限公司","C04040211900003038780000151","（17-001-31）T2跨血管型","17-001-31",""]
["15394","神经外科","27","27","动脉瘤夹","动脉瘤夹","/","/","已维护","国械注进20163135001","动脉瘤夹","动脉瘤夹","钛合金","瑞穗株式会社","北京美科创新科技有限公司","C04040211900003038780000152","（17-001-28）T2跨血管型","17-001-28",""]
["15394","神经外科","27","27","动脉瘤夹","动脉瘤夹","/","/","已维护","国械注进20163135001","动脉瘤夹","动脉瘤夹","钛合金","瑞穗株式会社","北京美科创新科技有限公司","C04040211900003038780000153","（17-001-26）T2跨血管型","17-001-26",""]
["15394","神经外科","27","27","动脉瘤夹","动脉瘤夹","/","/","已维护","国械注进20163135001","动脉瘤夹","动脉瘤夹","钛合金","瑞穗株式会社","北京美科创新科技有限公司","C04040211900003038780000154","（17-001-34）T2跨血管型","17-001-34",""]
["15394","神经外科","27","27","动脉瘤夹","动脉瘤夹","/","/","已维护","国械注进20163135001","动脉瘤夹","动脉瘤夹","钛合金","瑞穗株式会社","北京美科创新科技有限公司","C04040211900003038780000155","（17-001-37）T2跨血管型","17-001-37",""]
["15394","神经外科","27","27","动脉瘤夹","动脉瘤夹","/","/","已维护","国械注进20163135001","动脉瘤夹","动脉瘤夹","钛合金","瑞穗株式会社","北京美科创新科技有限公司","C04040211900003038780000156","（17-001-33）T2跨血管型","17-001-33",""]
["15394","神经外科","27","27","动脉瘤夹","动脉瘤夹","/","/","已维护","国械注进20163135001","动脉瘤夹","动脉瘤夹","钛合金","瑞穗株式会社","北京美科创新科技有限公司","C04040211900003038780000157","（17-001-29）T2跨血管型","17-001-29",""]
["15394","神经外科","27","27","动脉瘤夹","动脉瘤夹","/","/","已维护","国械注进20163135001","动脉瘤夹","动脉瘤夹","钛合金","瑞穗株式会社","北京美科创新科技有限公司","C04040211900003038780000158","（17-001-43）T2跨血管型","17-001-43",""]
["15394","神经外科","27","27","动脉瘤夹","动脉瘤夹","/","/","已维护","国械注进20163135001","动脉瘤夹","动脉瘤夹","钛合金","瑞穗株式会社","北京美科创新科技有限公司","C04040211900003038780000159","（17-001-36）T2跨血管型","17-001-36",""]
["15394","神经外科","27","27","动脉瘤夹","动脉瘤夹","/","/","已维护","国械注进20163135001","动脉瘤夹","动脉瘤夹","钛合金","瑞穗株式会社","北京美科创新科技有限公司","C04040211900003038780000160","（17-001-38）T2跨血管型","17-001-38",""]
["15394","神经外科","27","27","动脉瘤夹","动脉瘤夹","/","/","已维护","国械注进20163135001","动脉瘤夹","动脉瘤夹","钛合金","瑞穗株式会社","北京美科创新科技有限公司","C04040211900003038780000161","（17-001-32）T2跨血管型","17-001-32",""]
["15394","神经外科","27","27","动脉瘤夹","动脉瘤夹","/","/","已维护","国械注进20163135001","动脉瘤夹","动脉瘤夹","钛合金","瑞穗株式会社","北京美科创新科技有限公司","C04040211900003038780000162","（17-001-30）T2跨血管型","17-001-30",""]
["15394","神经外科","27","27","动脉瘤夹","动脉瘤夹","/","/","已维护","国械注进20163135001","动脉瘤夹","动脉瘤夹","钛合金","瑞穗株式会社","北京美科创新科技有限公司","C04040211900003038780000163","（17-001-27）T2跨血管型","17-001-27",""]
["15394","神经外科","27","27","动脉瘤夹","动脉瘤夹","/","/","已维护","国械注进20163135001","动脉瘤夹","动脉瘤夹","钛合金","瑞穗株式会社","北京美科创新科技有限公司","C04040211900003038780000164","（17-001-41）T2跨血管型","17-001-41",""]
["15394","神经外科","27","27","动脉瘤夹","动脉瘤夹","/","/","已维护","国械注进20163135001","动脉瘤夹","动脉瘤夹","钛合金","瑞穗株式会社","北京美科创新科技有限公司","C04040211900003038780000165","（17-001-42）T2跨血管型","17-001-42",""]
["15394","神经外科","27","27","动脉瘤夹","动脉瘤夹","/","/","已维护","国械注进20163135001","动脉瘤夹","动脉瘤夹","钛合金","瑞穗株式会社","北京美科创新科技有限公司","C04040211900003038780000166","（17-001-40）T2跨血管型","17-001-40",""]
["15396","神经外科","8","8","颅骨网","PEEK颅骨网板","/","/","已维护","国械注准20223131474","聚醚醚酮颅骨修补系统","聚醚醚酮颅骨修补系统","聚醚醚酮","成都美益达医疗科技有限公司","成都美益达医疗科技有限公司","C04010411803002072190000189","MMSG408511 灭菌包装","MMSG408511","面积7225mm²(85mm*85mm)，厚度4mm。"]
["15399","神经外科","11","11","颅骨连接片","PEEK连接片","/","/","已维护","国械注准20233130758","聚醚醚酮颅骨内固定板","聚醚醚酮颅骨内固定板","聚醚醚酮","广州迈普再生医学科技股份有限公司","广州迈普再生医学科技股份有限公司","C04010411803002073370000020","Z04-03","Z04-03","直形4孔，厚度0.8mm\n"]
["15399","神经外科","11","11","颅骨连接片","PEEK连接片","/","/","已维护","国械注准20233130758","聚醚醚酮颅骨内固定板","聚醚醚酮颅骨内固定板","聚醚醚酮","广州迈普再生医学科技股份有限公司","广州迈普再生医学科技股份有限公司","C04010411803002073370000025","Z02-05","Z02-05","直形2孔，厚度0.8mm\n"]
["15400","神经外科","11","11","颅骨连接片","PEEK连接片","/","/","已维护","国械注准20233130308","聚醚醚酮颅颌面固定板","聚醚醚酮颅颌面固定板","聚醚醚酮","深圳市美好创亿医疗科技股份有限公司","广州迈普再生医学科技股份有限公司","C04010411803002073370000002","221×60×10","PCFS-221","直形4孔，厚度1mm\n"]
["15400","神经外科","11","11","颅骨连接片","PEEK连接片","/","/","已维护","国械注准20233130308","聚醚醚酮颅颌面固定板","聚醚醚酮颅颌面固定板","聚醚醚酮","深圳市美好创亿医疗科技股份有限公司","广州迈普再生医学科技股份有限公司","C04010411803002073370000001","162×60×10","PCFS-162","直形2孔，厚度1mm\n"]
["15473","神经外科","18","18","脑脊液分流系统","固定压脑室腹腔分流系统","/","/","已维护","国械注进20173131104","脑脊液分流管及附件","脑脊液分流管及附件-脑室导管","硅胶","英特格拉生命科技制造公司Integra LifeSciences Production Corporation","英特格拉生命科技(上海)有限公司","C04070112000002112970000023","ACCU-FLO透明脑室导管，30cm","821203","821203是脑室端导管，原注册证下中选产品新增规格型号，本企业去年中选价：340.5元\n"]
["15474","神经外科","19","19","脑脊液分流系统","可调压脑室腹腔分流系统","/","/","已维护","国械注进20173131104","脑脊液分流管及附件","脑脊液分流管及附件","硅胶，人造红宝石，钛","英特格拉生命科技制造公司Integra LifeSciences Production Corporation","英特格拉生命科技(上海)有限公司","C04070812100029112970000001","抗虹吸可调压直线型阀，无导管","823162","823162（抗虹吸可调压式直线型阀，无导管）组成:可调压阀门+抗虹吸装置+储液囊（本企业去年中选价：14609.23+199+1=14809.23）\n原注册证下中选产品新增规格。"]
["15579","神经外科","23","23","脑脊液体外引流系统","简易脑室外引流系统","/","/","已维护","豫械注准20252140594","一次性使用颅脑外引流装置","一次性使用颅脑外引流装置","","河南驼人贝斯特医疗器械有限公司","河南驼人贝斯特医疗器械有限公司","C04071403500004047400000034","8Fr","AC 型-单腔",""]
["15579","神经外科","23","23","脑脊液体外引流系统","简易脑室外引流系统","/","/","已维护","豫械注准20252140594","一次性使用颅脑外引流装置","一次性使用颅脑外引流装置","","河南驼人贝斯特医疗器械有限公司","河南驼人贝斯特医疗器械有限公司","C04071403500004047400000031","18Fr","AC 型-单腔",""]
["15579","神经外科","23","23","脑脊液体外引流系统","简易脑室外引流系统","/","/","已维护","豫械注准20252140594","一次性使用颅脑外引流装置","一次性使用颅脑外引流装置","","河南驼人贝斯特医疗器械有限公司","河南驼人贝斯特医疗器械有限公司","C04071403500004047400000030","25Fr","AC 型-单腔",""]
["15579","神经外科","23","23","脑脊液体外引流系统","简易脑室外引流系统","/","/","已维护","豫械注准20252140594","一次性使用颅脑外引流装置","一次性使用颅脑外引流装置","","河南驼人贝斯特医疗器械有限公司","河南驼人贝斯特医疗器械有限公司","C04071403500004047400000028","12Fr","AC 型-单腔",""]
["15579","神经外科","23","23","脑脊液体外引流系统","简易脑室外引流系统","/","/","已维护","豫械注准20252140594","一次性使用颅脑外引流装置","一次性使用颅脑外引流装置","","河南驼人贝斯特医疗器械有限公司","河南驼人贝斯特医疗器械有限公司","C04071403500004047400000026","16Fr","AC 型-单腔",""]
["15579","神经外科","23","23","脑脊液体外引流系统","简易脑室外引流系统","/","/","已维护","豫械注准20252140594","一次性使用颅脑外引流装置","一次性使用颅脑外引流装置","","河南驼人贝斯特医疗器械有限公司","河南驼人贝斯特医疗器械有限公司","C04071403500004047400000025","20Fr","AC 型-单腔",""]
["15579","神经外科","23","23","脑脊液体外引流系统","简易脑室外引流系统","/","/","已维护","豫械注准20252140594","一次性使用颅脑外引流装置","一次性使用颅脑外引流装置","","河南驼人贝斯特医疗器械有限公司","河南驼人贝斯特医疗器械有限公司","C04071403500004047400000023","14Fr","AC 型-单腔",""]
["15579","神经外科","23","23","脑脊液体外引流系统","简易脑室外引流系统","/","/","已维护","豫械注准20252140594","一次性使用颅脑外引流装置","一次性使用颅脑外引流装置","","河南驼人贝斯特医疗器械有限公司","河南驼人贝斯特医疗器械有限公司","C04071403500004047400000019","10Fr","AC 型-单腔",""]
["15579","神经外科","23","23","脑脊液体外引流系统","简易脑室外引流系统","/","/","已维护","豫械注准20252140594","一次性使用颅脑外引流装置","一次性使用颅脑外引流装置","","河南驼人贝斯特医疗器械有限公司","河南驼人贝斯特医疗器械有限公司","C04071403500004047400000018","22Fr","AC 型-单腔",""]
["15598","神经外科","16","16","颅骨钉","金属颅骨钉","/","/","已维护","国械注准20193131677","内固定钛网板系统","内固定钛网板系统-螺钉","钛合金","西安康拓医疗技术股份有限公司","西安康拓医疗技术股份有限公司","C04010111802000078730000173","H01020067S","H01020067S","直径：1.6mm，长度：5mm\n"]
["15598","神经外科","16","16","颅骨钉","金属颅骨钉","/","/","已维护","国械注准20193131677","内固定钛网板系统","内固定钛网板系统-螺钉","钛合金","西安康拓医疗技术股份有限公司","西安康拓医疗技术股份有限公司","C04010111802000078730000075","（灭菌）螺钉b:1.6×5","螺钉b:1.6×5","直径：1.6mm，长度：5mm\n"]
["15598","神经外科","16","16","颅骨钉","金属颅骨钉","/","/","已维护","国械注准20193131677","内固定钛网板系统","内固定钛网板系统-螺钉","钛合金","西安康拓医疗技术股份有限公司","西安康拓医疗技术股份有限公司","C04010111802000078730000284","H01020079S","H01020079S","直径：2mm，长度：6mm\n"]
["15598","神经外科","16","16","颅骨钉","金属颅骨钉","/","/","已维护","国械注准20193131677","内固定钛网板系统","内固定钛网板系统-螺钉","钛合金","西安康拓医疗技术股份有限公司","西安康拓医疗技术股份有限公司","C04010111802000078730000161","H01020077S","H01020077S","直径：2mm，长度：5mm\n"]
["15598","神经外科","16","16","颅骨钉","金属颅骨钉","/","/","已维护","国械注准20193131677","内固定钛网板系统","内固定钛网板系统-螺钉","钛合金","西安康拓医疗技术股份有限公司","西安康拓医疗技术股份有限公司","C04010111802000078730000259","H01020074S","H01020074S","直径：1.9mm，长度：6mm\n"]
["15598","神经外科","16","16","颅骨钉","金属颅骨钉","/","/","已维护","国械注准20193131677","内固定钛网板系统","内固定钛网板系统-螺钉","钛合金","西安康拓医疗技术股份有限公司","西安康拓医疗技术股份有限公司","C04010111802000078730000308","H01020072S","H01020072S","直径：1.9mm，长度：5mm\n"]
["15598","神经外科","16","16","颅骨钉","金属颅骨钉","/","/","已维护","国械注准20193131677","内固定钛网板系统","内固定钛网板系统-螺钉","钛合金","西安康拓医疗技术股份有限公司","西安康拓医疗技术股份有限公司","C04010111802000078730000193","H01020071S","H01020071S","直径：1.9mm，长度：4.5mm\n"]
["15598","神经外科","16","16","颅骨钉","金属颅骨钉","/","/","已维护","国械注准20193131677","内固定钛网板系统","内固定钛网板系统-螺钉","钛合金","西安康拓医疗技术股份有限公司","西安康拓医疗技术股份有限公司","C04010111802000078730000244","H01020065S","H01020065S","直径：1.6mm，长度：4mm\n"]
["15598","神经外科","16","16","颅骨钉","金属颅骨钉","/","/","已维护","国械注准20193131677","内固定钛网板系统","内固定钛网板系统-螺钉","钛合金","西安康拓医疗技术股份有限公司","西安康拓医疗技术股份有限公司","C04010111802000078730000267","H01020061S","H01020061S","直径：2mm，长度：5mm\n"]
["15598","神经外科","16","16","颅骨钉","金属颅骨钉","/","/","已维护","国械注准20193131677","内固定钛网板系统","内固定钛网板系统-螺钉","钛合金","西安康拓医疗技术股份有限公司","西安康拓医疗技术股份有限公司","C04010111802000078730000290","H01020056S","H01020056S","直径：1.9mm，长度：5mm\n"]
["15607","神经外科","8","8","颅骨网","PEEK颅骨网板","/","/","已维护","国械注准20223131474","聚醚醚酮颅骨修补系统","聚醚醚酮颅骨修补系统","聚醚醚酮","成都美益达医疗科技有限公司","成都美益达医疗科技有限公司","C04010411803002072190000237","MMSG404503 灭菌包装","MMSG404503","面积2025mm²(45mm*45mm)，厚度4mm。"]
["15612","神经外科","8","8","颅骨网","PEEK颅骨网板","/","/","已维护","国械注准20223131474","聚醚醚酮颅骨修补系统","聚醚醚酮颅骨修补系统-连接板","聚醚醚酮","成都美益达医疗科技有限公司","成都美益达医疗科技有限公司","C04010411803002072190000225","MMSG406004 灭菌包装","MMSG406004","面积3600mm²(60mm*60mm)，厚度4mm。"]
["15624","神经外科","8","8","颅骨网","PEEK颅骨网板","/","/","已维护","国械注准20223131474","聚醚醚酮颅骨修补系统","聚醚醚酮颅骨修补系统-连接板","聚醚醚酮","成都美益达医疗科技有限公司","成都美益达医疗科技有限公司","C04010411803002072190000231","MMSG407505 灭菌包装","MMSG407505","面积5625mm²(75mm*75mm)，厚度4mm。"]
["15625","神经外科","16","16","颅骨钉","金属颅骨钉","/","/","已维护","国械注准20253130036","颅骨修复系统","颅骨修复系统","钛钉","","天津市塑料研究所有限公司","C04010111802000105770000048","ZS02 2.0×5","ZS02(灭菌)",""]
["15625","神经外科","16","16","颅骨钉","金属颅骨钉","/","/","已维护","国械注准20253130036","颅骨修复系统","颅骨修复系统","钛钉","","天津市塑料研究所有限公司","C04010111802000105770000037","ZQ02 2.0×5","ZQ02(灭菌)",""]
["15625","神经外科","16","16","颅骨钉","金属颅骨钉","/","/","已维护","国械注准20253130036","颅骨修复系统","颅骨修复系统","钛钉","","天津市塑料研究所有限公司","C04010111802000105770000030","ZS02 2.0×6","ZS02(灭菌)",""]
["15625","神经外科","16","16","颅骨钉","金属颅骨钉","/","/","已维护","国械注准20253130036","颅骨修复系统","颅骨修复系统","钛钉","","天津市塑料研究所有限公司","C04010111802000105770000022","ZQ02 2.0×6","ZQ02(非灭菌)",""]
["15625","神经外科","16","16","颅骨钉","金属颅骨钉","/","/","已维护","国械注准20253130036","颅骨修复系统","颅骨修复系统","钛钉","","天津市塑料研究所有限公司","C04010111802000105770000017","ZS02 2.0×5","ZS02(非灭菌)",""]
["15625","神经外科","16","16","颅骨钉","金属颅骨钉","/","/","已维护","国械注准20253130036","颅骨修复系统","颅骨修复系统","钛钉","","天津市塑料研究所有限公司","C04010111802000105770000015","ZQ02 2.0×6","ZQ02(灭菌)",""]
["15625","神经外科","16","16","颅骨钉","金属颅骨钉","/","/","已维护","国械注准20253130036","颅骨修复系统","颅骨修复系统","钛钉","","天津市塑料研究所有限公司","C04010111802000105770000014","ZS02 2.0×6","ZS02(非灭菌)",""]
["15625","神经外科","16","16","颅骨钉","金属颅骨钉","/","/","已维护","国械注准20253130036","颅骨修复系统","颅骨修复系统","钛钉","","天津市塑料研究所有限公司","C04010111802000105770000011","ZQ02 2.0×5","ZQ02(非灭菌)",""]
["15628","神经外科","8","8","颅骨网","PEEK颅骨网板","/","/","已维护","国械注准20223131474","聚醚醚酮颅骨修补系统","聚醚醚酮颅骨修补系统-连接板","聚醚醚酮","成都美益达医疗科技有限公司","成都美益达医疗科技有限公司","C04010411803002072190000224","MMSG408506 灭菌包装","MMSG408506","面积7225mm²(85mm*85mm)，厚度4mm。"]
["15632","神经外科","14","14","颅骨盖孔板","PEEK盖孔板","/","/","已维护","国械注准20253130036","颅骨修复系统","颅骨修复系统","聚醚醚酮","","天津市塑料研究所有限公司","C04010411803002105770000089","YLP0103 20×1","YLP0103(灭菌)",""]
["15632","神经外科","14","14","颅骨盖孔板","PEEK盖孔板","/","/","已维护","国械注准20253130036","颅骨修复系统","颅骨修复系统","聚醚醚酮","","天津市塑料研究所有限公司","C04010411803002105770000142","YLP0103 20×0.8","YLP0103(非灭菌)",""]
["15632","神经外科","14","14","颅骨盖孔板","PEEK盖孔板","/","/","已维护","国械注准20253130036","颅骨修复系统","颅骨修复系统","聚醚醚酮","","天津市塑料研究所有限公司","C04010411803002105770000173","YLP0103 22×1","YLP0103(非灭菌)",""]
["15632","神经外科","14","14","颅骨盖孔板","PEEK盖孔板","/","/","已维护","国械注准20253130036","颅骨修复系统","颅骨修复系统","聚醚醚酮","","天津市塑料研究所有限公司","C04010411803002105770000196","YLP0103 20×0.8","YLP0103(灭菌)",""]
["15632","神经外科","14","14","颅骨盖孔板","PEEK盖孔板","/","/","已维护","国械注准20253130036","颅骨修复系统","颅骨修复系统","聚醚醚酮","","天津市塑料研究所有限公司","C04010411803002105770000301","YLP0103 22×0.8","YLP0103(灭菌)",""]
["15632","神经外科","14","14","颅骨盖孔板","PEEK盖孔板","/","/","已维护","国械注准20253130036","颅骨修复系统","颅骨修复系统","聚醚醚酮","","天津市塑料研究所有限公司","C04010411803002105770000380","YLP0103 20×1","YLP0103(非灭菌)",""]
["15632","神经外科","14","14","颅骨盖孔板","PEEK盖孔板","/","/","已维护","国械注准20253130036","颅骨修复系统","颅骨修复系统","聚醚醚酮","","天津市塑料研究所有限公司","C04010411803002105770000535","YLP0103 22×1","YLP0103(灭菌)",""]
["15632","神经外科","14","14","颅骨盖孔板","PEEK盖孔板","/","/","已维护","国械注准20253130036","颅骨修复系统","颅骨修复系统","聚醚醚酮","","天津市塑料研究所有限公司","C04010411803002105770000556","YLP0103 22×0.8","YLP0103(非灭菌)",""]
["15632","神经外科","14","14","颅骨盖孔板","PEEK盖孔板","/","/","已维护","国械注准20253130036","颅骨修复系统","颅骨修复系统","聚醚醚酮","","天津市塑料研究所有限公司","C04010411803002105770000726","YLP0103 24×0.8","YLP0103(灭菌)",""]
["15632","神经外科","14","14","颅骨盖孔板","PEEK盖孔板","/","/","已维护","国械注准20253130036","颅骨修复系统","颅骨修复系统","聚醚醚酮","","天津市塑料研究所有限公司","C04010411803002105770000728","YLP0103 28×0.8","YLP0103(非灭菌)",""]
["15632","神经外科","14","14","颅骨盖孔板","PEEK盖孔板","/","/","已维护","国械注准20253130036","颅骨修复系统","颅骨修复系统","聚醚醚酮","","天津市塑料研究所有限公司","C04010411803002105770000738","YLP0103 28×1.0","YLP0103(灭菌)",""]
["15632","神经外科","14","14","颅骨盖孔板","PEEK盖孔板","/","/","已维护","国械注准20253130036","颅骨修复系统","颅骨修复系统","聚醚醚酮","","天津市塑料研究所有限公司","C04010411803002105770000748","YLP0103 24×0.8","YLP0103(非灭菌)",""]
["15632","神经外科","14","14","颅骨盖孔板","PEEK盖孔板","/","/","已维护","国械注准20253130036","颅骨修复系统","颅骨修复系统","聚醚醚酮","","天津市塑料研究所有限公司","C04010411803002105770000772","YLP0103 28×0.8","YLP0103(灭菌)",""]
["15632","神经外科","14","14","颅骨盖孔板","PEEK盖孔板","/","/","已维护","国械注准20253130036","颅骨修复系统","颅骨修复系统","聚醚醚酮","","天津市塑料研究所有限公司","C04010411803002105770000795","YLP0103 24×1.0","YLP0103(灭菌)",""]
["15632","神经外科","14","14","颅骨盖孔板","PEEK盖孔板","/","/","已维护","国械注准20253130036","颅骨修复系统","颅骨修复系统","聚醚醚酮","","天津市塑料研究所有限公司","C04010411803002105770000806","YLP0103 28×1.0","YLP0103(非灭菌)",""]
["15632","神经外科","14","14","颅骨盖孔板","PEEK盖孔板","/","/","已维护","国械注准20253130036","颅骨修复系统","颅骨修复系统","聚醚醚酮","","天津市塑料研究所有限公司","C04010411803002105770000815","YLP0103 24×1.0","YLP0103(非灭菌)",""]
["15638","神经外科","11","11","颅骨连接片","PEEK连接片","/","/","已维护","国械注准20253130036","颅骨修复系统","颅骨修复系统","聚醚醚酮","","天津市塑料研究所有限公司","C04010411803002105770000035","ZLP0103 18×5.5×0.8","ZLP0103(灭菌)",""]
["15638","神经外科","11","11","颅骨连接片","PEEK连接片","/","/","已维护","国械注准20253130036","颅骨修复系统","颅骨修复系统","聚醚醚酮","","天津市塑料研究所有限公司","C04010411803002105770000166","ZLP0103 18×5.5×1","ZLP0103(非灭菌)",""]
["15638","神经外科","11","11","颅骨连接片","PEEK连接片","/","/","已维护","国械注准20253130036","颅骨修复系统","颅骨修复系统","聚醚醚酮","","天津市塑料研究所有限公司","C04010411803002105770000221","ZLP0103 16×6.0×0.8","ZLP0103(灭菌)",""]
["15638","神经外科","11","11","颅骨连接片","PEEK连接片","/","/","已维护","国械注准20253130036","颅骨修复系统","颅骨修复系统","聚醚醚酮","","天津市塑料研究所有限公司","C04010411803002105770000293","ZLP0103 16×6.0×1","ZLP0103(灭菌)",""]
["15638","神经外科","11","11","颅骨连接片","PEEK连接片","/","/","已维护","国械注准20253130036","颅骨修复系统","颅骨修复系统","聚醚醚酮","","天津市塑料研究所有限公司","C04010411803002105770000397","ZLP0103 18×5.5×0.8","ZLP0103(非灭菌)",""]
["15638","神经外科","11","11","颅骨连接片","PEEK连接片","/","/","已维护","国械注准20253130036","颅骨修复系统","颅骨修复系统","聚醚醚酮","","天津市塑料研究所有限公司","C04010411803002105770000418","ZLP0103 18×5.5×1","ZLP0103(灭菌)",""]
["15638","神经外科","11","11","颅骨连接片","PEEK连接片","/","/","已维护","国械注准20253130036","颅骨修复系统","颅骨修复系统","聚醚醚酮","","天津市塑料研究所有限公司","C04010411803002105770000508","ZLP0103 16×6.0×0.8","ZLP0103(非灭菌)",""]
["15638","神经外科","11","11","颅骨连接片","PEEK连接片","/","/","已维护","国械注准20253130036","颅骨修复系统","颅骨修复系统","聚醚醚酮","","天津市塑料研究所有限公司","C04010411803002105770000602","ZLP0103 16×6.0×1","ZLP0103(非灭菌)",""]
["15638","神经外科","11","11","颅骨连接片","PEEK连接片","/","/","已维护","国械注准20253130036","颅骨修复系统","颅骨修复系统","聚醚醚酮","","天津市塑料研究所有限公司","C04010411803002105770000766","ZLP0203 23×4×0.8","ZLP0203(非灭菌)",""]
["15638","神经外科","11","11","颅骨连接片","PEEK连接片","/","/","已维护","国械注准20253130036","颅骨修复系统","颅骨修复系统","聚醚醚酮","","天津市塑料研究所有限公司","C04010411803002105770000751","ZLP0203 23×4×1.0","ZLP0203(非灭菌)",""]
["15638","神经外科","11","11","颅骨连接片","PEEK连接片","/","/","已维护","国械注准20253130036","颅骨修复系统","颅骨修复系统","聚醚醚酮","","天津市塑料研究所有限公司","C04010411803002105770000769","ZLP0203 23×4×1.0","ZLP0203(灭菌)",""]
["15638","神经外科","11","11","颅骨连接片","PEEK连接片","/","/","已维护","国械注准20253130036","颅骨修复系统","颅骨修复系统","聚醚醚酮","","天津市塑料研究所有限公司","C04010411803002105770000799","ZLP0203 23×4×0.8","ZLP0203(灭菌)",""]
["15639","神经外科","6","6","颅骨网","金属颅骨网板（三维）","/","/","已维护","国械注进20173130171","颅骨内固定系统Bioplate Rigid Fixation Bone Plating System for Craniomaxillofacial Surgery","颅骨内固定系统-钛网","纯钛","佰普勒有限公司Bioplate, Inc.","西安青松康业医疗技术有限公司","C04010311801003114700000019","Countersunk BioMesh 3MC-50mm×50mm","81-1042","面积：25cm²; 长×宽：5cm×5cm\n"]
["15639","神经外科","6","6","颅骨网","金属颅骨网板（三维）","/","/","已维护","国械注进20173130171","颅骨内固定系统Bioplate Rigid Fixation Bone Plating System for Craniomaxillofacial Surgery","颅骨内固定系统-钛网","纯钛","佰普勒有限公司Bioplate, Inc.","西安青松康业医疗技术有限公司","C04010311801003114700000021","Countersunk BioMesh 3MC-90mm×120mm","81-1041","面积：108cm²; 长×宽：9cm×12cm\n"]
["15639","神经外科","6","6","颅骨网","金属颅骨网板（三维）","/","/","已维护","国械注进20173130171","颅骨内固定系统Bioplate Rigid Fixation Bone Plating System for Craniomaxillofacial Surgery","颅骨内固定系统-钛网","纯钛","佰普勒有限公司Bioplate, Inc.","西安青松康业医疗技术有限公司","C04010311801003114700000023","Countersunk BioMesh 4MC-200mm×200mm","81-5792","面积：400cm²; 长×宽：20cm×20cm\n"]
["15639","神经外科","6","6","颅骨网","金属颅骨网板（三维）","/","/","已维护","国械注进20173130171","颅骨内固定系统Bioplate Rigid Fixation Bone Plating System for Craniomaxillofacial Surgery","颅骨内固定系统-钛网","纯钛","佰普勒有限公司Bioplate, Inc.","西安青松康业医疗技术有限公司","C04010311801003114700000017","Countersunk BioMesh 3MC-20cm×20cm","81-3142","面积：400cm²; 长×宽：20cm×20cm\n"]
["15639","神经外科","6","6","颅骨网","金属颅骨网板（三维）","/","/","已维护","国械注进20173130171","颅骨内固定系统Bioplate Rigid Fixation Bone Plating System for Craniomaxillofacial Surgery","颅骨内固定系统-钛网","纯钛","佰普勒有限公司Bioplate, Inc.","西安青松康业医疗技术有限公司","C04010311801003114700000014","Countersunk BioMesh 3MC-127mm×131mm","81-3141","面积：166.37cm²; 长×宽：12.7cm×13.1cm\n"]
["15639","神经外科","6","6","颅骨网","金属颅骨网板（三维）","/","/","已维护","国械注进20173130171","颅骨内固定系统Bioplate Rigid Fixation Bone Plating System for Craniomaxillofacial Surgery","颅骨内固定系统-钛网","纯钛","佰普勒有限公司Bioplate, Inc.","西安青松康业医疗技术有限公司","C04010311801003114700000022","Countersunk BioMesh 3MC-90mm×92mm","81-3026","面积：82.8cm²; 长×宽：9cm×9.2cm\n"]
["15639","神经外科","6","6","颅骨网","金属颅骨网板（三维）","/","/","已维护","国械注进20173130171","颅骨内固定系统Bioplate Rigid Fixation Bone Plating System for Craniomaxillofacial Surgery","颅骨内固定系统-钛网","纯钛","佰普勒有限公司Bioplate, Inc.","西安青松康业医疗技术有限公司","C04010311801003114700000020","Countersunk BioMesh 3MC-65mm×65mm","81-3025","面积：42.25cm²; 长×宽：6.5cm×6.5cm\n"]
["15639","神经外科","6","6","颅骨网","金属颅骨网板（三维）","/","/","已维护","国械注进20173130171","颅骨内固定系统Bioplate Rigid Fixation Bone Plating System for Craniomaxillofacial Surgery","颅骨内固定系统-钛网","纯钛","佰普勒有限公司Bioplate, Inc.","西安青松康业医疗技术有限公司","C04010311801003114700000015","Countersunk BioMesh 3MC-150mm×150mm","81-1040","面积：225cm²; 长×宽：15cm×15cm\n"]
["15649","神经外科","10","10","颅骨连接片","金属连接片","/","/","已维护","国械注进20173130171","颅骨内固定系统Bioplate Rigid Fixation Bone Plating System for Craniomaxillofacial Surgery","颅骨内固定系统-骨板","纯钛","佰普勒有限公司Bioplate, Inc.","西安青松康业医疗技术有限公司","C04010411801002114700000046","5孔Y形板，1.9mm孔径，19mm长","81-3029","形状：Y形；孔数：五孔；长度：19mm；厚度：0.6mm\n"]
["15649","神经外科","10","10","颅骨连接片","金属连接片","/","/","已维护","国械注进20173130171","颅骨内固定系统Bioplate Rigid Fixation Bone Plating System for Craniomaxillofacial Surgery","颅骨内固定系统-骨板","纯钛","佰普勒有限公司Bioplate, Inc.","西安青松康业医疗技术有限公司","C04010411801002114700000029","4孔直形板，19mm长","81-2001","形状：直形；孔数：四孔；长度：19mm；厚度：0.6mm\n"]
["15649","神经外科","10","10","颅骨连接片","金属连接片","/","/","已维护","国械注进20173130171","颅骨内固定系统Bioplate Rigid Fixation Bone Plating System for Craniomaxillofacial Surgery","颅骨内固定系统-骨板","纯钛","佰普勒有限公司Bioplate, Inc.","西安青松康业医疗技术有限公司","C04010411801002114700000123","Xpress4孔直形板，孔径1.75mm，长21mm","81-3352","形状：直形；孔数：四孔；长度：21mm；厚度：0.6mm\n"]
["15649","神经外科","10","10","颅骨连接片","金属连接片","/","/","已维护","国械注进20173130171","颅骨内固定系统Bioplate Rigid Fixation Bone Plating System for Craniomaxillofacial Surgery","颅骨内固定系统-骨板","纯钛","佰普勒有限公司Bioplate, Inc.","西安青松康业医疗技术有限公司","C04010411801002114700000121","Xpress2孔直形板，直径1.5mm，长14mm","81-3350","形状：直形；孔数：两孔；长度：14mm；厚度：0.6mm\n"]
["15649","神经外科","10","10","颅骨连接片","金属连接片","/","/","已维护","国械注进20173130171","颅骨内固定系统Bioplate Rigid Fixation Bone Plating System for Craniomaxillofacial Surgery","颅骨内固定系统-骨板","纯钛","佰普勒有限公司Bioplate, Inc.","西安青松康业医疗技术有限公司","C04010411801002114700000135","直径1.5mm，二孔直形钛板，长14mm","81-3135","形状：直形；孔数：两孔；长度：14mm；厚度：0.6mm\n"]
["15649","神经外科","10","10","颅骨连接片","金属连接片","/","/","已维护","国械注进20173130171","颅骨内固定系统Bioplate Rigid Fixation Bone Plating System for Craniomaxillofacial Surgery","颅骨内固定系统-骨板","纯钛","佰普勒有限公司Bioplate, Inc.","西安青松康业医疗技术有限公司","C04010411801002114700000051","6孔X形板，1.9mm孔径，18mm长","81-3030","形状：X形；孔数：六孔；长度：18mm；厚度：0.6mm\n"]
["15649","神经外科","10","10","颅骨连接片","金属连接片","/","/","已维护","国械注进20173130171","颅骨内固定系统Bioplate Rigid Fixation Bone Plating System for Craniomaxillofacial Surgery","颅骨内固定系统-骨板","纯钛","佰普勒有限公司Bioplate, Inc.","西安青松康业医疗技术有限公司","C04010411801002114700000036","4孔直形钛板，长20mm","81-3028","形状：直形；孔数：四孔；长度：20mm；厚度：0.6mm\n"]
["15649","神经外科","10","10","颅骨连接片","金属连接片","/","/","已维护","国械注进20173130171","颅骨内固定系统Bioplate Rigid Fixation Bone Plating System for Craniomaxillofacial Surgery","颅骨内固定系统-骨板","纯钛","佰普勒有限公司Bioplate, Inc.","西安青松康业医疗技术有限公司","C04010411801002114700000100","BIO-100二孔钛板","81-2037","形状：直形；孔数：两孔；长度：15mm；厚度：0.6mm\n"]
["15653","神经外科","14","14","颅骨盖孔板","PEEK盖孔板","/","/","已维护","国械注准20233130758","聚醚醚酮颅骨内固定板","聚醚醚酮颅骨内固定板","聚醚醚酮","广州迈普再生医学科技股份有限公司","广州迈普再生医学科技股份有限公司","C04010411803002073370000012","X06-01","X06-01","长27.6mm，宽24.8mm,不带引流，6孔，厚度0.8mm\n"]
["15653","神经外科","14","14","颅骨盖孔板","PEEK盖孔板","/","/","已维护","国械注准20233130758","聚醚醚酮颅骨内固定板","聚醚醚酮颅骨内固定板","聚醚醚酮","广州迈普再生医学科技股份有限公司","广州迈普再生医学科技股份有限公司","C04010411803002073370000019","F04-05","F04-05","长23mm，宽17mm,不带引流，4孔，厚度0.8mm\n"]
["15661","神经外科","13","13","颅骨盖孔板","金属盖孔板","/","/","已维护","国械注进20173130171","颅骨内固定系统Bioplate Rigid Fixation Bone Plating System for Craniomaxillofacial Surgery","颅骨内固定系统-骨板","纯钛","佰普勒有限公司Bioplate, Inc.","西安青松康业医疗技术有限公司","C04010411801002114700000038","5孔Access雪花板，1.9mm孔径，长18mm","81-3181","带引流；盖孔板尺寸：18mm；形状：雪花；孔数：五孔；厚度：0.6mm\n"]
["15661","神经外科","13","13","颅骨盖孔板","金属盖孔板","/","/","已维护","国械注进20173130171","颅骨内固定系统Bioplate Rigid Fixation Bone Plating System for Craniomaxillofacial Surgery","颅骨内固定系统-骨板","纯钛","佰普勒有限公司Bioplate, Inc.","西安青松康业医疗技术有限公司","C04010411801002114700000037","5孔Access雪花板，1.5mm孔径，长18mm","81-3180","带引流；盖孔板尺寸：18mm；形状：雪花；孔数：五孔；厚度：0.6mm\n"]
["15661","神经外科","13","13","颅骨盖孔板","金属盖孔板","/","/","已维护","国械注进20173130171","颅骨内固定系统Bioplate Rigid Fixation Bone Plating System for Craniomaxillofacial Surgery","颅骨内固定系统-骨板","纯钛","佰普勒有限公司Bioplate, Inc.","西安青松康业医疗技术有限公司","C04010411801002114700000131","柔软雪花片板，1.5mm孔径，18mm长","81-2054","不带引流；盖孔板尺寸：18mm；形状：雪花；孔数：六孔；厚度：0.6mm\n"]
["15661","神经外科","13","13","颅骨盖孔板","金属盖孔板","/","/","已维护","国械注进20173130171","颅骨内固定系统Bioplate Rigid Fixation Bone Plating System for Craniomaxillofacial Surgery","颅骨内固定系统-骨板","纯钛","佰普勒有限公司Bioplate, Inc.","西安青松康业医疗技术有限公司","C04010411801002114700000132","柔软雪花片板，1.9mm孔径，12mm长","81-2046","不带引流；盖孔板尺寸：12mm；形状：雪花；孔数：六孔；厚度：0.6mm\n"]
["15661","神经外科","13","13","颅骨盖孔板","金属盖孔板","/","/","已维护","国械注进20173130171","颅骨内固定系统Bioplate Rigid Fixation Bone Plating System for Craniomaxillofacial Surgery","颅骨内固定系统-骨板","纯钛","佰普勒有限公司Bioplate, Inc.","西安青松康业医疗技术有限公司","C04010411801002114700000125","Xpress6孔雪花片，孔径1.75mm，长19mm","81-3356","不带引流；盖孔板尺寸：19mm；形状：雪花；孔数：六孔；厚度：0.6mm\n"]
["15661","神经外科","13","13","颅骨盖孔板","金属盖孔板","/","/","已维护","国械注进20173130171","颅骨内固定系统Bioplate Rigid Fixation Bone Plating System for Craniomaxillofacial Surgery","颅骨内固定系统-骨板","纯钛","佰普勒有限公司Bioplate, Inc.","西安青松康业医疗技术有限公司","C04010411801002114700000129","坚硬雪花片板，1.9mm孔径，18mm长","81-2049","不带引流；盖孔板尺寸：18mm；形状：雪花；孔数：六孔；厚度：0.6mm\n"]
["15661","神经外科","13","13","颅骨盖孔板","金属盖孔板","/","/","已维护","国械注进20173130171","颅骨内固定系统Bioplate Rigid Fixation Bone Plating System for Craniomaxillofacial Surgery","颅骨内固定系统-骨板","纯钛","佰普勒有限公司Bioplate, Inc.","西安青松康业医疗技术有限公司","C04010411801002114700000133","柔软雪花片板，1.9mm孔径，18mm长","81-2047","不带引流；盖孔板尺寸：18mm；形状：雪花；孔数：六孔；厚度：0.6mm\n"]
["15662","神经外科","8","8","颅骨网","PEEK颅骨网板","/","/","已维护","国械注准20253130036","颅骨修复系统","颅骨修复系统","聚醚醚酮","","天津市塑料研究所有限公司","C04010511800000105770000044","YLB 75×75×6×55×5","YLB(非灭菌)",""]
["15662","神经外科","8","8","颅骨网","PEEK颅骨网板","/","/","已维护","国械注准20253130036","颅骨修复系统","颅骨修复系统","聚醚醚酮","","天津市塑料研究所有限公司","C04010511800000105770000326","YLB120×100×4×15×5","YLB(灭菌)",""]
["15662","神经外科","8","8","颅骨网","PEEK颅骨网板","/","/","已维护","国械注准20253130036","颅骨修复系统","颅骨修复系统","聚醚醚酮","","天津市塑料研究所有限公司","C04010511800000105770000325","YLB110×100×4×35×5","YLB(灭菌)",""]
["15662","神经外科","8","8","颅骨网","PEEK颅骨网板","/","/","已维护","国械注准20253130036","颅骨修复系统","颅骨修复系统","聚醚醚酮","","天津市塑料研究所有限公司","C04010511800000105770000324","YLB80×60×3×9×5","YLB(灭菌)",""]
["15662","神经外科","8","8","颅骨网","PEEK颅骨网板","/","/","已维护","国械注准20253130036","颅骨修复系统","颅骨修复系统","聚醚醚酮","","天津市塑料研究所有限公司","C04010511800000105770000320","YLB110×100×4×35×5","YLB(非灭菌)",""]
["15662","神经外科","8","8","颅骨网","PEEK颅骨网板","/","/","已维护","国械注准20253130036","颅骨修复系统","颅骨修复系统","聚醚醚酮","","天津市塑料研究所有限公司","C04010511800000105770000319","YLB90×80×4×30×5","YLB(非灭菌)",""]
["15662","神经外科","8","8","颅骨网","PEEK颅骨网板","/","/","已维护","国械注准20253130036","颅骨修复系统","颅骨修复系统","聚醚醚酮","","天津市塑料研究所有限公司","C04010511800000105770000318","YLB150×130×4×55×5","YLB(非灭菌)",""]
["15662","神经外科","8","8","颅骨网","PEEK颅骨网板","/","/","已维护","国械注准20253130036","颅骨修复系统","颅骨修复系统","聚醚醚酮","","天津市塑料研究所有限公司","C04010511800000105770000316","YLB130×120×4×15×5","YLB(非灭菌)",""]
["15662","神经外科","8","8","颅骨网","PEEK颅骨网板","/","/","已维护","国械注准20253130036","颅骨修复系统","颅骨修复系统","聚醚醚酮","","天津市塑料研究所有限公司","C04010511800000105770000315","YLB80×60×3×29×5","YLB(灭菌)",""]
["15662","神经外科","8","8","颅骨网","PEEK颅骨网板","/","/","已维护","国械注准20253130036","颅骨修复系统","颅骨修复系统","聚醚醚酮","","天津市塑料研究所有限公司","C04010511800000105770000311","YLB150×120×4×20×5","YLB(灭菌)",""]
["15662","神经外科","8","8","颅骨网","PEEK颅骨网板","/","/","已维护","国械注准20253130036","颅骨修复系统","颅骨修复系统","聚醚醚酮","","天津市塑料研究所有限公司","C04010511800000105770000308","YLB100×80×4×30×5","YLB(灭菌)",""]
["15662","神经外科","8","8","颅骨网","PEEK颅骨网板","/","/","已维护","国械注准20253130036","颅骨修复系统","颅骨修复系统","聚醚醚酮","","天津市塑料研究所有限公司","C04010511800000105770000307","YLB100×80×4×15×5","YLB(非灭菌)",""]
["15662","神经外科","8","8","颅骨网","PEEK颅骨网板","/","/","已维护","国械注准20253130036","颅骨修复系统","颅骨修复系统","聚醚醚酮","","天津市塑料研究所有限公司","C04010511800000105770000305","YLB130×110×4×15×5","YLB(灭菌)",""]
["15662","神经外科","8","8","颅骨网","PEEK颅骨网板","/","/","已维护","国械注准20253130036","颅骨修复系统","颅骨修复系统","聚醚醚酮","","天津市塑料研究所有限公司","C04010511800000105770000303","YLB150×130×4×55×5","YLB(灭菌)",""]
["15662","神经外科","8","8","颅骨网","PEEK颅骨网板","/","/","已维护","国械注准20253130036","颅骨修复系统","颅骨修复系统","聚醚醚酮","","天津市塑料研究所有限公司","C04010511800000105770000302","YLB150×120×4×39×5","YLB(灭菌)",""]
["15662","神经外科","8","8","颅骨网","PEEK颅骨网板","/","/","已维护","国械注准20253130036","颅骨修复系统","颅骨修复系统","聚醚醚酮","","天津市塑料研究所有限公司","C04010511800000105770000299","YLB90×80×4×10×5","YLB(灭菌)",""]
["15662","神经外科","8","8","颅骨网","PEEK颅骨网板","/","/","已维护","国械注准20253130036","颅骨修复系统","颅骨修复系统","聚醚醚酮","","天津市塑料研究所有限公司","C04010511800000105770000296","YLB130×120×4×35×5","YLB(灭菌)",""]
["15662","神经外科","8","8","颅骨网","PEEK颅骨网板","/","/","已维护","国械注准20253130036","颅骨修复系统","颅骨修复系统","聚醚醚酮","","天津市塑料研究所有限公司","C04010511800000105770000294","YLB50×50×3×19×3","YLB(灭菌)",""]
["15662","神经外科","8","8","颅骨网","PEEK颅骨网板","/","/","已维护","国械注准20253130036","颅骨修复系统","颅骨修复系统","聚醚醚酮","","天津市塑料研究所有限公司","C04010511800000105770000290","YLB40×40×3×5×3","YLB(非灭菌)",""]
["15662","神经外科","8","8","颅骨网","PEEK颅骨网板","/","/","已维护","国械注准20253130036","颅骨修复系统","颅骨修复系统","聚醚醚酮","","天津市塑料研究所有限公司","C04010511800000105770000288","YLB150×130×4×39×5","YLB(灭菌)",""]
["15662","神经外科","8","8","颅骨网","PEEK颅骨网板","/","/","已维护","国械注准20253130036","颅骨修复系统","颅骨修复系统","聚醚醚酮","","天津市塑料研究所有限公司","C04010511800000105770000287","YLB130×120×4×15×5","YLB(灭菌)",""]
["15662","神经外科","8","8","颅骨网","PEEK颅骨网板","/","/","已维护","国械注准20253130036","颅骨修复系统","颅骨修复系统","聚醚醚酮","","天津市塑料研究所有限公司","C04010511800000105770000281","YLB120×100×4×15×5","YLB(非灭菌)",""]
["15662","神经外科","8","8","颅骨网","PEEK颅骨网板","/","/","已维护","国械注准20253130036","颅骨修复系统","颅骨修复系统","聚醚醚酮","","天津市塑料研究所有限公司","C04010511800000105770000280","YLB150×130×4×39×5","YLB(非灭菌)",""]
["15662","神经外科","8","8","颅骨网","PEEK颅骨网板","/","/","已维护","国械注准20253130036","颅骨修复系统","颅骨修复系统","聚醚醚酮","","天津市塑料研究所有限公司","C04010511800000105770000279","YLB90×80×4×30×5","YLB(灭菌)",""]
["15662","神经外科","8","8","颅骨网","PEEK颅骨网板","/","/","已维护","国械注准20253130036","颅骨修复系统","颅骨修复系统","聚醚醚酮","","天津市塑料研究所有限公司","C04010511800000105770000278","YLB100×80×4×30×5","YLB(非灭菌)",""]
["15662","神经外科","8","8","颅骨网","PEEK颅骨网板","/","/","已维护","国械注准20253130036","颅骨修复系统","颅骨修复系统","聚醚醚酮","","天津市塑料研究所有限公司","C04010511800000105770000275","YLB90×80×4×10×5","YLB(非灭菌)",""]
["15662","神经外科","8","8","颅骨网","PEEK颅骨网板","/","/","已维护","国械注准20253130036","颅骨修复系统","颅骨修复系统","聚醚醚酮","","天津市塑料研究所有限公司","C04010511800000105770000273","YLB150×120×4×39×5","YLB(非灭菌)",""]
["15662","神经外科","8","8","颅骨网","PEEK颅骨网板","/","/","已维护","国械注准20253130036","颅骨修复系统","颅骨修复系统","聚醚醚酮","","天津市塑料研究所有限公司","C04010511800000105770000271","YLB130×120×4×35×5","YLB(非灭菌)",""]
["15662","神经外科","8","8","颅骨网","PEEK颅骨网板","/","/","已维护","国械注准20253130036","颅骨修复系统","颅骨修复系统","聚醚醚酮","","天津市塑料研究所有限公司","C04010511800000105770000267","YLB90×70×4×9×5","YLB(灭菌)",""]
["15662","神经外科","8","8","颅骨网","PEEK颅骨网板","/","/","已维护","国械注准20253130036","颅骨修复系统","颅骨修复系统","聚醚醚酮","","天津市塑料研究所有限公司","C04010511800000105770000264","YLB110×100×4×15×5","YLB(非灭菌)",""]
["15662","神经外科","8","8","颅骨网","PEEK颅骨网板","/","/","已维护","国械注准20253130036","颅骨修复系统","颅骨修复系统","聚醚醚酮","","天津市塑料研究所有限公司","C04010511800000105770000262","YLB80×60×3×29×5","YLB(非灭菌)",""]
["15662","神经外科","8","8","颅骨网","PEEK颅骨网板","/","/","已维护","国械注准20253130036","颅骨修复系统","颅骨修复系统","聚醚醚酮","","天津市塑料研究所有限公司","C04010511800000105770000260","YLB90×70×4×29×5","YLB(非灭菌)",""]
["15662","神经外科","8","8","颅骨网","PEEK颅骨网板","/","/","已维护","国械注准20253130036","颅骨修复系统","颅骨修复系统","聚醚醚酮","","天津市塑料研究所有限公司","C04010511800000105770000256","YLB90×70×4×29×5","YLB(灭菌)",""]
["15662","神经外科","8","8","颅骨网","PEEK颅骨网板","/","/","已维护","国械注准20253130036","颅骨修复系统","颅骨修复系统","聚醚醚酮","","天津市塑料研究所有限公司","C04010511800000105770000255","YLB100×80×4×15×5","YLB(灭菌)",""]
["15662","神经外科","8","8","颅骨网","PEEK颅骨网板","/","/","已维护","国械注准20253130036","颅骨修复系统","颅骨修复系统","聚醚醚酮","","天津市塑料研究所有限公司","C04010511800000105770000253","YLB130×110×4×15×5","YLB(非灭菌)",""]
["15662","神经外科","8","8","颅骨网","PEEK颅骨网板","/","/","已维护","国械注准20253130036","颅骨修复系统","颅骨修复系统","聚醚醚酮","","天津市塑料研究所有限公司","C04010511800000105770000250","YLB40×40×3×5×3","YLB(灭菌)",""]
["15662","神经外科","8","8","颅骨网","PEEK颅骨网板","/","/","已维护","国械注准20253130036","颅骨修复系统","颅骨修复系统","聚醚醚酮","","天津市塑料研究所有限公司","C04010511800000105770000248","YLB130×110×4×35×5","YLB(灭菌)",""]
["15662","神经外科","8","8","颅骨网","PEEK颅骨网板","/","/","已维护","国械注准20253130036","颅骨修复系统","颅骨修复系统","聚醚醚酮","","天津市塑料研究所有限公司","C04010511800000105770000246","YLB90×70×4×9×5","YLB(非灭菌)",""]
["15662","神经外科","8","8","颅骨网","PEEK颅骨网板","/","/","已维护","国械注准20253130036","颅骨修复系统","颅骨修复系统","聚醚醚酮","","天津市塑料研究所有限公司","C04010511800000105770000245","YLB130×110×4×35×5","YLB(非灭菌)",""]
["15662","神经外科","8","8","颅骨网","PEEK颅骨网板","/","/","已维护","国械注准20253130036","颅骨修复系统","颅骨修复系统","聚醚醚酮","","天津市塑料研究所有限公司","C04010511800000105770000243","YLB120×100×4×35×5","YLB(灭菌)",""]
["15662","神经外科","8","8","颅骨网","PEEK颅骨网板","/","/","已维护","国械注准20253130036","颅骨修复系统","颅骨修复系统","聚醚醚酮","","天津市塑料研究所有限公司","C04010511800000105770000242","YLB40×40×3×19×3","YLB(灭菌)",""]
["15662","神经外科","8","8","颅骨网","PEEK颅骨网板","/","/","已维护","国械注准20253130036","颅骨修复系统","颅骨修复系统","聚醚醚酮","","天津市塑料研究所有限公司","C04010511800000105770000241","YLB120×100×4×35×5","YLB(非灭菌)",""]
["15662","神经外科","8","8","颅骨网","PEEK颅骨网板","/","/","已维护","国械注准20253130036","颅骨修复系统","颅骨修复系统","聚醚醚酮","","天津市塑料研究所有限公司","C04010511800000105770000240","YLB50×50×3×5×3","YLB(非灭菌)",""]
["15662","神经外科","8","8","颅骨网","PEEK颅骨网板","/","/","已维护","国械注准20253130036","颅骨修复系统","颅骨修复系统","聚醚醚酮","","天津市塑料研究所有限公司","C04010511800000105770000239","YLB50×50×3×19×3","YLB(非灭菌)",""]
["15662","神经外科","8","8","颅骨网","PEEK颅骨网板","/","/","已维护","国械注准20253130036","颅骨修复系统","颅骨修复系统","聚醚醚酮","","天津市塑料研究所有限公司","C04010511800000105770000237","YLB110×100×4×15×5","YLB(灭菌)",""]
["15662","神经外科","8","8","颅骨网","PEEK颅骨网板","/","/","已维护","国械注准20253130036","颅骨修复系统","颅骨修复系统","聚醚醚酮","","天津市塑料研究所有限公司","C04010511800000105770000236","YLB80×60×3×9×5","YLB(非灭菌)",""]
["15662","神经外科","8","8","颅骨网","PEEK颅骨网板","/","/","已维护","国械注准20253130036","颅骨修复系统","颅骨修复系统","聚醚醚酮","","天津市塑料研究所有限公司","C04010511800000105770000234","YLB40×40×3×19×3","YLB(非灭菌)",""]
["15662","神经外科","8","8","颅骨网","PEEK颅骨网板","/","/","已维护","国械注准20253130036","颅骨修复系统","颅骨修复系统","聚醚醚酮","","天津市塑料研究所有限公司","C04010511800000105770000231","YLB150×120×4×20×5","YLB(非灭菌)",""]
["15662","神经外科","8","8","颅骨网","PEEK颅骨网板","/","/","已维护","国械注准20253130036","颅骨修复系统","颅骨修复系统","聚醚醚酮","","天津市塑料研究所有限公司","C04010511800000105770000230","YLB50×50×3×5×3","YLB(灭菌)",""]
["15662","神经外科","8","8","颅骨网","PEEK颅骨网板","/","/","已维护","国械注准20253130036","颅骨修复系统","颅骨修复系统","聚醚醚酮","","天津市塑料研究所有限公司","C04010511800000105770000224","YLB 100×100×6×55×3","YLB(灭菌)",""]
["15662","神经外科","8","8","颅骨网","PEEK颅骨网板","/","/","已维护","国械注准20253130036","颅骨修复系统","颅骨修复系统","聚醚醚酮","","天津市塑料研究所有限公司","C04010511800000105770000223","YLB 35×35×6×35×3","YLB(灭菌)",""]
["15662","神经外科","8","8","颅骨网","PEEK颅骨网板","/","/","已维护","国械注准20253130036","颅骨修复系统","颅骨修复系统","聚醚醚酮","","天津市塑料研究所有限公司","C04010511800000105770000211","YLB 95×95×6×55×3","YLB(灭菌)",""]
["15662","神经外科","8","8","颅骨网","PEEK颅骨网板","/","/","已维护","国械注准20253130036","颅骨修复系统","颅骨修复系统","聚醚醚酮","","天津市塑料研究所有限公司","C04010511800000105770000205","YLB 65×65×6×55×3","YLB(非灭菌)",""]
["15662","神经外科","8","8","颅骨网","PEEK颅骨网板","/","/","已维护","国械注准20253130036","颅骨修复系统","颅骨修复系统","聚醚醚酮","","天津市塑料研究所有限公司","C04010511800000105770000204","YLB 70×70×6×55×3","YLB(非灭菌)",""]
["15662","神经外科","8","8","颅骨网","PEEK颅骨网板","/","/","已维护","国械注准20253130036","颅骨修复系统","颅骨修复系统","聚醚醚酮","","天津市塑料研究所有限公司","C04010511800000105770000203","YLB 95×95×6×55×3","YLB(非灭菌)",""]
["15662","神经外科","8","8","颅骨网","PEEK颅骨网板","/","/","已维护","国械注准20253130036","颅骨修复系统","颅骨修复系统","聚醚醚酮","","天津市塑料研究所有限公司","C04010511800000105770000192","YLB 70×70×6×55×3","YLB(灭菌)",""]
["15662","神经外科","8","8","颅骨网","PEEK颅骨网板","/","/","已维护","国械注准20253130036","颅骨修复系统","颅骨修复系统","聚醚醚酮","","天津市塑料研究所有限公司","C04010511800000105770000188","YLB 65×65×6×55×5","YLB(灭菌)",""]
["15662","神经外科","8","8","颅骨网","PEEK颅骨网板","/","/","已维护","国械注准20253130036","颅骨修复系统","颅骨修复系统","聚醚醚酮","","天津市塑料研究所有限公司","C04010511800000105770000172","YLB 95×95×6×55×5","YLB(灭菌)",""]
["15662","神经外科","8","8","颅骨网","PEEK颅骨网板","/","/","已维护","国械注准20253130036","颅骨修复系统","颅骨修复系统","聚醚醚酮","","天津市塑料研究所有限公司","C04010511800000105770000170","YLB 55×55×6×55×3","YLB(非灭菌)",""]
["15662","神经外科","8","8","颅骨网","PEEK颅骨网板","/","/","已维护","国械注准20253130036","颅骨修复系统","颅骨修复系统","聚醚醚酮","","天津市塑料研究所有限公司","C04010511800000105770000166","YLB 70×70×6×55×5","YLB(非灭菌)",""]
["15662","神经外科","8","8","颅骨网","PEEK颅骨网板","/","/","已维护","国械注准20253130036","颅骨修复系统","颅骨修复系统","聚醚醚酮","","天津市塑料研究所有限公司","C04010511800000105770000159","YLB 35×35×6×35×5","YLB(非灭菌)",""]
["15662","神经外科","8","8","颅骨网","PEEK颅骨网板","/","/","已维护","国械注准20253130036","颅骨修复系统","颅骨修复系统","聚醚醚酮","","天津市塑料研究所有限公司","C04010511800000105770000158","YLB 30×20×6×19×3","YLB(灭菌)",""]
["15662","神经外科","8","8","颅骨网","PEEK颅骨网板","/","/","已维护","国械注准20253130036","颅骨修复系统","颅骨修复系统","聚醚醚酮","","天津市塑料研究所有限公司","C04010511800000105770000154","YLB 45×45×6×39×3","YLB(非灭菌)",""]
["15662","神经外科","8","8","颅骨网","PEEK颅骨网板","/","/","已维护","国械注准20253130036","颅骨修复系统","颅骨修复系统","聚醚醚酮","","天津市塑料研究所有限公司","C04010511800000105770000153","YLB 55×55×6×55×3","YLB(灭菌)",""]
["15662","神经外科","8","8","颅骨网","PEEK颅骨网板","/","/","已维护","国械注准20253130036","颅骨修复系统","颅骨修复系统","聚醚醚酮","","天津市塑料研究所有限公司","C04010511800000105770000152","YLB 155×150×6×55×5","YLB(非灭菌)",""]
["15662","神经外科","8","8","颅骨网","PEEK颅骨网板","/","/","已维护","国械注准20253130036","颅骨修复系统","颅骨修复系统","聚醚醚酮","","天津市塑料研究所有限公司","C04010511800000105770000151","YLB 100×100×6×55×3","YLB(非灭菌)",""]
["15662","神经外科","8","8","颅骨网","PEEK颅骨网板","/","/","已维护","国械注准20253130036","颅骨修复系统","颅骨修复系统","聚醚醚酮","","天津市塑料研究所有限公司","C04010511800000105770000147","YLB 75×75×6×55×5","YLB(灭菌)",""]
["15662","神经外科","8","8","颅骨网","PEEK颅骨网板","/","/","已维护","国械注准20253130036","颅骨修复系统","颅骨修复系统","聚醚醚酮","","天津市塑料研究所有限公司","C04010511800000105770000146","YLB 55×55×6×55×5","YLB(灭菌)",""]
["15662","神经外科","8","8","颅骨网","PEEK颅骨网板","/","/","已维护","国械注准20253130036","颅骨修复系统","颅骨修复系统","聚醚醚酮","","天津市塑料研究所有限公司","C04010511800000105770000143","YLB 75×75×6×55×3","YLB(非灭菌)",""]
["15662","神经外科","8","8","颅骨网","PEEK颅骨网板","/","/","已维护","国械注准20253130036","颅骨修复系统","颅骨修复系统","聚醚醚酮","","天津市塑料研究所有限公司","C04010511800000105770000135","YLB 100×100×6×55×5","YLB(灭菌)",""]
["15662","神经外科","8","8","颅骨网","PEEK颅骨网板","/","/","已维护","国械注准20253130036","颅骨修复系统","颅骨修复系统","聚醚醚酮","","天津市塑料研究所有限公司","C04010511800000105770000126","YLB 160×150×6×55×5","YLB(非灭菌)",""]
["15662","神经外科","8","8","颅骨网","PEEK颅骨网板","/","/","已维护","国械注准20253130036","颅骨修复系统","颅骨修复系统","聚醚醚酮","","天津市塑料研究所有限公司","C04010511800000105770000121","YLB 70×70×6×55×5","YLB(灭菌)",""]
["15662","神经外科","8","8","颅骨网","PEEK颅骨网板","/","/","已维护","国械注准20253130036","颅骨修复系统","颅骨修复系统","聚醚醚酮","","天津市塑料研究所有限公司","C04010511800000105770000120","YLB 150×150×6×55×5","YLB(非灭菌)",""]
["15662","神经外科","8","8","颅骨网","PEEK颅骨网板","/","/","已维护","国械注准20253130036","颅骨修复系统","颅骨修复系统","聚醚醚酮","","天津市塑料研究所有限公司","C04010511800000105770000117","YLB 30×20×6×19×3","YLB(非灭菌)",""]
["15662","神经外科","8","8","颅骨网","PEEK颅骨网板","/","/","已维护","国械注准20253130036","颅骨修复系统","颅骨修复系统","聚醚醚酮","","天津市塑料研究所有限公司","C04010511800000105770000108","YLB 45×45×6×39×5","YLB(非灭菌)",""]
["15662","神经外科","8","8","颅骨网","PEEK颅骨网板","/","/","已维护","国械注准20253130036","颅骨修复系统","颅骨修复系统","聚醚醚酮","","天津市塑料研究所有限公司","C04010511800000105770000105","YLB 45×45×6×39×5","YLB(灭菌)",""]
["15662","神经外科","8","8","颅骨网","PEEK颅骨网板","/","/","已维护","国械注准20253130036","颅骨修复系统","颅骨修复系统","聚醚醚酮","","天津市塑料研究所有限公司","C04010511800000105770000092","YLB 35×35×6×35×3","YLB(非灭菌)",""]
["15662","神经外科","8","8","颅骨网","PEEK颅骨网板","/","/","已维护","国械注准20253130036","颅骨修复系统","颅骨修复系统","聚醚醚酮","","天津市塑料研究所有限公司","C04010511800000105770000088","YLB 150×150×6×55×5","YLB(灭菌)",""]
["15662","神经外科","8","8","颅骨网","PEEK颅骨网板","/","/","已维护","国械注准20253130036","颅骨修复系统","颅骨修复系统","聚醚醚酮","","天津市塑料研究所有限公司","C04010511800000105770000083","YLB 155×150×6×55×5","YLB(灭菌)",""]
["15662","神经外科","8","8","颅骨网","PEEK颅骨网板","/","/","已维护","国械注准20253130036","颅骨修复系统","颅骨修复系统","聚醚醚酮","","天津市塑料研究所有限公司","C04010511800000105770000076","YLB 60×60×6×55×3","YLB(灭菌)",""]
["15662","神经外科","8","8","颅骨网","PEEK颅骨网板","/","/","已维护","国械注准20253130036","颅骨修复系统","颅骨修复系统","聚醚醚酮","","天津市塑料研究所有限公司","C04010511800000105770000072","YLB 160×150×6×55×5","YLB(灭菌)",""]
["15662","神经外科","8","8","颅骨网","PEEK颅骨网板","/","/","已维护","国械注准20253130036","颅骨修复系统","颅骨修复系统","聚醚醚酮","","天津市塑料研究所有限公司","C04010511800000105770000062","YLB 60×60×6×55×3","YLB(非灭菌)",""]
["15662","神经外科","8","8","颅骨网","PEEK颅骨网板","/","/","已维护","国械注准20253130036","颅骨修复系统","颅骨修复系统","聚醚醚酮","","天津市塑料研究所有限公司","C04010511800000105770000059","YLB 65×65×6×55×5","YLB(非灭菌)",""]
["15662","神经外科","8","8","颅骨网","PEEK颅骨网板","/","/","已维护","国械注准20253130036","颅骨修复系统","颅骨修复系统","聚醚醚酮","","天津市塑料研究所有限公司","C04010511800000105770000055","YLB 45×45×6×39×3","YLB(灭菌)",""]
["15662","神经外科","8","8","颅骨网","PEEK颅骨网板","/","/","已维护","国械注准20253130036","颅骨修复系统","颅骨修复系统","聚醚醚酮","","天津市塑料研究所有限公司","C04010511800000105770000050","YLB 75×75×6×55×3","YLB(灭菌)",""]
["15662","神经外科","8","8","颅骨网","PEEK颅骨网板","/","/","已维护","国械注准20253130036","颅骨修复系统","颅骨修复系统","聚醚醚酮","","天津市塑料研究所有限公司","C04010511800000105770000045","YLB 30×20×6×19×5","YLB(灭菌)",""]
["15662","神经外科","8","8","颅骨网","PEEK颅骨网板","/","/","已维护","国械注准20253130036","颅骨修复系统","颅骨修复系统","聚醚醚酮","","天津市塑料研究所有限公司","C04010511800000105770000041","YLB 30×20×6×19×5","YLB(非灭菌)",""]
["15662","神经外科","8","8","颅骨网","PEEK颅骨网板","/","/","已维护","国械注准20253130036","颅骨修复系统","颅骨修复系统","聚醚醚酮","","天津市塑料研究所有限公司","C04010511800000105770000040","YLB 95×95×6×55×5","YLB(非灭菌)",""]
["15662","神经外科","8","8","颅骨网","PEEK颅骨网板","/","/","已维护","国械注准20253130036","颅骨修复系统","颅骨修复系统","聚醚醚酮","","天津市塑料研究所有限公司","C04010511800000105770000039","YLB 100×100×6×55×5","YLB(非灭菌)",""]
["15662","神经外科","8","8","颅骨网","PEEK颅骨网板","/","/","已维护","国械注准20253130036","颅骨修复系统","颅骨修复系统","聚醚醚酮","","天津市塑料研究所有限公司","C04010511800000105770000033","YLB 55×55×6×55×5","YLB(非灭菌)",""]
["15662","神经外科","8","8","颅骨网","PEEK颅骨网板","/","/","已维护","国械注准20253130036","颅骨修复系统","颅骨修复系统","聚醚醚酮","","天津市塑料研究所有限公司","C04010511800000105770000026","YLB 60×60×6×55×5","YLB(灭菌)",""]
["15662","神经外科","8","8","颅骨网","PEEK颅骨网板","/","/","已维护","国械注准20253130036","颅骨修复系统","颅骨修复系统","聚醚醚酮","","天津市塑料研究所有限公司","C04010511800000105770000019","YLB 60×60×6×55×5","YLB(非灭菌)",""]
["15662","神经外科","8","8","颅骨网","PEEK颅骨网板","/","/","已维护","国械注准20253130036","颅骨修复系统","颅骨修复系统","聚醚醚酮","","天津市塑料研究所有限公司","C04010511800000105770000006","YLB 65×65×6×55×3","YLB(灭菌)",""]
["15662","神经外科","8","8","颅骨网","PEEK颅骨网板","/","/","已维护","国械注准20253130036","颅骨修复系统","颅骨修复系统","聚醚醚酮","","天津市塑料研究所有限公司","C04010511800000105770000002","YLB 35×35×6×35×5","YLB(灭菌)",""]
["15667","神经外科","16","16","颅骨钉","金属颅骨钉","/","/","已维护","国械注准20223131307","颅颌面内固定螺钉","颅颌面内固定螺钉","钛合金TC4ELI","上海伍健医疗器械有限公司","上海伍健医疗器械有限公司","C04010111802000013860000065","HZQ2.0x5","HZQ2.0",""]
["15667","神经外科","16","16","颅骨钉","金属颅骨钉","/","/","已维护","国械注准20223131307","颅颌面内固定螺钉","颅颌面内固定螺钉","钛合金TC4ELI","上海伍健医疗器械有限公司","上海伍健医疗器械有限公司","C04010111802000013860000052","HZQ2.0x4","HZQ2.0",""]
["15668","神经外科","16","16","颅骨钉","金属颅骨钉","/","/","已维护","国械注进20173130171","颅骨内固定系统Bioplate Rigid Fixation Bone Plating System for Craniomaxillofacial Surgery","颅骨内固定系统","纯钛/钛合金","佰普勒有限公司Bioplate, Inc.","西安青松康业医疗技术有限公司","C04010511800000114700000017","81-5890","81-5890","直径：1.5mm，长度：4mm\n"]
["15678","神经外科","14","14","颅骨盖孔板","PEEK盖孔板","/","/","已维护","国械注准20233130308","聚醚醚酮颅颌面固定板","聚醚醚酮颅颌面固定板","聚醚醚酮","深圳市美好创亿医疗科技股份有限公司","广州迈普再生医学科技股份有限公司","C04010411803002073370000003","286×266×10","PCFS-286","长28.6mm，宽26.6mm,不带引流，6孔，厚度1mm\n"]
["15678","神经外科","14","14","颅骨盖孔板","PEEK盖孔板","/","/","已维护","国械注准20233130308","聚醚醚酮颅颌面固定板","聚醚醚酮颅颌面固定板","聚醚醚酮","深圳市美好创亿医疗科技股份有限公司","广州迈普再生医学科技股份有限公司","C04010411803002073370000005","266×248×10","PCFS-266","长26.6mm，宽24.8mm,不带引流，6孔，厚度1mm\n"]
["15686","神经外科","16","16","颅骨钉","金属颅骨钉","/","/","已维护","国械注进20173130171","颅骨内固定系统Bioplate Rigid Fixation Bone Plating System for Craniomaxillofacial Surgery","颅骨内固定系统-螺钉","钛合金","佰普勒有限公司Bioplate, Inc.","西安青松康业医疗技术有限公司","C04010111802000114700000085","1.9mm自转螺钉，3mm长","SCD3-03-05","直径：1.9mm，长度：3mm\n"]
["15686","神经外科","16","16","颅骨钉","金属颅骨钉","/","/","已维护","国械注进20173130171","颅骨内固定系统Bioplate Rigid Fixation Bone Plating System for Craniomaxillofacial Surgery","颅骨内固定系统-螺钉","钛合金","佰普勒有限公司Bioplate, Inc.","西安青松康业医疗技术有限公司","C04010111802000114700000138","5毫米长，直径1.5毫米，自钻螺钉","81-5742","直径：1.5mm，长度：5mm\n"]
["15686","神经外科","16","16","颅骨钉","金属颅骨钉","/","/","已维护","国械注进20173130171","颅骨内固定系统Bioplate Rigid Fixation Bone Plating System for Craniomaxillofacial Surgery","颅骨内固定系统-螺钉","钛合金","佰普勒有限公司Bioplate, Inc.","西安青松康业医疗技术有限公司","C04010111802000114700000157","自钻螺钉，1.9mm直径×4mm长","81-2076","直径：1.9mm，长度：4mm\n"]
["15686","神经外科","16","16","颅骨钉","金属颅骨钉","/","/","已维护","国械注进20173130171","颅骨内固定系统Bioplate Rigid Fixation Bone Plating System for Craniomaxillofacial Surgery","颅骨内固定系统-螺钉","钛合金","佰普勒有限公司Bioplate, Inc.","西安青松康业医疗技术有限公司","C04010111802000114700000132","4毫米长，直径1.5毫米，自钻螺钉","81-5741","直径：1.5mm，长度：4mm\n"]
["15686","神经外科","16","16","颅骨钉","金属颅骨钉","/","/","已维护","国械注进20173130171","颅骨内固定系统Bioplate Rigid Fixation Bone Plating System for Craniomaxillofacial Surgery","颅骨内固定系统-螺钉","钛合金","佰普勒有限公司Bioplate, Inc.","西安青松康业医疗技术有限公司","C04010111802000114700000143","Xpress螺钉，直径1.5mm，长4mm","81-3358","直径：1.5mm，长度：4mm\n"]
["15686","神经外科","16","16","颅骨钉","金属颅骨钉","/","/","已维护","国械注进20173130171","颅骨内固定系统Bioplate Rigid Fixation Bone Plating System for Craniomaxillofacial Surgery","颅骨内固定系统-螺钉","钛合金","佰普勒有限公司Bioplate, Inc.","西安青松康业医疗技术有限公司","C04010111802000114700000160","自钻螺钉，1.9mm直径×5mm长","81-2077","直径：1.9mm，长度：5mm\n"]
["15697","神经外科","8","8","颅骨网","PEEK颅骨网板","/","/","已维护","国械注准20233130419","患者匹配PEEK颅骨板","患者匹配PEEK颅骨板","聚醚醚酮","广州迈普再生医学科技股份有限公司","广州迈普再生医学科技股份有限公司","C04010411803002073370000113","A64B47","A64B47","30325.75mm²（201.5mm*150.5mm）\n"]
["15697","神经外科","8","8","颅骨网","PEEK颅骨网板","/","/","已维护","国械注准20233130419","患者匹配PEEK颅骨板","患者匹配PEEK颅骨板","聚醚醚酮","广州迈普再生医学科技股份有限公司","广州迈普再生医学科技股份有限公司","C04010411803002073370000108","A62B47","A62B47","29422.75mm²（195.5mm*150.5mm）\n"]
["15697","神经外科","8","8","颅骨网","PEEK颅骨网板","/","/","已维护","国械注准20233130419","患者匹配PEEK颅骨板","患者匹配PEEK颅骨板","聚醚醚酮","广州迈普再生医学科技股份有限公司","广州迈普再生医学科技股份有限公司","C04010411803002073370000082","A63B44","A63B44","28087.75mm²（198.5mm*141.5mm）\n"]
["15697","神经外科","8","8","颅骨网","PEEK颅骨网板","/","/","已维护","国械注准20233130419","患者匹配PEEK颅骨板","患者匹配PEEK颅骨板","聚醚醚酮","广州迈普再生医学科技股份有限公司","广州迈普再生医学科技股份有限公司","C04010411803002073370000091","A57B47","A57B47","27165.25mm²（180.5mm*150.5mm）\n"]
["15697","神经外科","8","8","颅骨网","PEEK颅骨网板","/","/","已维护","国械注准20233130419","患者匹配PEEK颅骨板","患者匹配PEEK颅骨板","聚醚醚酮","广州迈普再生医学科技股份有限公司","广州迈普再生医学科技股份有限公司","C04010411803002073370000095","A55B47","A55B47","26262.25mm²（174.5mm*150.5mm）\n"]
["15697","神经外科","8","8","颅骨网","PEEK颅骨网板","/","/","已维护","国械注准20233130419","患者匹配PEEK颅骨板","患者匹配PEEK颅骨板","聚醚醚酮","广州迈普再生医学科技股份有限公司","广州迈普再生医学科技股份有限公司","C04010411803002073370000084","A54B46","A54B46","25296.25mm²（171.5mm*147.5mm）\n"]
["15697","神经外科","8","8","颅骨网","PEEK颅骨网板","/","/","已维护","国械注准20233130419","患者匹配PEEK颅骨板","患者匹配PEEK颅骨板","聚醚醚酮","广州迈普再生医学科技股份有限公司","广州迈普再生医学科技股份有限公司","C04010411803002073370000096","A50B47","A50B47","24004.75mm²（159.5mm*150.5mm）\n"]
["15697","神经外科","8","8","颅骨网","PEEK颅骨网板","/","/","已维护","国械注准20233130419","患者匹配PEEK颅骨板","患者匹配PEEK颅骨板","聚醚醚酮","广州迈普再生医学科技股份有限公司","广州迈普再生医学科技股份有限公司","C04010411803002073370000080","A48B47","A48B47","23101.75mm²（153.5mm*150.5mm）\n"]
["15697","神经外科","8","8","颅骨网","PEEK颅骨网板","/","/","已维护","国械注准20233130419","患者匹配PEEK颅骨板","患者匹配PEEK颅骨板","聚醚醚酮","广州迈普再生医学科技股份有限公司","广州迈普再生医学科技股份有限公司","C04010411803002073370000106","A47B46","A47B46","22198.75mm²（150.5mm*147.5mm）\n"]
["15697","神经外科","8","8","颅骨网","PEEK颅骨网板","/","/","已维护","国械注准20233130419","患者匹配PEEK颅骨板","患者匹配PEEK颅骨板","聚醚醚酮","广州迈普再生医学科技股份有限公司","广州迈普再生医学科技股份有限公司","C04010411803002073370000081","A46B46","A46B46","21756.25mm²（147.5mm*147.5mm）\n"]
["15697","神经外科","8","8","颅骨网","PEEK颅骨网板","/","/","已维护","国械注准20233130419","患者匹配PEEK颅骨板","患者匹配PEEK颅骨板","聚醚醚酮","广州迈普再生医学科技股份有限公司","广州迈普再生医学科技股份有限公司","C04010411803002073370000098","A46B44","A46B44","20871.25mm²（147.5mm*141.5mm）\n"]
["15697","神经外科","8","8","颅骨网","PEEK颅骨网板","/","/","已维护","国械注准20233130419","患者匹配PEEK颅骨板","患者匹配PEEK颅骨板","聚醚醚酮","广州迈普再生医学科技股份有限公司","广州迈普再生医学科技股份有限公司","C04010411803002073370000110","A45B43","A45B43","20013.25mm²（144.5mm*138.5mm）\n"]
["15697","神经外科","8","8","颅骨网","PEEK颅骨网板","/","/","已维护","国械注准20233130419","患者匹配PEEK颅骨板","患者匹配PEEK颅骨板","聚醚醚酮","广州迈普再生医学科技股份有限公司","广州迈普再生医学科技股份有限公司","C04010411803002073370000093","A47B39","A47B39","19038.25mm²（150.5mm*126.5mm）\n"]
["15697","神经外科","8","8","颅骨网","PEEK颅骨网板","/","/","已维护","国械注准20233130419","患者匹配PEEK颅骨板","患者匹配PEEK颅骨板","聚醚醚酮","广州迈普再生医学科技股份有限公司","广州迈普再生医学科技股份有限公司","C04010411803002073370000074","A46B38","A46B38","18216.25mm²（147.5mm*123.5mm）\n"]
["15697","神经外科","8","8","颅骨网","PEEK颅骨网板","/","/","已维护","国械注准20233130419","患者匹配PEEK颅骨板","患者匹配PEEK颅骨板","聚醚醚酮","广州迈普再生医学科技股份有限公司","广州迈普再生医学科技股份有限公司","C04010411803002073370000063","A44B37","A44B37","17050.75mm²（141.5mm*120.5mm）\n"]
["15697","神经外科","8","8","颅骨网","PEEK颅骨网板","/","/","已维护","国械注准20233130419","患者匹配PEEK颅骨板","患者匹配PEEK颅骨板","聚醚醚酮","广州迈普再生医学科技股份有限公司","广州迈普再生医学科技股份有限公司","C04010411803002073370000089","A41B38","A41B38","16363.75mm²（132.5mm*123.5mm）\n"]
["15697","神经外科","8","8","颅骨网","PEEK颅骨网板","/","/","已维护","国械注准20233130419","患者匹配PEEK颅骨板","患者匹配PEEK颅骨板","聚醚醚酮","广州迈普再生医学科技股份有限公司","广州迈普再生医学科技股份有限公司","C04010411803002073370000109","A43B35","A43B35","15858.25mm²（138.5mm*114.5mm）\n"]
["15697","神经外科","8","8","颅骨网","PEEK颅骨网板","/","/","已维护","国械注准20233130419","患者匹配PEEK颅骨板","患者匹配PEEK颅骨板","聚醚醚酮","广州迈普再生医学科技股份有限公司","广州迈普再生医学科技股份有限公司","C04010411803002073370000062","A39B37","A39B37","15243.25mm²（126.5mm*120.5mm）\n"]
["15697","神经外科","8","8","颅骨网","PEEK颅骨网板","/","/","已维护","国械注准20233130419","患者匹配PEEK颅骨板","患者匹配PEEK颅骨板","聚醚醚酮","广州迈普再生医学科技股份有限公司","广州迈普再生医学科技股份有限公司","C04010411803002073370000094","A38B37","A38B37","14881.75mm²（123.5mm*120.5mm）\n"]
["15697","神经外科","8","8","颅骨网","PEEK颅骨网板","/","/","已维护","国械注准20233130419","患者匹配PEEK颅骨板","患者匹配PEEK颅骨板","聚醚醚酮","广州迈普再生医学科技股份有限公司","广州迈普再生医学科技股份有限公司","C04010411803002073370000064","A38B35","A38B35","14140.75mm²（123.5mm*114.5mm）\n"]
["15697","神经外科","8","8","颅骨网","PEEK颅骨网板","/","/","已维护","国械注准20233130419","患者匹配PEEK颅骨板","患者匹配PEEK颅骨板","聚醚醚酮","广州迈普再生医学科技股份有限公司","广州迈普再生医学科技股份有限公司","C04010411803002073370000099","A40B32","A40B32","13662.25mm²（129.5mm*105.5mm）\n"]
["15697","神经外科","8","8","颅骨网","PEEK颅骨网板","/","/","已维护","国械注准20233130419","患者匹配PEEK颅骨板","患者匹配PEEK颅骨板","聚醚醚酮","广州迈普再生医学科技股份有限公司","广州迈普再生医学科技股份有限公司","C04010411803002073370000090","A36B34","A36B34","13101.25mm²（117.5mm*111.5mm）\n"]
["15697","神经外科","8","8","颅骨网","PEEK颅骨网板","/","/","已维护","国械注准20233130419","患者匹配PEEK颅骨板","患者匹配PEEK颅骨板","聚醚醚酮","广州迈普再生医学科技股份有限公司","广州迈普再生医学科技股份有限公司","C04010411803002073370000092","A35B33","A35B33","12423.25mm²（114.5mm*108.5mm）\n"]
["15697","神经外科","8","8","颅骨网","PEEK颅骨网板","/","/","已维护","国械注准20233130419","患者匹配PEEK颅骨板","患者匹配PEEK颅骨板","聚醚醚酮","广州迈普再生医学科技股份有限公司","广州迈普再生医学科技股份有限公司","C04010411803002073370000070","A34B33","A34B33","12097.75mm²（111.5mm*108.5mm）\n\n"]
["15697","神经外科","8","8","颅骨网","PEEK颅骨网板","/","/","已维护","国械注准20233130419","患者匹配PEEK颅骨板","患者匹配PEEK颅骨板","聚醚醚酮","广州迈普再生医学科技股份有限公司","广州迈普再生医学科技股份有限公司","C04010411803002073370000104","A38B28","A38B28","11547.25mm²（123.5mm*93.5mm）\n"]
["15697","神经外科","8","8","颅骨网","PEEK颅骨网板","/","/","已维护","国械注准20233130419","患者匹配PEEK颅骨板","患者匹配PEEK颅骨板","聚醚醚酮","广州迈普再生医学科技股份有限公司","广州迈普再生医学科技股份有限公司","C04010411803002073370000071","A33B31","A33B31","11121.25mm²（108.5mm*102.5mm）\n"]
["15697","神经外科","8","8","颅骨网","PEEK颅骨网板","/","/","已维护","国械注准20233130419","患者匹配PEEK颅骨板","患者匹配PEEK颅骨板","聚醚醚酮","广州迈普再生医学科技股份有限公司","广州迈普再生医学科技股份有限公司","C04010411803002073370000107","A36B27","A36B27","10633.75mm²（117.5mm*90.5mm）\n"]
["15697","神经外科","8","8","颅骨网","PEEK颅骨网板","/","/","已维护","国械注准20233130419","患者匹配PEEK颅骨板","患者匹配PEEK颅骨板","聚醚醚酮","广州迈普再生医学科技股份有限公司","广州迈普再生医学科技股份有限公司","C04010411803002073370000068","A31B30","A31B30","10198.75mm²（102.5mm*99.5mm）\n"]
["15697","神经外科","8","8","颅骨网","PEEK颅骨网板","/","/","已维护","国械注准20233130419","患者匹配PEEK颅骨板","患者匹配PEEK颅骨板","聚醚醚酮","广州迈普再生医学科技股份有限公司","广州迈普再生医学科技股份有限公司","C04010411803002073370000112","A33B27","A33B27","9819.25mm²（108.5mm*90.5mm）\n"]
["15697","神经外科","8","8","颅骨网","PEEK颅骨网板","/","/","已维护","国械注准20233130419","患者匹配PEEK颅骨板","患者匹配PEEK颅骨板","聚醚醚酮","广州迈普再生医学科技股份有限公司","广州迈普再生医学科技股份有限公司","C04010411803002073370000078","A29B29","A29B29","9312.25mm²（96.5mm*96.5mm）\n"]
["15697","神经外科","8","8","颅骨网","PEEK颅骨网板","/","/","已维护","国械注准20233130419","患者匹配PEEK颅骨板","患者匹配PEEK颅骨板","聚醚醚酮","广州迈普再生医学科技股份有限公司","广州迈普再生医学科技股份有限公司","C04010411803002073370000115","A29B27","A29B27","8733.25mm²（96.5mm*90.5mm）\n"]
["15697","神经外科","8","8","颅骨网","PEEK颅骨网板","/","/","已维护","国械注准20233130419","患者匹配PEEK颅骨板","患者匹配PEEK颅骨板","聚醚醚酮","广州迈普再生医学科技股份有限公司","广州迈普再生医学科技股份有限公司","C04010411803002073370000066","A28B26","A28B26","8181.25mm²（93.5mm*87.5mm）\n"]
["15697","神经外科","8","8","颅骨网","PEEK颅骨网板","/","/","已维护","国械注准20233130419","患者匹配PEEK颅骨板","患者匹配PEEK颅骨板","聚醚醚酮","广州迈普再生医学科技股份有限公司","广州迈普再生医学科技股份有限公司","C04010411803002073370000065","A26B25","A26B25","7393.75mm²（87.5mm*84.5mm）\n"]
["15697","神经外科","8","8","颅骨网","PEEK颅骨网板","/","/","已维护","国械注准20233130419","患者匹配PEEK颅骨板","患者匹配PEEK颅骨板","聚醚醚酮","广州迈普再生医学科技股份有限公司","广州迈普再生医学科技股份有限公司","C04010411803002073370000073","A25B25","A25B25","7140.25mm²（84.5mm*84.5mm）\n"]
["15697","神经外科","8","8","颅骨网","PEEK颅骨网板","/","/","已维护","国械注准20233130419","患者匹配PEEK颅骨板","患者匹配PEEK颅骨板","聚醚醚酮","广州迈普再生医学科技股份有限公司","广州迈普再生医学科技股份有限公司","C04010411803002073370000102","A25B23","A25B23","6633.25mm²（84.5mm*78.5mm）\n"]
["15697","神经外科","8","8","颅骨网","PEEK颅骨网板","/","/","已维护","国械注准20233130419","患者匹配PEEK颅骨板","患者匹配PEEK颅骨板","聚醚醚酮","广州迈普再生医学科技股份有限公司","广州迈普再生医学科技股份有限公司","C04010411803002073370000085","A23B23","A23B23","6162.25mm²（78.5mm*78.5mm）\n"]
["15697","神经外科","8","8","颅骨网","PEEK颅骨网板","/","/","已维护","国械注准20233130419","患者匹配PEEK颅骨板","患者匹配PEEK颅骨板","聚醚醚酮","广州迈普再生医学科技股份有限公司","广州迈普再生医学科技股份有限公司","C04010411803002073370000097","A24B20","A24B20","5664.25mm²（81.5mm*69.5mm）\n"]
["15697","神经外科","8","8","颅骨网","PEEK颅骨网板","/","/","已维护","国械注准20233130419","患者匹配PEEK颅骨板","患者匹配PEEK颅骨板","聚醚醚酮","广州迈普再生医学科技股份有限公司","广州迈普再生医学科技股份有限公司","C04010411803002073370000088","A22B19","A22B19","5020.75mm²（75.5mm*66.5mm）\n"]
["15697","神经外科","8","8","颅骨网","PEEK颅骨网板","/","/","已维护","国械注准20233130419","患者匹配PEEK颅骨板","患者匹配PEEK颅骨板","聚醚醚酮","广州迈普再生医学科技股份有限公司","广州迈普再生医学科技股份有限公司","C04010411803002073370000076","A23B16","A23B16","4513.75mm²（78.5mm*57.5mm）\n"]
["15697","神经外科","8","8","颅骨网","PEEK颅骨网板","/","/","已维护","国械注准20233130419","患者匹配PEEK颅骨板","患者匹配PEEK颅骨板","聚醚醚酮","广州迈普再生医学科技股份有限公司","广州迈普再生医学科技股份有限公司","C04010411803002073370000069","A18B18","A18B18","4032.25mm²（63.5mm*63.5mm）\n"]
["15697","神经外科","8","8","颅骨网","PEEK颅骨网板","/","/","已维护","国械注准20233130419","患者匹配PEEK颅骨板","患者匹配PEEK颅骨板","聚醚醚酮","广州迈普再生医学科技股份有限公司","广州迈普再生医学科技股份有限公司","C04010411803002073370000061","A19B14","A19B14","3424.75mm²（66.5mm*51.5mm）\n"]
["15697","神经外科","8","8","颅骨网","PEEK颅骨网板","/","/","已维护","国械注准20233130419","患者匹配PEEK颅骨板","患者匹配PEEK颅骨板","聚醚醚酮","广州迈普再生医学科技股份有限公司","广州迈普再生医学科技股份有限公司","C04010411803002073370000079","A16B16","A16B16","3306.25mm²（57.5mm*57.5mm）\n"]
["15697","神经外科","8","8","颅骨网","PEEK颅骨网板","/","/","已维护","国械注准20233130419","患者匹配PEEK颅骨板","患者匹配PEEK颅骨板","聚醚醚酮","广州迈普再生医学科技股份有限公司","广州迈普再生医学科技股份有限公司","C04010411803002073370000111","A18B13","A18B13","3079.75mm²（63.5mm*48.5mm）\n"]
["15697","神经外科","8","8","颅骨网","PEEK颅骨网板","/","/","已维护","国械注准20233130419","患者匹配PEEK颅骨板","患者匹配PEEK颅骨板","聚醚醚酮","广州迈普再生医学科技股份有限公司","广州迈普再生医学科技股份有限公司","C04010411803002073370000077","A15B13","A15B13","2643.25mm²（54.5mm*48.5mm）\n"]
["15697","神经外科","8","8","颅骨网","PEEK颅骨网板","/","/","已维护","国械注准20233130419","患者匹配PEEK颅骨板","患者匹配PEEK颅骨板","聚醚醚酮","广州迈普再生医学科技股份有限公司","广州迈普再生医学科技股份有限公司","C04010411803002073370000101","A13B13","A13B13","2352.25mm²（48.5mm*48.5mm）\n"]
["15697","神经外科","8","8","颅骨网","PEEK颅骨网板","/","/","已维护","国械注准20233130419","患者匹配PEEK颅骨板","患者匹配PEEK颅骨板","聚醚醚酮","广州迈普再生医学科技股份有限公司","广州迈普再生医学科技股份有限公司","C04010411803002073370000075","A13B11","A13B11","2061.25mm²（48.5mm*42.5mm）\n"]
["15697","神经外科","8","8","颅骨网","PEEK颅骨网板","/","/","已维护","国械注准20233130419","患者匹配PEEK颅骨板","患者匹配PEEK颅骨板","聚醚醚酮","广州迈普再生医学科技股份有限公司","广州迈普再生医学科技股份有限公司","C04010411803002073370000067","A11B11","A11B11","1806.25mm²（42.5mm*42.5mm）\n"]
["15697","神经外科","8","8","颅骨网","PEEK颅骨网板","/","/","已维护","国械注准20233130419","患者匹配PEEK颅骨板","患者匹配PEEK颅骨板","聚醚醚酮","广州迈普再生医学科技股份有限公司","广州迈普再生医学科技股份有限公司","C04010411803002073370000114","A10B09","A10B09","1441.75mm²（39.5mm*36.5mm）\n"]
["15697","神经外科","8","8","颅骨网","PEEK颅骨网板","/","/","已维护","国械注准20233130419","患者匹配PEEK颅骨板","患者匹配PEEK颅骨板","聚醚醚酮","广州迈普再生医学科技股份有限公司","广州迈普再生医学科技股份有限公司","C04010411803002073370000087","A09B08","A09B08","1222.75mm²（36.5mm*33.5mm）\n"]
["15697","神经外科","8","8","颅骨网","PEEK颅骨网板","/","/","已维护","国械注准20233130419","患者匹配PEEK颅骨板","患者匹配PEEK颅骨板","聚醚醚酮","广州迈普再生医学科技股份有限公司","广州迈普再生医学科技股份有限公司","C04010411803002073370000105","A07B07","A07B07","930.25mm²（30.5mm*30.5mm）\n"]
["15697","神经外科","8","8","颅骨网","PEEK颅骨网板","/","/","已维护","国械注准20233130419","患者匹配PEEK颅骨板","患者匹配PEEK颅骨板","聚醚醚酮","广州迈普再生医学科技股份有限公司","广州迈普再生医学科技股份有限公司","C04010411803002073370000083","A06B06","A06B06","756.25mm²（27.5mm*27.5mm）\n"]
["15697","神经外科","8","8","颅骨网","PEEK颅骨网板","/","/","已维护","国械注准20233130419","患者匹配PEEK颅骨板","患者匹配PEEK颅骨板","聚醚醚酮","广州迈普再生医学科技股份有限公司","广州迈普再生医学科技股份有限公司","C04010411803002073370000086","A04B04","A04B04","462.25mm²（21.5mm*21.5mm）\n"]
["15697","神经外科","8","8","颅骨网","PEEK颅骨网板","/","/","已维护","国械注准20233130419","患者匹配PEEK颅骨板","患者匹配PEEK颅骨板","聚醚醚酮","广州迈普再生医学科技股份有限公司","广州迈普再生医学科技股份有限公司","C04010411803002073370000100","A06B01","A06B01","343.75mm²（27.5mm*12.5mm）\n"]
["15697","神经外科","8","8","颅骨网","PEEK颅骨网板","/","/","已维护","国械注准20233130419","患者匹配PEEK颅骨板","患者匹配PEEK颅骨板","聚醚醚酮","广州迈普再生医学科技股份有限公司","广州迈普再生医学科技股份有限公司","C04010411803002073370000103","A03B03","A03B03","342.25mm²（18.5mm*18.5mm）\n"]
["15697","神经外科","8","8","颅骨网","PEEK颅骨网板","/","/","已维护","国械注准20233130419","患者匹配PEEK颅骨板","患者匹配PEEK颅骨板","聚醚醚酮","广州迈普再生医学科技股份有限公司","广州迈普再生医学科技股份有限公司","C04010411803002073370000072","A02B02","A02B02","240.25mm²（15.5mm*15.5mm）\n"]
["15700","神经外科","9","9","颅骨网","可吸收颅骨网板","/","/","已维护","国械注准20233130721","可吸收微型骨板","可吸收微型骨板","L-丙交酯-乙交酯共聚树脂","长春圣博玛生物材料有限公司","长春圣博玛生物材料有限公司","C04010411803001082790000089","50×50×0.8","ACF-N-31",""]
["15700","神经外科","9","9","颅骨网","可吸收颅骨网板","/","/","已维护","国械注准20233130721","可吸收微型骨板","可吸收微型骨板","L-丙交酯-乙交酯共聚树脂","长春圣博玛生物材料有限公司","长春圣博玛生物材料有限公司","C04010411803001082790000091","40×40×1.0","ACF-N-31",""]
["15700","神经外科","9","9","颅骨网","可吸收颅骨网板","/","/","已维护","国械注准20233130721","可吸收微型骨板","可吸收微型骨板","L-丙交酯-乙交酯共聚树脂","长春圣博玛生物材料有限公司","长春圣博玛生物材料有限公司","C04010411803001082790000098","30×30×1.0","ACF-N-31",""]
["15700","神经外科","9","9","颅骨网","可吸收颅骨网板","/","/","已维护","国械注准20233130721","可吸收微型骨板","可吸收微型骨板","L-丙交酯-乙交酯共聚树脂","长春圣博玛生物材料有限公司","长春圣博玛生物材料有限公司","C04010411803001082790000097","120×120×0.6","ACF-N-31",""]
["15700","神经外科","9","9","颅骨网","可吸收颅骨网板","/","/","已维护","国械注准20233130721","可吸收微型骨板","可吸收微型骨板","L-丙交酯-乙交酯共聚树脂","长春圣博玛生物材料有限公司","长春圣博玛生物材料有限公司","C04010411803001082790000090","60×60×0.6","ACF-N-31",""]
["15753","神经外科","16","16","颅骨钉","金属颅骨钉","/","/","已维护","国械注准20173131016","钛网系统","钛网系统-螺钉","钛合金","江苏艾迪尔医疗科技股份有限公司","江苏艾迪尔医疗科技股份有限公司","C04010111802000074350000057","2.0×3mm","TDQ02","直径：2.0mm、长度：3mm\n"]
["15753","神经外科","16","16","颅骨钉","金属颅骨钉","/","/","已维护","国械注准20173131016","钛网系统","钛网系统-螺钉","钛合金","江苏艾迪尔医疗科技股份有限公司","江苏艾迪尔医疗科技股份有限公司","C04010111802000074350000058","2.0×4mm","TDQ02","直径：2.0mm、长度：4mm\n"]
["15753","神经外科","16","16","颅骨钉","金属颅骨钉","/","/","已维护","国械注准20173131016","钛网系统","钛网系统-螺钉","钛合金","江苏艾迪尔医疗科技股份有限公司","江苏艾迪尔医疗科技股份有限公司","C04010111802000074350000059","2.0×5mm","TDQ02","直径：2.0mm、长度：5mm\n"]
["15753","神经外科","16","16","颅骨钉","金属颅骨钉","/","/","已维护","国械注准20173131016","钛网系统","钛网系统-螺钉","钛合金","江苏艾迪尔医疗科技股份有限公司","江苏艾迪尔医疗科技股份有限公司","C04010111802000074350000060","2.0×6mm","TDQ02","直径：2.0mm、长度：6mm\n"]
["15753","神经外科","16","16","颅骨钉","金属颅骨钉","/","/","已维护","国械注准20173131016","钛网系统","钛网系统-螺钉","钛合金","江苏艾迪尔医疗科技股份有限公司","江苏艾迪尔医疗科技股份有限公司","C04010111802000074350000061","2.0×3mm","TDZ02","直径：2.0mm、长度：3mm\n"]
["15753","神经外科","16","16","颅骨钉","金属颅骨钉","/","/","已维护","国械注准20173131016","钛网系统","钛网系统-螺钉","钛合金","江苏艾迪尔医疗科技股份有限公司","江苏艾迪尔医疗科技股份有限公司","C04010111802000074350000062","2.0×4mm","TDZ02","直径：2.0mm、长度：4mm\n"]
["15753","神经外科","16","16","颅骨钉","金属颅骨钉","/","/","已维护","国械注准20173131016","钛网系统","钛网系统-螺钉","钛合金","江苏艾迪尔医疗科技股份有限公司","江苏艾迪尔医疗科技股份有限公司","C04010111802000074350000063","2.0×5mm","TDZ02","直径：2.0mm、长度：5mm\n"]
["15753","神经外科","16","16","颅骨钉","金属颅骨钉","/","/","已维护","国械注准20173131016","钛网系统","钛网系统-螺钉","钛合金","江苏艾迪尔医疗科技股份有限公司","江苏艾迪尔医疗科技股份有限公司","C04010111802000074350000064","2.0×6mm","TDZ02","直径：2.0mm、长度：6mm\n"]
["15754","神经外科","5","5","颅骨网","金属颅骨网板（二维）","/","/","已维护","国械注准20173131016","钛网系统","钛网","纯钛","江苏艾迪尔医疗科技股份有限公司","江苏艾迪尔医疗科技股份有限公司","C04010311801002074350000016","0.6×200mm×200mm","TWQ01","40000mm²（200mm×200mm）"]
["15754","神经外科","5","5","颅骨网","金属颅骨网板（二维）","/","/","已维护","国械注准20173131016","钛网系统","钛网","纯钛","江苏艾迪尔医疗科技股份有限公司","江苏艾迪尔医疗科技股份有限公司","C04010311801002074350000020","0.7×200mm×200mm","TWQ01","40000mm²（200mm×200mm）"]
["15754","神经外科","5","5","颅骨网","金属颅骨网板（二维）","/","/","已维护","国械注准20173131016","钛网系统","钛网","纯钛","江苏艾迪尔医疗科技股份有限公司","江苏艾迪尔医疗科技股份有限公司","C04010311801002074350000058","0.6×200mm×200mm","TWZ01","40000mm²（200mm×200mm）"]
["15754","神经外科","5","5","颅骨网","金属颅骨网板（二维）","/","/","已维护","国械注准20173131016","钛网系统","钛网","纯钛","江苏艾迪尔医疗科技股份有限公司","江苏艾迪尔医疗科技股份有限公司","C04010311801002074350000092","0.7×200mm×200mm","TWZ01","40000mm²（200mm×200mm）"]
["15755","神经外科","8","8","颅骨网","PEEK颅骨网板","/","/","已维护","国械注准20163131503","颅颌面修补系统","颅颌面修补系统","聚醚醚酮","广州迈普再生医学科技股份有限公司","深圳迈普再生医学科技有限公司","C04010411803002020650000404","L14W12-S1T1","L14W12-S1T1","30000mm²(200mm*150mm)\n"]
["15755","神经外科","8","8","颅骨网","PEEK颅骨网板","/","/","已维护","国械注准20163131503","颅颌面修补系统","颅颌面修补系统","聚醚醚酮","广州迈普再生医学科技股份有限公司","深圳迈普再生医学科技有限公司","C04010411803002020650000385","L23W12-S4T4","L23W12-S4T4","28500mm²(190mm*150mm)\n"]
["15755","神经外科","8","8","颅骨网","PEEK颅骨网板","/","/","已维护","国械注准20163131503","颅颌面修补系统","颅颌面修补系统","聚醚醚酮","广州迈普再生医学科技股份有限公司","深圳迈普再生医学科技有限公司","C04010411803002020650000396","L14W21-S4T4","L14W21-S4T4","28000mm²(200mm*140mm)\n"]
["15755","神经外科","8","8","颅骨网","PEEK颅骨网板","/","/","已维护","国械注准20163131503","颅颌面修补系统","颅颌面修补系统","聚醚醚酮","广州迈普再生医学科技股份有限公司","深圳迈普再生医学科技有限公司","C04010411803002020650000390","L23W8-S4T4","L23W8-S4T4","19000mm²(190mm*100mm)\n"]
["15755","神经外科","8","8","颅骨网","PEEK颅骨网板","/","/","已维护","国械注准20163131503","颅颌面修补系统","颅颌面修补系统","聚醚醚酮","广州迈普再生医学科技股份有限公司","深圳迈普再生医学科技有限公司","C04010411803002020650000400","L21W18-S4T4","L21W18-S4T4","17600mm²(160mm*110mm)\n"]
["15755","神经外科","8","8","颅骨网","PEEK颅骨网板","/","/","已维护","国械注准20163131503","颅颌面修补系统","颅颌面修补系统","聚醚醚酮","广州迈普再生医学科技股份有限公司","深圳迈普再生医学科技有限公司","C04010411803002020650000403","L14W6-S1T1","L14W6-S1T1","16000mm²(200mm*80mm)\n"]
["15755","神经外科","8","8","颅骨网","PEEK颅骨网板","/","/","已维护","国械注准20163131503","颅颌面修补系统","颅颌面修补系统","聚醚醚酮","广州迈普再生医学科技股份有限公司","深圳迈普再生医学科技有限公司","C04010411803002020650000410","L9W8-S1T1","L9W8-S1T1","15000mm²(150mm*100mm)\n"]
["15755","神经外科","8","8","颅骨网","PEEK颅骨网板","/","/","已维护","国械注准20163131503","颅颌面修补系统","颅颌面修补系统","聚醚醚酮","广州迈普再生医学科技股份有限公司","深圳迈普再生医学科技有限公司","C04010411803002020650000409","L14W5-S1T1","L14W5-S1T1","14000mm²(200mm*70mm)\n"]
["15755","神经外科","8","8","颅骨网","PEEK颅骨网板","/","/","已维护","国械注准20163131503","颅颌面修补系统","颅颌面修补系统","聚醚醚酮","广州迈普再生医学科技股份有限公司","深圳迈普再生医学科技有限公司","C04010411803002020650000391","L23W4-S4T4","L23W4-S4T4","11400mm²(190mm*60mm)\n"]
["15755","神经外科","8","8","颅骨网","PEEK颅骨网板","/","/","已维护","国械注准20163131503","颅颌面修补系统","颅颌面修补系统","聚醚醚酮","广州迈普再生医学科技股份有限公司","深圳迈普再生医学科技有限公司","C04010411803002020650000380","L9W5-S1T1","L9W5-S1T1","10500mm²(150mm*70mm)\n"]
["15755","神经外科","8","8","颅骨网","PEEK颅骨网板","/","/","已维护","国械注准20163131503","颅颌面修补系统","颅颌面修补系统","聚醚醚酮","广州迈普再生医学科技股份有限公司","深圳迈普再生医学科技有限公司","C04010411803002020650000397","L7W6-S1T1","L7W6-S1T1","9600mm²(120mm*80mm)\n"]
["15755","神经外科","8","8","颅骨网","PEEK颅骨网板","/","/","已维护","国械注准20163131503","颅颌面修补系统","颅颌面修补系统","聚醚醚酮","广州迈普再生医学科技股份有限公司","深圳迈普再生医学科技有限公司","C04010411803002020650000419","L22W3-S4T4","L22W3-S4T4","8500mm²(170mm*50mm)\n"]
["15755","神经外科","8","8","颅骨网","PEEK颅骨网板","/","/","已维护","国械注准20163131503","颅颌面修补系统","颅颌面修补系统","聚醚醚酮","广州迈普再生医学科技股份有限公司","深圳迈普再生医学科技有限公司","C04010411803002020650000387","L9W3-S1T1","L9W3-S1T1","7500mm²(150mm*50mm)\n"]
["15755","神经外科","8","8","颅骨网","PEEK颅骨网板","/","/","已维护","国械注准20163131503","颅颌面修补系统","颅颌面修补系统","聚醚醚酮","广州迈普再生医学科技股份有限公司","深圳迈普再生医学科技有限公司","C04010411803002020650000413","L5W3-S1T1","L5W3-S1T1","4500mm²(90mm*50mm)\n"]
["15755","神经外科","8","8","颅骨网","PEEK颅骨网板","/","/","已维护","国械注准20163131503","颅颌面修补系统","颅颌面修补系统","聚醚醚酮","广州迈普再生医学科技股份有限公司","深圳迈普再生医学科技有限公司","C04010411803002020650000406","L23W17-S4T4","L23W17-S4T4","3800mm²(190mm*20mm)\n"]
["15755","神经外科","8","8","颅骨网","PEEK颅骨网板","/","/","已维护","国械注准20163131503","颅颌面修补系统","颅颌面修补系统","聚醚醚酮","广州迈普再生医学科技股份有限公司","深圳迈普再生医学科技有限公司","C04010411803002020650000392","L3W3-S2T1","L3W3-S2T1","3500mm²(70mm*50mm)\n"]
["15755","神经外科","8","8","颅骨网","PEEK颅骨网板","/","/","已维护","国械注准20163131503","颅颌面修补系统","颅颌面修补系统","聚醚醚酮","广州迈普再生医学科技股份有限公司","深圳迈普再生医学科技有限公司","C04010411803002020650000393","L4W2-S1T1","L4W2-S1T1","3200mm²(80mm*40mm)\n"]
["15755","神经外科","8","8","颅骨网","PEEK颅骨网板","/","/","已维护","国械注准20163131503","颅颌面修补系统","颅颌面修补系统","聚醚醚酮","广州迈普再生医学科技股份有限公司","深圳迈普再生医学科技有限公司","C04010411803002020650000384","L3W2-S1T3","L3W2-S1T3","2800mm²(70mm*40mm)\n"]
["15755","神经外科","8","8","颅骨网","PEEK颅骨网板","/","/","已维护","国械注准20163131503","颅颌面修补系统","颅颌面修补系统","聚醚醚酮","广州迈普再生医学科技股份有限公司","深圳迈普再生医学科技有限公司","C04010411803002020650000379","L18W17-S4T4","L18W17-S4T4","2200mm²(110mm*20mm)\n"]
["15755","神经外科","8","8","颅骨网","PEEK颅骨网板","/","/","已维护","国械注准20163131503","颅颌面修补系统","颅颌面修补系统","聚醚醚酮","广州迈普再生医学科技股份有限公司","深圳迈普再生医学科技有限公司","C04010411803002020650000382","L2W1-S1T1","L2W1-S1T1","1800mm²(60mm*30mm)\n"]
["15755","神经外科","8","8","颅骨网","PEEK颅骨网板","/","/","已维护","国械注准20163131503","颅颌面修补系统","颅颌面修补系统","聚醚醚酮","广州迈普再生医学科技股份有限公司","深圳迈普再生医学科技有限公司","C04010411803002020650000420","L2W17-S4T4","L2W17-S4T4","1200mm²(60mm*20mm)\n"]
["15755","神经外科","8","8","颅骨网","PEEK颅骨网板","/","/","已维护","国械注准20163131503","颅颌面修补系统","颅颌面修补系统","聚醚醚酮","广州迈普再生医学科技股份有限公司","深圳迈普再生医学科技有限公司","C04010411803002020650000415","L1W17-S4T4","L1W17-S4T4","1000mm²(50mm*20mm)\n"]
["15755","神经外科","8","8","颅骨网","PEEK颅骨网板","/","/","已维护","国械注准20163131503","颅颌面修补系统","颅颌面修补系统","聚醚醚酮","广州迈普再生医学科技股份有限公司","深圳迈普再生医学科技有限公司","C04010411803002020650000381","L4W15-S4T4","L4W15-S4T4","800mm²(80mm*10mm)\n"]
["15755","神经外科","8","8","颅骨网","PEEK颅骨网板","/","/","已维护","国械注准20163131503","颅颌面修补系统","颅颌面修补系统","聚醚醚酮","广州迈普再生医学科技股份有限公司","深圳迈普再生医学科技有限公司","C04010411803002020650000388","L3W15-S4T4","L3W15-S4T4","700mm²(70mm*10mm)\n"]
["15755","神经外科","8","8","颅骨网","PEEK颅骨网板","/","/","已维护","国械注准20163131503","颅颌面修补系统","颅颌面修补系统","聚醚醚酮","广州迈普再生医学科技股份有限公司","深圳迈普再生医学科技有限公司","C04010411803002020650000378","L1W15-S4T4","L1W15-S4T4","500mm²(50mm*10mm)"]
["15756","神经外科","16","16","颅骨钉","金属颅骨钉","/","/","已维护","国械注准20173130233","颅颌面接骨板系统","颅颌面接骨板系统-颅颌面接骨螺钉","钛合金","苏州市康力骨科器械有限公司","苏州市康力骨科器械有限公司","C04010111802000072760000097","Φ2.0×6mm（十字槽）","颅颌面接骨螺钉(颌面自钻自攻型 无菌）/2.0","直径2.0，长度6mm"]
["15756","神经外科","16","16","颅骨钉","金属颅骨钉","/","/","已维护","国械注准20173130233","颅颌面接骨板系统","颅颌面接骨板系统-颅颌面接骨螺钉","钛合金","苏州市康力骨科器械有限公司","苏州市康力骨科器械有限公司","C04010111802000072760000100","Φ1.5×4mm（十字槽  自钻自攻型)","颅颌面接骨螺钉 （自钻自攻型)","直径1.5，长度4mm"]
["15756","神经外科","16","16","颅骨钉","金属颅骨钉","/","/","已维护","国械注准20173130233","颅颌面接骨板系统","颅颌面接骨板系统-颅颌面接骨螺钉","钛合金","苏州市康力骨科器械有限公司","苏州市康力骨科器械有限公司","C04010111802000072760000063","Φ1.5×7mm(十字槽)","颅颌面接骨螺钉(颌面自攻自钻钉)钛 /HA1.5","直径1.5，长度7mm"]
["15756","神经外科","16","16","颅骨钉","金属颅骨钉","/","/","已维护","国械注准20173130233","颅颌面接骨板系统","颅颌面接骨板系统-颅颌面接骨螺钉","钛合金","苏州市康力骨科器械有限公司","苏州市康力骨科器械有限公司","C04010111802000072760000065","Φ2.0×6mm(十字槽 自攻自钻型)","MCF颅颌面接骨螺钉( 自攻自钻钉)","直径2.0，长度6mm"]
["15756","神经外科","16","16","颅骨钉","金属颅骨钉","/","/","已维护","国械注准20173130233","颅颌面接骨板系统","颅颌面接骨板系统-颅颌面接骨螺钉","钛合金","苏州市康力骨科器械有限公司","苏州市康力骨科器械有限公司","C04010111802000072760000067","Φ2.0×10mm(十字槽)","颅颌面接骨螺钉(颌面自攻自钻钉)钛 /HA2.0","直径2.0，长度10mm"]
["15756","神经外科","16","16","颅骨钉","金属颅骨钉","/","/","已维护","国械注准20173130233","颅颌面接骨板系统","颅颌面接骨板系统-颅颌面接骨螺钉","钛合金","苏州市康力骨科器械有限公司","苏州市康力骨科器械有限公司","C04010111802000072760000069","Φ1.5×7mm(十字槽 自攻自钻型)","MCF颅颌面接骨螺钉( 自攻自钻钉)","直径1.5，长度7mm"]
["15756","神经外科","16","16","颅骨钉","金属颅骨钉","/","/","已维护","国械注准20173130233","颅颌面接骨板系统","颅颌面接骨板系统-颅颌面接骨螺钉","钛合金","苏州市康力骨科器械有限公司","苏州市康力骨科器械有限公司","C04010111802000072760000070","Φ1.5×8mm(十字槽)","颅颌面接骨螺钉(颌面自攻自钻钉)钛 /HA1.5","直径1.5，长度8mm"]
["15756","神经外科","16","16","颅骨钉","金属颅骨钉","/","/","已维护","国械注准20173130233","颅颌面接骨板系统","颅颌面接骨板系统-颅颌面接骨螺钉","钛合金","苏州市康力骨科器械有限公司","苏州市康力骨科器械有限公司","C04010111802000072760000071","Φ1.7×5mm(十字槽  自攻型)","MCF颅颌面接骨螺钉(自攻修正钉)阳极氧化","直径1.7，长度5mm"]
["15756","神经外科","16","16","颅骨钉","金属颅骨钉","/","/","已维护","国械注准20173130233","颅颌面接骨板系统","颅颌面接骨板系统-颅颌面接骨螺钉","钛合金","苏州市康力骨科器械有限公司","苏州市康力骨科器械有限公司","C04010111802000072760000072","Φ1.6×6mm(十字槽)","颅颌面接骨螺钉(颌面自攻自钻钉)钛 /HA1.6","直径1.6，长度6mm"]
["15756","神经外科","16","16","颅骨钉","金属颅骨钉","/","/","已维护","国械注准20173130233","颅颌面接骨板系统","颅颌面接骨板系统-颅颌面接骨螺钉","钛合金","苏州市康力骨科器械有限公司","苏州市康力骨科器械有限公司","C04010111802000072760000074","Φ2.0×7mm(十字槽  自攻型)","MCF颅颌面接骨螺钉(自攻钉) 阳极氧化","直径2.0，长度7mm"]
["15756","神经外科","16","16","颅骨钉","金属颅骨钉","/","/","已维护","国械注准20173130233","颅颌面接骨板系统","颅颌面接骨板系统-颅颌面接骨螺钉","钛合金","苏州市康力骨科器械有限公司","苏州市康力骨科器械有限公司","C04010111802000072760000075","Φ1.5×6mm(十字槽)","颅颌面接骨螺钉(颌面自攻自钻钉)钛 /HA1.5","直径1.5，长度6mm"]
["15756","神经外科","16","16","颅骨钉","金属颅骨钉","/","/","已维护","国械注准20173130233","颅颌面接骨板系统","颅颌面接骨板系统-颅颌面接骨螺钉","钛合金","苏州市康力骨科器械有限公司","苏州市康力骨科器械有限公司","C04010111802000072760000076","Φ2.0×8mm(十字槽)","颅颌面接骨螺钉(颌面自攻自钻钉)钛 /HA2.0","直径2.0，长度8mm"]
["15756","神经外科","16","16","颅骨钉","金属颅骨钉","/","/","已维护","国械注准20173130233","颅颌面接骨板系统","颅颌面接骨板系统-颅颌面接骨螺钉","钛合金","苏州市康力骨科器械有限公司","苏州市康力骨科器械有限公司","C04010111802000072760000077","Φ1.7×6mm(十字槽  自攻型)","MCF颅颌面接骨螺钉(自攻修正钉)阳极氧化","直径1.7，长度6mm"]
["15756","神经外科","16","16","颅骨钉","金属颅骨钉","/","/","已维护","国械注准20173130233","颅颌面接骨板系统","颅颌面接骨板系统-颅颌面接骨螺钉","钛合金","苏州市康力骨科器械有限公司","苏州市康力骨科器械有限公司","C04010111802000072760000079","Φ2.0×8mm(十字槽  自攻型)","MCF颅颌面接骨螺钉(自攻钉) 阳极氧化","直径2.0，长度8mm"]
["15756","神经外科","16","16","颅骨钉","金属颅骨钉","/","/","已维护","国械注准20173130233","颅颌面接骨板系统","颅颌面接骨板系统-颅颌面接骨螺钉","钛合金","苏州市康力骨科器械有限公司","苏州市康力骨科器械有限公司","C04010111802000072760000081","Φ2.0×8mm(十字槽 自攻自钻型)","MCF颅颌面接骨螺钉(自攻自钻钉)","直径2.0，长度8mm"]
["15756","神经外科","16","16","颅骨钉","金属颅骨钉","/","/","已维护","国械注准20173130233","颅颌面接骨板系统","颅颌面接骨板系统-颅颌面接骨螺钉","钛合金","苏州市康力骨科器械有限公司","苏州市康力骨科器械有限公司","C04010111802000072760000082","Φ2.0×7mm(十字槽)","颅颌面接骨螺钉(颌面自攻自钻钉)钛 /HA2.0","直径2.0，长度7mm"]
["15756","神经外科","16","16","颅骨钉","金属颅骨钉","/","/","已维护","国械注准20173130233","颅颌面接骨板系统","颅颌面接骨板系统-颅颌面接骨螺钉","钛合金","苏州市康力骨科器械有限公司","苏州市康力骨科器械有限公司","C04010111802000072760000083","Φ1.5×7mm(十字槽  自攻型)","MCF颅颌面接骨螺钉(自攻钉)","直径1.5，长度7mm"]
["15756","神经外科","16","16","颅骨钉","金属颅骨钉","/","/","已维护","国械注准20173130233","颅颌面接骨板系统","颅颌面接骨板系统-颅颌面接骨螺钉","钛合金","苏州市康力骨科器械有限公司","苏州市康力骨科器械有限公司","C04010111802000072760000084","Φ2.0×5mm(十字槽 自攻自钻型)","MCF颅颌面接骨螺钉( 自攻自钻钉)","直径2.0，长度5mm"]
["15756","神经外科","16","16","颅骨钉","金属颅骨钉","/","/","已维护","国械注准20173130233","颅颌面接骨板系统","颅颌面接骨板系统-颅颌面接骨螺钉","钛合金","苏州市康力骨科器械有限公司","苏州市康力骨科器械有限公司","C04010111802000072760000085","Φ1.6×10mm(十字槽)","颅颌面接骨螺钉(颌面自攻自钻钉)钛 /HA1.6","直径1.6，长度10mm"]
["15756","神经外科","16","16","颅骨钉","金属颅骨钉","/","/","已维护","国械注准20173130233","颅颌面接骨板系统","颅颌面接骨板系统-颅颌面接骨螺钉","钛合金","苏州市康力骨科器械有限公司","苏州市康力骨科器械有限公司","C04010111802000072760000086","Φ1.6×7mm(十字槽)","颅颌面接骨螺钉(颌面自攻自钻钉)钛 /HA1.6","直径1.6，长度7mm"]
["15756","神经外科","16","16","颅骨钉","金属颅骨钉","/","/","已维护","国械注准20173130233","颅颌面接骨板系统","颅颌面接骨板系统-颅颌面接骨螺钉","钛合金","苏州市康力骨科器械有限公司","苏州市康力骨科器械有限公司","C04010111802000072760000087","Φ1.7×7mm(十字槽  自攻型)","MCF颅颌面接骨螺钉(自攻修正钉)阳极氧化","直径1.7，长度7mm"]
["15756","神经外科","16","16","颅骨钉","金属颅骨钉","/","/","已维护","国械注准20173130233","颅颌面接骨板系统","颅颌面接骨板系统-颅颌面接骨螺钉","钛合金","苏州市康力骨科器械有限公司","苏州市康力骨科器械有限公司","C04010111802000072760000088","Φ1.5×4mm(十字槽  自攻型)","MCF颅颌面接骨螺钉(自攻钉)","直径1.5，长度4mm"]
["15756","神经外科","16","16","颅骨钉","金属颅骨钉","/","/","已维护","国械注准20173130233","颅颌面接骨板系统","颅颌面接骨板系统-颅颌面接骨螺钉","钛合金","苏州市康力骨科器械有限公司","苏州市康力骨科器械有限公司","C04010111802000072760000089","Φ1.5×10mm(十字槽)","颅颌面接骨螺钉(颌面自攻自钻钉)钛 /HA1.5","直径1.5，长度10mm"]
["15756","神经外科","16","16","颅骨钉","金属颅骨钉","/","/","已维护","国械注准20173130233","颅颌面接骨板系统","颅颌面接骨板系统-颅颌面接骨螺钉","钛合金","苏州市康力骨科器械有限公司","苏州市康力骨科器械有限公司","C04010111802000072760000090","Φ1.6×8mm(十字槽)","颅颌面接骨螺钉(颌面自攻自钻钉)钛 /HA1.6","直径1.6，长度8mm"]
["15756","神经外科","16","16","颅骨钉","金属颅骨钉","/","/","已维护","国械注准20173130233","颅颌面接骨板系统","颅颌面接骨板系统-颅颌面接骨螺钉","钛合金","苏州市康力骨科器械有限公司","苏州市康力骨科器械有限公司","C04010111802000072760000091","Φ1.7×8mm(十字槽  自攻型)","MCF颅颌面接骨螺钉(自攻修正钉)阳极氧化","直径1.7，长度8mm"]
["15756","神经外科","16","16","颅骨钉","金属颅骨钉","/","/","已维护","国械注准20173130233","颅颌面接骨板系统","颅颌面接骨板系统-颅颌面接骨螺钉","钛合金","苏州市康力骨科器械有限公司","苏州市康力骨科器械有限公司","C04010111802000072760000092","Φ2.0×7mm(十字槽 自攻自钻型)","MCF颅颌面接骨螺钉( 自攻自钻钉)","直径2.0，长度7mm"]
["15756","神经外科","16","16","颅骨钉","金属颅骨钉","/","/","已维护","国械注准20173130233","颅颌面接骨板系统","颅颌面接骨板系统-颅颌面接骨螺钉","钛合金","苏州市康力骨科器械有限公司","苏州市康力骨科器械有限公司","C04010111802000072760000093","Φ2.0×5mm(十字槽  自攻型)","MCF颅颌面接骨螺钉(自攻钉) 阳极氧化","直径2.0，长度5mm"]
["15756","神经外科","16","16","颅骨钉","金属颅骨钉","/","/","已维护","国械注准20173130233","颅颌面接骨板系统","颅颌面接骨板系统-颅颌面接骨螺钉","钛合金","苏州市康力骨科器械有限公司","苏州市康力骨科器械有限公司","C04010111802000072760000094","Φ2.0×6mm(十字槽  自攻型)","MCF颅颌面接骨螺钉(自攻钉) 阳极氧化","直径2.0，长度6mm"]
["15756","神经外科","16","16","颅骨钉","金属颅骨钉","/","/","已维护","国械注准20173130233","颅颌面接骨板系统","颅颌面接骨板系统-颅颌面接骨螺钉","钛合金","苏州市康力骨科器械有限公司","苏州市康力骨科器械有限公司","C04010111802000072760000098","Φ2.0×5mm（十字槽）","颅颌面接骨螺钉(颌面自钻自攻型 无菌）/2.0","直径2.0，长度5mm"]
["15756","神经外科","16","16","颅骨钉","金属颅骨钉","/","/","已维护","国械注准20173130233","颅颌面接骨板系统","颅颌面接骨板系统-颅颌面接骨螺钉","钛合金","苏州市康力骨科器械有限公司","苏州市康力骨科器械有限公司","C04010111802000072760000099","Φ2.0×4mm（十字槽）","颅颌面接骨螺钉(颌面自钻自攻型 无菌）/2.0","直径2.0，长度4mm"]
["15756","神经外科","16","16","颅骨钉","金属颅骨钉","/","/","已维护","国械注准20173130233","颅颌面接骨板系统","颅颌面接骨板系统-颅颌面接骨螺钉","钛合金","苏州市康力骨科器械有限公司","苏州市康力骨科器械有限公司","C04010111802000072760000101","Φ1.5×5mm（十字槽  自钻自攻型)","颅颌面接骨螺钉 （自钻自攻型)","直径1.5，长度5mm"]
["15756","神经外科","16","16","颅骨钉","金属颅骨钉","/","/","已维护","国械注准20173130233","颅颌面接骨板系统","颅颌面接骨板系统-颅颌面接骨螺钉","钛合金","苏州市康力骨科器械有限公司","苏州市康力骨科器械有限公司","C04010111802000072760000102","Φ2.0×5mm（十字槽  自钻自攻型)","颅颌面接骨螺钉 （自钻自攻型)","直径2.0，长度5mm"]
["15757","神经外科","6","6","颅骨网","金属颅骨网板（三维）","/","/","已维护","国械注准20173131016","钛网系统","钛网","纯钛","江苏艾迪尔医疗科技股份有限公司","江苏艾迪尔医疗科技股份有限公司","C04010311801003074350000057","0.6×200mm×200mm","TWQ02","40000mm²（200mm×200mm）"]
["15757","神经外科","6","6","颅骨网","金属颅骨网板（三维）","/","/","已维护","国械注准20173131016","钛网系统","钛网","纯钛","江苏艾迪尔医疗科技股份有限公司","江苏艾迪尔医疗科技股份有限公司","C04010311801003074350000045","0.7×200mm×200mm","TWZ02","40000mm²（200mm×200mm）"]
["15757","神经外科","6","6","颅骨网","金属颅骨网板（三维）","/","/","已维护","国械注准20173131016","钛网系统","钛网","纯钛","江苏艾迪尔医疗科技股份有限公司","江苏艾迪尔医疗科技股份有限公司","C04010311801003074350000064","0.7×200mm×200mm","TWQ02","40000mm²（200mm×200mm）"]
["15757","神经外科","6","6","颅骨网","金属颅骨网板（三维）","/","/","已维护","国械注准20173131016","钛网系统","钛网","纯钛","江苏艾迪尔医疗科技股份有限公司","江苏艾迪尔医疗科技股份有限公司","C04010311801003074350000116","0.6×200mm×200mm","TWZ02","40000mm²（200mm×200mm）"]
["15759","神经外科","17","17","颅骨钉","可吸收颅骨钉","/","/","已维护","国械注准20243131809","可吸收颅颌面接骨板系统","可吸收颅颌面接骨板系统-可吸收接骨螺钉","可吸收共聚物","天津正天医疗器械有限公司","天津正天医疗器械有限公司","C04010111803001018840000001","φ1.5×6","PHCQ0102",""]
["15759","神经外科","17","17","颅骨钉","可吸收颅骨钉","/","/","已维护","国械注准20243131809","可吸收颅颌面接骨板系统","可吸收颅颌面接骨板系统-可吸收接骨螺钉","可吸收共聚物","天津正天医疗器械有限公司","天津正天医疗器械有限公司","C04010111803001018840000002","φ1.5×4","PHCQ0102",""]
["15759","神经外科","17","17","颅骨钉","可吸收颅骨钉","/","/","已维护","国械注准20243131809","可吸收颅颌面接骨板系统","可吸收颅颌面接骨板系统-可吸收接骨螺钉","可吸收共聚物","天津正天医疗器械有限公司","天津正天医疗器械有限公司","C04010111803001018840000003","φ2.0×5","PHCQ0102",""]
["15759","神经外科","17","17","颅骨钉","可吸收颅骨钉","/","/","已维护","国械注准20243131809","可吸收颅颌面接骨板系统","可吸收颅颌面接骨板系统-可吸收接骨螺钉","可吸收共聚物","天津正天医疗器械有限公司","天津正天医疗器械有限公司","C04010111803001018840000004","φ2.0×7","PHCQ0102",""]
["15759","神经外科","17","17","颅骨钉","可吸收颅骨钉","/","/","已维护","国械注准20243131809","可吸收颅颌面接骨板系统","可吸收颅颌面接骨板系统-可吸收接骨螺钉","可吸收共聚物","天津正天医疗器械有限公司","天津正天医疗器械有限公司","C04010111803001018840000005","φ2.0×5mm","PHCQ0101",""]
["15759","神经外科","17","17","颅骨钉","可吸收颅骨钉","/","/","已维护","国械注准20243131809","可吸收颅颌面接骨板系统","可吸收颅颌面接骨板系统-可吸收接骨螺钉","可吸收共聚物","天津正天医疗器械有限公司","天津正天医疗器械有限公司","C04010111803001018840000006","φ2.0×7mm","PHCQ0101",""]
["15759","神经外科","17","17","颅骨钉","可吸收颅骨钉","/","/","已维护","国械注准20243131809","可吸收颅颌面接骨板系统","可吸收颅颌面接骨板系统-可吸收接骨螺钉","可吸收共聚物","天津正天医疗器械有限公司","天津正天医疗器械有限公司","C04010111803001018840000007","φ1.5×6mm","PHCQ0101",""]
["15759","神经外科","17","17","颅骨钉","可吸收颅骨钉","/","/","已维护","国械注准20243131809","可吸收颅颌面接骨板系统","可吸收颅颌面接骨板系统-可吸收接骨螺钉","可吸收共聚物","天津正天医疗器械有限公司","天津正天医疗器械有限公司","C04010111803001018840000008","φ1.5×4mm","PHCQ0101",""]
["15761","神经外科","16","16","颅骨钉","金属颅骨钉","/","/","已维护","国械注准20233130959","金属颅颌面接骨螺钉","金属颅颌面接骨螺钉","钛合金","天津正天医疗器械有限公司","天津正天医疗器械有限公司","C04010111802000018840000010","（普通接骨螺钉）φ2.0×5mm，着色灭菌","JHDAQRS02",""]
["15761","神经外科","16","16","颅骨钉","金属颅骨钉","/","/","已维护","国械注准20233130959","金属颅颌面接骨螺钉","金属颅颌面接骨螺钉","钛合金","天津正天医疗器械有限公司","天津正天医疗器械有限公司","C04010111802000018840000008","（普通接骨螺钉）φ2.0×4mm，着色灭菌","JHDAQRS02",""]
["15761","神经外科","16","16","颅骨钉","金属颅骨钉","/","/","已维护","国械注准20233130959","金属颅颌面接骨螺钉","金属颅颌面接骨螺钉","钛合金","天津正天医疗器械有限公司","天津正天医疗器械有限公司","C04010111802000018840000007","(普通接骨螺钉)φ1.5×5mm，着色灭菌","JHCAQRS01",""]
["15761","神经外科","16","16","颅骨钉","金属颅骨钉","/","/","已维护","国械注准20233130959","金属颅颌面接骨螺钉","金属颅颌面接骨螺钉","钛合金","天津正天医疗器械有限公司","天津正天医疗器械有限公司","C04010111802000018840000006","(普通接骨螺钉)φ1.5×4mm，着色灭菌","JHCAQRS01",""]
["15761","神经外科","16","16","颅骨钉","金属颅骨钉","/","/","已维护","国械注准20233130959","金属颅颌面接骨螺钉","金属颅颌面接骨螺钉","钛合金","天津正天医疗器械有限公司","天津正天医疗器械有限公司","C04010111802000018840000001","(普通接骨螺钉)φ1.5×6mm，着色灭菌","JHCAQRS01",""]
["15762","神经外科","16","16","颅骨钉","金属颅骨钉","/","/","已维护","国械注准20253130922","颅骨固定系统","颅骨固定系统-钛合金螺钉","TC20钛合金","天津正天医疗器械有限公司","天津正天医疗器械有限公司","C04010111802000018840000077","(普通接骨螺钉)φ1.5×5mm","JHCAQRS10",""]
["15762","神经外科","16","16","颅骨钉","金属颅骨钉","/","/","已维护","国械注准20253130922","颅骨固定系统","颅骨固定系统-钛合金螺钉","TC20钛合金","天津正天医疗器械有限公司","天津正天医疗器械有限公司","C04010111802000018840000076","(普通接骨螺钉)φ1.85×4mm","JHCAQRS02",""]
["15762","神经外科","16","16","颅骨钉","金属颅骨钉","/","/","已维护","国械注准20253130922","颅骨固定系统","颅骨固定系统-钛合金螺钉","TC20钛合金","天津正天医疗器械有限公司","天津正天医疗器械有限公司","C04010111802000018840000074","(普通接骨螺钉)φ1.85×4mm","JHCAQRS06",""]
["15762","神经外科","16","16","颅骨钉","金属颅骨钉","/","/","已维护","国械注准20253130922","颅骨固定系统","颅骨固定系统-钛合金螺钉","TC20钛合金","天津正天医疗器械有限公司","天津正天医疗器械有限公司","C04010111802000018840000061","(普通接骨螺钉)φ1.5×6mm","JHCAQRS10",""]
["15762","神经外科","16","16","颅骨钉","金属颅骨钉","/","/","已维护","国械注准20253130922","颅骨固定系统","颅骨固定系统-钛合金螺钉","TC20钛合金","天津正天医疗器械有限公司","天津正天医疗器械有限公司","C04010111802000018840000052","(普通接骨螺钉)φ1.85×5mm","JHCAQRS02",""]
["15762","神经外科","16","16","颅骨钉","金属颅骨钉","/","/","已维护","国械注准20253130922","颅骨固定系统","颅骨固定系统-钛合金螺钉","TC20钛合金","天津正天医疗器械有限公司","天津正天医疗器械有限公司","C04010111802000018840000051","(普通接骨螺钉)φ1.85×6mm","JHCAQRS10",""]
["15762","神经外科","16","16","颅骨钉","金属颅骨钉","/","/","已维护","国械注准20253130922","颅骨固定系统","颅骨固定系统-钛合金螺钉","TC20钛合金","天津正天医疗器械有限公司","天津正天医疗器械有限公司","C04010111802000018840000049","(普通接骨螺钉)φ1.85×6mm","JHCAQRS02",""]
["15762","神经外科","16","16","颅骨钉","金属颅骨钉","/","/","已维护","国械注准20253130922","颅骨固定系统","颅骨固定系统-钛合金螺钉","TC20钛合金","天津正天医疗器械有限公司","天津正天医疗器械有限公司","C04010111802000018840000048","(普通接骨螺钉)φ1.85×6mm","JHCAQRS06",""]
["15762","神经外科","16","16","颅骨钉","金属颅骨钉","/","/","已维护","国械注准20253130922","颅骨固定系统","颅骨固定系统-钛合金螺钉","TC20钛合金","天津正天医疗器械有限公司","天津正天医疗器械有限公司","C04010111802000018840000043","(普通接骨螺钉)φ1.85×5mm","JHCAQRS10",""]
["15762","神经外科","16","16","颅骨钉","金属颅骨钉","/","/","已维护","国械注准20253130922","颅骨固定系统","颅骨固定系统-钛合金螺钉","TC20钛合金","天津正天医疗器械有限公司","天津正天医疗器械有限公司","C04010111802000018840000042","(普通接骨螺钉)φ1.85×5mm","JHCAQRS06",""]
["15762","神经外科","16","16","颅骨钉","金属颅骨钉","/","/","已维护","国械注准20253130922","颅骨固定系统","颅骨固定系统-钛合金螺钉","TC20钛合金","天津正天医疗器械有限公司","天津正天医疗器械有限公司","C04010111802000018840000041","(普通接骨螺钉)φ1.5×4mm","JHCAQRS02",""]
["15762","神经外科","16","16","颅骨钉","金属颅骨钉","/","/","已维护","国械注准20253130922","颅骨固定系统","颅骨固定系统-钛合金螺钉","TC20钛合金","天津正天医疗器械有限公司","天津正天医疗器械有限公司","C04010111802000018840000036","(普通接骨螺钉)φ1.5×5mm","JHCAQRS02",""]
["15762","神经外科","16","16","颅骨钉","金属颅骨钉","/","/","已维护","国械注准20253130922","颅骨固定系统","颅骨固定系统-钛合金螺钉","TC20钛合金","天津正天医疗器械有限公司","天津正天医疗器械有限公司","C04010111802000018840000035","(普通接骨螺钉)φ1.5×4mm","JHCAQRS10",""]
["15762","神经外科","16","16","颅骨钉","金属颅骨钉","/","/","已维护","国械注准20253130922","颅骨固定系统","颅骨固定系统-钛合金螺钉","TC20钛合金","天津正天医疗器械有限公司","天津正天医疗器械有限公司","C04010111802000018840000034","(普通接骨螺钉)φ1.5×4mm","JHCAQRS06",""]
["15762","神经外科","16","16","颅骨钉","金属颅骨钉","/","/","已维护","国械注准20253130922","颅骨固定系统","颅骨固定系统-钛合金螺钉","TC20钛合金","天津正天医疗器械有限公司","天津正天医疗器械有限公司","C04010111802000018840000033","(普通接骨螺钉)φ1.5×5mm","JHCAQRS06",""]
["15762","神经外科","16","16","颅骨钉","金属颅骨钉","/","/","已维护","国械注准20253130922","颅骨固定系统","颅骨固定系统-钛合金螺钉","TC20钛合金","天津正天医疗器械有限公司","天津正天医疗器械有限公司","C04010111802000018840000024","(普通接骨螺钉)φ1.5×6mm","JHCAQRS06",""]
["15762","神经外科","16","16","颅骨钉","金属颅骨钉","/","/","已维护","国械注准20253130922","颅骨固定系统","颅骨固定系统-钛合金螺钉","TC20钛合金","天津正天医疗器械有限公司","天津正天医疗器械有限公司","C04010111802000018840000022","(普通接骨螺钉)φ1.85×4mm","JHCAQRS10",""]
["15762","神经外科","16","16","颅骨钉","金属颅骨钉","/","/","已维护","国械注准20253130922","颅骨固定系统","颅骨固定系统-钛合金螺钉","TC20钛合金","天津正天医疗器械有限公司","天津正天医疗器械有限公司","C04010111802000018840000017","(普通接骨螺钉)φ1.5×6mm","JHCAQRS02",""]
["15765","神经外科","24","24","脑脊液体外引流系统","带测压装置脑室外引流系统","/","/","已维护","沪械注准20222140136","一次性颅脑外引流收集装置","一次性颅脑外引流收集装置","医用硅橡胶、不锈钢、PVC、ABS、PC等","上海库欣医疗科技有限公司","上海库欣医疗科技有限公司","C04071403500003187250000024","GFr14-300","I","导管内径：2.8mm±0.2mm、长度：300mm、引流袋容量：>400ml，是防逆流产品"]
["15765","神经外科","24","24","脑脊液体外引流系统","带测压装置脑室外引流系统","/","/","已维护","沪械注准20222140136","一次性颅脑外引流收集装置","一次性颅脑外引流收集装置","医用硅橡胶、不锈钢、PVC、ABS、PC等","上海库欣医疗科技有限公司","上海库欣医疗科技有限公司","C04071403500003187250000027","GFr10-300","I","导管内径：2.1mm±0.2mm、长度：300mm、引流袋容量：>400ml，是防逆流产品"]
["15765","神经外科","24","24","脑脊液体外引流系统","带测压装置脑室外引流系统","/","/","已维护","沪械注准20222140136","一次性颅脑外引流收集装置","一次性颅脑外引流收集装置","医用硅橡胶、不锈钢、PVC、ABS、PC等","上海库欣医疗科技有限公司","上海库欣医疗科技有限公司","C04071403500003187250000029","GFr12-300","I","导管内径：2.4mm±0.2mm、长度：300mm、引流袋容量：>400ml，是防逆流产品"]
["15765","神经外科","24","24","脑脊液体外引流系统","带测压装置脑室外引流系统","/","/","已维护","沪械注准20222140136","一次性颅脑外引流收集装置","一次性颅脑外引流收集装置","医用硅橡胶、不锈钢、PVC、ABS、PC等","上海库欣医疗科技有限公司","上海库欣医疗科技有限公司","C04071403500003187250000032","GFr16-300","I","导管内径：3.5mm±0.2mm、长度：300mm、引流袋容量：>400ml，是防逆流产品"]
["15768","神经外科","11","11","颅骨连接片","PEEK连接片","/","/","已维护","国械注准20253130956","PEEK颅骨固定板","PEEK颅骨固定板","聚醚醚酮","宁波慈北医疗器械有限公司","宁波慈北医疗器械有限公司","C04010411803002077590001112","42.012.1808S","42.012.1808S","PEEK两孔连接片，厚度0.8mm，长度18mm"]
["15770","神经外科","11","11","颅骨连接片","PEEK连接片","/","/","已维护","国械注准20253130956","PEEK颅骨固定板","PEEK颅骨固定板","聚醚醚酮","宁波慈北医疗器械有限公司","宁波慈北医疗器械有限公司","C04010411803002077590001117","42.022.2208S","42.022.2208S","PEEK四孔连接片，厚度0.8mm，长度22mm"]
["15779","神经外科","13","13","颅骨盖孔板","金属盖孔板","/","/","已维护","国械注准20233131933","金属颅颌面接骨板","金属颅颌面接骨板","纯钛","天津正天医疗器械有限公司","天津正天医疗器械有限公司","C04010411801001018840000017","(盖孔板Ⅱ型)φ15mm×0.4mm","CQ01",""]
["15779","神经外科","13","13","颅骨盖孔板","金属盖孔板","/","/","已维护","国械注准20233131933","金属颅颌面接骨板","金属颅颌面接骨板","纯钛","天津正天医疗器械有限公司","天津正天医疗器械有限公司","C04010411801001018840000015","(盖孔板Ⅱ型)φ17mm×0.4mm","CQ01",""]
["15779","神经外科","13","13","颅骨盖孔板","金属盖孔板","/","/","已维护","国械注准20233131933","金属颅颌面接骨板","金属颅颌面接骨板","纯钛","天津正天医疗器械有限公司","天津正天医疗器械有限公司","C04010411801001018840000014","(盖孔板Ⅰ型)φ15mm×0.4mm","CQ01",""]
["15779","神经外科","13","13","颅骨盖孔板","金属盖孔板","/","/","已维护","国械注准20233131933","金属颅颌面接骨板","金属颅颌面接骨板","纯钛","天津正天医疗器械有限公司","天津正天医疗器械有限公司","C04010411801001018840000013","(盖孔板Ⅰ型)φ17mm×0.4mm","CQ01",""]
["15782","神经外科","5","5","颅骨网","金属颅骨网板（二维）","/","/","已维护","国械注准20233131475","金属颅颌面接骨板","金属颅颌面接骨板","纯钛","天津正天医疗器械有限公司","天津正天医疗器械有限公司","C04010311801001018840000001","（钛网板Ⅰ型）45mm×0.4mm","FP01","面积：17.1cm²\n"]
["15782","神经外科","5","5","颅骨网","金属颅骨网板（二维）","/","/","已维护","国械注准20233131475","金属颅颌面接骨板","金属颅颌面接骨板","纯钛","天津正天医疗器械有限公司","天津正天医疗器械有限公司","C04010311801001018840000002","（钛网板Ⅰ型）100mm×0.4mm","FP01","面积：100cm²\n"]
["15782","神经外科","5","5","颅骨网","金属颅骨网板（二维）","/","/","已维护","国械注准20233131475","金属颅颌面接骨板","金属颅颌面接骨板","纯钛","天津正天医疗器械有限公司","天津正天医疗器械有限公司","C04010311801001018840000003","（钛网板Ⅰ型）200mm×0.4mm","FP01","面积：400cm²\n"]
["15782","神经外科","5","5","颅骨网","金属颅骨网板（二维）","/","/","已维护","国械注准20233131475","金属颅颌面接骨板","金属颅颌面接骨板","纯钛","天津正天医疗器械有限公司","天津正天医疗器械有限公司","C04010311801001018840000004","（钛网板Ⅱ型）Φ30mm×0.4mm","CP01","面积：7.07cm²\n"]
["15782","神经外科","5","5","颅骨网","金属颅骨网板（二维）","/","/","已维护","国械注准20233131475","金属颅颌面接骨板","金属颅颌面接骨板","纯钛","天津正天医疗器械有限公司","天津正天医疗器械有限公司","C04010311801001018840000005","（钛网板Ⅱ型）Φ70mm×0.4mm","CP01","面积：38.48cm²\n"]
["15782","神经外科","5","5","颅骨网","金属颅骨网板（二维）","/","/","已维护","国械注准20233131475","金属颅颌面接骨板","金属颅颌面接骨板","纯钛","天津正天医疗器械有限公司","天津正天医疗器械有限公司","C04010311801001018840000006","（钛网板Ⅱ型）Φ100mm×0.4mm","CP01","面积：78.54cm²\n"]
["15784","神经外科","5","5","颅骨网","金属颅骨网板（二维）","/","/","已维护","国械注准20233131933","金属颅颌面接骨板","金属颅颌面接骨板","纯钛","天津正天医疗器械有限公司","天津正天医疗器械有限公司","C04010311801001018840000007","(钛网板Ⅰ型)45mm×0.4mm","FP01","面积：17.1cm²\n"]
["15784","神经外科","5","5","颅骨网","金属颅骨网板（二维）","/","/","已维护","国械注准20233131933","金属颅颌面接骨板","金属颅颌面接骨板","纯钛","天津正天医疗器械有限公司","天津正天医疗器械有限公司","C04010311801001018840000008","(钛网板Ⅱ型)φ100mm×0.4mm","CP01","面积：78.54cm²\n"]
["15784","神经外科","5","5","颅骨网","金属颅骨网板（二维）","/","/","已维护","国械注准20233131933","金属颅颌面接骨板","金属颅颌面接骨板","纯钛","天津正天医疗器械有限公司","天津正天医疗器械有限公司","C04010311801001018840000009","(钛网板Ⅱ型)φ70mm×0.4mm","CP01","面积：38.49cm²\n"]
["15784","神经外科","5","5","颅骨网","金属颅骨网板（二维）","/","/","已维护","国械注准20233131933","金属颅颌面接骨板","金属颅颌面接骨板","纯钛","天津正天医疗器械有限公司","天津正天医疗器械有限公司","C04010311801001018840000010","(钛网板Ⅱ型)φ30mm×0.4mm","CP01","面积：7.07cm²\n"]
["15784","神经外科","5","5","颅骨网","金属颅骨网板（二维）","/","/","已维护","国械注准20233131933","金属颅颌面接骨板","金属颅颌面接骨板","纯钛","天津正天医疗器械有限公司","天津正天医疗器械有限公司","C04010311801001018840000011","(钛网板Ⅰ型)100mm×0.4mm","FP01","面积：100cm²\n"]
["15785","神经外科","5","5","颅骨网","金属颅骨网板（二维）","/","/","已维护","国械注准20243130333","金属颅颌面接骨板","金属颅颌面接骨板","纯钛","天津正天医疗器械有限公司","天津正天医疗器械有限公司","C04010411801001018840000020","(钛网板Ⅰ型)200mm×0.6mm","FQ01","面积：400cm²\n\n"]
["15785","神经外科","5","5","颅骨网","金属颅骨网板（二维）","/","/","已维护","国械注准20243130333","金属颅颌面接骨板","金属颅颌面接骨板","纯钛","天津正天医疗器械有限公司","天津正天医疗器械有限公司","C04010411801001018840000021","(钛网板Ⅱ型)φ70×0.6mm","CQ01","面积：38.48cm²\n"]
["15785","神经外科","5","5","颅骨网","金属颅骨网板（二维）","/","/","已维护","国械注准20243130333","金属颅颌面接骨板","金属颅颌面接骨板","纯钛","天津正天医疗器械有限公司","天津正天医疗器械有限公司","C04010411801001018840000022","(钛网板Ⅰ型)150mm×0.6mm","FQ01","面积：225cm²\n"]
["15785","神经外科","5","5","颅骨网","金属颅骨网板（二维）","/","/","已维护","国械注准20243130333","金属颅颌面接骨板","金属颅颌面接骨板","纯钛","天津正天医疗器械有限公司","天津正天医疗器械有限公司","C04010411801001018840000023","(钛网板Ⅰ型)100mm×0.6mm","FQ01","面积：100cm²\n"]
["15793","神经外科","18","18","脑脊液分流系统","固定压脑室腹腔分流系统","/","/","已维护","国械注进20253130167","一次性使用脑积水分流器及附件 Hydrocephalus shunt system Sphera","一次性使用脑积水分流器及附件","","","宁波白玉兰医疗器械有限公司","C04070412100013222250000004","ADA10215","ADA10215",""]
["15793","神经外科","18","18","脑脊液分流系统","固定压脑室腹腔分流系统","/","/","已维护","国械注进20253130167","一次性使用脑积水分流器及附件 Hydrocephalus shunt system Sphera","一次性使用脑积水分流器及附件","","","宁波白玉兰医疗器械有限公司","C04070412100013222250000003","ADA10210","ADA10210",""]
["15793","神经外科","18","18","脑脊液分流系统","固定压脑室腹腔分流系统","/","/","已维护","国械注进20253130167","一次性使用脑积水分流器及附件 Hydrocephalus shunt system Sphera","一次性使用脑积水分流器及附件","","","宁波白玉兰医疗器械有限公司","C04070412100013222250000001","ADA9010","ADA9010",""]
["15793","神经外科","18","18","脑脊液分流系统","固定压脑室腹腔分流系统","/","/","已维护","国械注进20253130167","一次性使用脑积水分流器及附件 Hydrocephalus shunt system Sphera","一次性使用脑积水分流器及附件","","","宁波白玉兰医疗器械有限公司","C04070412100013222250000002","ADA9015","ADA9015",""]
["15794","神经外科","18","18","脑脊液分流系统","固定压脑室腹腔分流系统","/","/","已维护","国械注进20253130167","一次性使用脑积水分流器及附件 Hydrocephalus shunt system Sphera","一次性使用脑积水分流器及附件","","","宁波白玉兰医疗器械有限公司","C04070412100014222250000004","ADM10215","ADM10215",""]
["15794","神经外科","18","18","脑脊液分流系统","固定压脑室腹腔分流系统","/","/","已维护","国械注进20253130167","一次性使用脑积水分流器及附件 Hydrocephalus shunt system Sphera","一次性使用脑积水分流器及附件","","","宁波白玉兰医疗器械有限公司","C04070412100014222250000003","ADM10210","ADM10210",""]
["15794","神经外科","18","18","脑脊液分流系统","固定压脑室腹腔分流系统","/","/","已维护","国械注进20253130167","一次性使用脑积水分流器及附件 Hydrocephalus shunt system Sphera","一次性使用脑积水分流器及附件","","","宁波白玉兰医疗器械有限公司","C04070412100014222250000002","ADM9015","ADM9015",""]
["15794","神经外科","18","18","脑脊液分流系统","固定压脑室腹腔分流系统","/","/","已维护","国械注进20253130167","一次性使用脑积水分流器及附件 Hydrocephalus shunt system Sphera","一次性使用脑积水分流器及附件","","","宁波白玉兰医疗器械有限公司","C04070412100014222250000001","ADM9010","ADM9010",""]
["15795","神经外科","17","17","颅骨钉","可吸收颅骨钉","/","/","已维护","国械注进20163131470","聚左旋乳酸可吸收骨固定系统","聚左旋乳酸可吸收骨固定系统-颅骨微型螺钉","聚（L-乳酸)树脂","郡是株式会社","郡是医疗器材（深圳）有限公司","C04010111803001102840000001","M微型螺钉","MS-2204M",""]
["15797","神经外科","18","18","脑脊液分流系统","固定压脑室腹腔分流系统","/","/","已维护","国械注进20253130167","一次性使用脑积水分流器及附件 Hydrocephalus shunt system Sphera","一次性使用脑积水分流器及附件","","","宁波白玉兰医疗器械有限公司","C04070412100015222250000006","ADB10215","ADB10215",""]
["15797","神经外科","18","18","脑脊液分流系统","固定压脑室腹腔分流系统","/","/","已维护","国械注进20253130167","一次性使用脑积水分流器及附件 Hydrocephalus shunt system Sphera","一次性使用脑积水分流器及附件","","","宁波白玉兰医疗器械有限公司","C04070412100015222250000005","ADB10210","ADB10210",""]
["15797","神经外科","18","18","脑脊液分流系统","固定压脑室腹腔分流系统","/","/","已维护","国械注进20253130167","一次性使用脑积水分流器及附件 Hydrocephalus shunt system Sphera","一次性使用脑积水分流器及附件","","","宁波白玉兰医疗器械有限公司","C04070412100015222250000004","ADB9015","ADB9015",""]
["15797","神经外科","18","18","脑脊液分流系统","固定压脑室腹腔分流系统","/","/","已维护","国械注进20253130167","一次性使用脑积水分流器及附件 Hydrocephalus shunt system Sphera","一次性使用脑积水分流器及附件","","","宁波白玉兰医疗器械有限公司","C04070412100015222250000003","ADB9010","ADB9010",""]
["15805","神经外科","24","24","脑脊液体外引流系统","带测压装置脑室外引流系统","/","/","已维护","鲁械注准20222140452","一次性使用脑室外引流器","一次性使用脑室外引流器","PET","威海鸿宇医疗器械有限公司","威海鸿宇医疗器械有限公司","C04071403500003105040000050","12F","K型",""]
["15805","神经外科","24","24","脑脊液体外引流系统","带测压装置脑室外引流系统","/","/","已维护","鲁械注准20222140452","一次性使用脑室外引流器","一次性使用脑室外引流器","PET","威海鸿宇医疗器械有限公司","威海鸿宇医疗器械有限公司","C04071403500003105040000051","14F","K型",""]
["15805","神经外科","24","24","脑脊液体外引流系统","带测压装置脑室外引流系统","/","/","已维护","鲁械注准20222140452","一次性使用脑室外引流器","一次性使用脑室外引流器","PET","威海鸿宇医疗器械有限公司","威海鸿宇医疗器械有限公司","C04071403500003105040000055","10F","K型",""]
["15805","神经外科","24","24","脑脊液体外引流系统","带测压装置脑室外引流系统","/","/","已维护","鲁械注准20222140452","一次性使用脑室外引流器","一次性使用脑室外引流器","PET","威海鸿宇医疗器械有限公司","威海鸿宇医疗器械有限公司","C04071403500003105040000056","8F","K型",""]
["15806","神经外科","11","11","颅骨连接片","PEEK连接片","/","/","已维护","国械注准20233131912","PEEK颅骨修复系统","PEEK颅骨修复系统","聚合物","宁波慈北医疗器械有限公司","宁波慈北医疗器械有限公司","C04010511800000077590000040","PLX4-X0H0.8C17.1K6.0R60Y0","PLX4-X0H0.8C17.1K6.0R60Y0","PEEK两孔连接片，长度17.1mm，厚度0.8mm"]
["15811","神经外科","14","14","颅骨盖孔板","PEEK盖孔板","/","/","已维护","国械注准20253130956","PEEK颅骨固定板","PEEK颅骨固定板","聚醚醚酮","宁波慈北医疗器械有限公司","宁波慈北医疗器械有限公司","C04010411803002077590001115","42.032.2608S","42.032.2608S","PEEK颅骨盖孔板，6孔，厚度0.8mm，直径26mm"]
["15813","神经外科","14","14","颅骨盖孔板","PEEK盖孔板","/","/","已维护","国械注准20253130956","PEEK颅骨固定板","PEEK颅骨固定板","聚醚醚酮","宁波慈北医疗器械有限公司","宁波慈北医疗器械有限公司","C04010411803002077590000976","42.052.2608S","42.052.2608S","PEEK颅骨盖孔板，5孔，边缘引流孔，厚度0.8mm，直径26mm"]
["15828","神经外科","8","8","颅骨网","PEEK颅骨网板","/","/","已维护","国械注准20233131912","PEEK颅骨修复系统","PEEK颅骨修复系统","聚合物","宁波慈北医疗器械有限公司","宁波慈北医疗器械有限公司","C04010311803002077590001163","PLX1-C201K197G40H4","PLX1-C201K197G40H4","PEEK颅骨修复体，长20.1厘米，宽19.7厘米，面积395.97平方厘米，"]
["15833","神经外科","8","8","颅骨网","PEEK颅骨网板","/","/","已维护","国械注准20233131912","PEEK颅骨修复系统","PEEK颅骨修复系统","聚合物","宁波慈北医疗器械有限公司","宁波慈北医疗器械有限公司","C04010311803002077590000094","PLX1-C185K185G40H4","PLX1-C185K185G40H4","PEEK颅骨修复体，长18.5厘米，宽18.5厘米，面积342.25平方厘米"]
["15840","神经外科","8","8","颅骨网","PEEK颅骨网板","/","/","已维护","国械注准20243130278","聚醚醚酮颅骨修补板","聚醚醚酮颅骨修补板","聚醚醚酮","天津正天医疗器械有限公司","天津正天医疗器械有限公司","C04010411803002018840000597","L29W22H10T1","ZTE01","面积：120cm²\n"]
["15840","神经外科","8","8","颅骨网","PEEK颅骨网板","/","/","已维护","国械注准20243130278","聚醚醚酮颅骨修补板","聚醚醚酮颅骨修补板","聚醚醚酮","天津正天医疗器械有限公司","天津正天医疗器械有限公司","C04010411803002018840000588","L24W24H10T1","ZTE01","面积：100cm²\n"]
["15840","神经外科","8","8","颅骨网","PEEK颅骨网板","/","/","已维护","国械注准20243130278","聚醚醚酮颅骨修补板","聚醚醚酮颅骨修补板","聚醚醚酮","天津正天医疗器械有限公司","天津正天医疗器械有限公司","C04010411803002018840000583","L23W22H10T1","ZTE01","面积：72cm²\n"]
["15840","神经外科","8","8","颅骨网","PEEK颅骨网板","/","/","已维护","国械注准20243130278","聚醚醚酮颅骨修补板","聚醚醚酮颅骨修补板","聚醚醚酮","天津正天医疗器械有限公司","天津正天医疗器械有限公司","C04010411803002018840000575","L29W21H10T1","ZTE01","面积：105cm²\n"]
["15840","神经外科","8","8","颅骨网","PEEK颅骨网板","/","/","已维护","国械注准20243130278","聚醚醚酮颅骨修补板","聚醚醚酮颅骨修补板","聚醚醚酮","天津正天医疗器械有限公司","天津正天医疗器械有限公司","C04010411803002018840000556","L29W24H10T1","ZTE01","面积：150cm²\n"]
["15840","神经外科","8","8","颅骨网","PEEK颅骨网板","/","/","已维护","国械注准20243130278","聚醚醚酮颅骨修补板","聚醚醚酮颅骨修补板","聚醚醚酮","天津正天医疗器械有限公司","天津正天医疗器械有限公司","C04010411803002018840000552","L24W23H10T1","ZTE01","面积：90cm²\n"]
["15840","神经外科","8","8","颅骨网","PEEK颅骨网板","/","/","已维护","国械注准20243130278","聚醚醚酮颅骨修补板","聚醚醚酮颅骨修补板","聚醚醚酮","天津正天医疗器械有限公司","天津正天医疗器械有限公司","C04010411803002018840000548","L29W27H10T1","ZTE01","面积：195cm²\n"]
["15840","神经外科","8","8","颅骨网","PEEK颅骨网板","/","/","已维护","国械注准20243130278","聚醚醚酮颅骨修补板","聚醚醚酮颅骨修补板","聚醚醚酮","天津正天医疗器械有限公司","天津正天医疗器械有限公司","C04010411803002018840000542","L31W26H10T1","ZTE01","面积：204cm²\n"]
["15840","神经外科","8","8","颅骨网","PEEK颅骨网板","/","/","已维护","国械注准20243130278","聚醚醚酮颅骨修补板","聚醚醚酮颅骨修补板","聚醚醚酮","天津正天医疗器械有限公司","天津正天医疗器械有限公司","C04010411803002018840000537","L25W20H10T1","ZTE01","面积：66cm²\n"]
["15840","神经外科","8","8","颅骨网","PEEK颅骨网板","/","/","已维护","国械注准20243130278","聚醚醚酮颅骨修补板","聚醚醚酮颅骨修补板","聚醚醚酮","天津正天医疗器械有限公司","天津正天医疗器械有限公司","C04010411803002018840000533","L27W21H10T1","ZTE01","面积：91cm²\n"]
["15840","神经外科","8","8","颅骨网","PEEK颅骨网板","/","/","已维护","国械注准20243130278","聚醚醚酮颅骨修补板","聚醚醚酮颅骨修补板","聚醚醚酮","天津正天医疗器械有限公司","天津正天医疗器械有限公司","C04010411803002018840000529","L25W24H10T1","ZTE01","面积：110cm²\n"]
["15840","神经外科","8","8","颅骨网","PEEK颅骨网板","/","/","已维护","国械注准20243130278","聚醚醚酮颅骨修补板","聚醚醚酮颅骨修补板","聚醚醚酮","天津正天医疗器械有限公司","天津正天医疗器械有限公司","C04010411803002018840000519","L31W20H10T1","ZTE01","面积：102cm²\n"]
["15840","神经外科","8","8","颅骨网","PEEK颅骨网板","/","/","已维护","国械注准20243130278","聚醚醚酮颅骨修补板","聚醚醚酮颅骨修补板","聚醚醚酮","天津正天医疗器械有限公司","天津正天医疗器械有限公司","C04010411803002018840000517","L28W26H10T1","ZTE01","面积：168cm²\n"]
["15840","神经外科","8","8","颅骨网","PEEK颅骨网板","/","/","已维护","国械注准20243130278","聚醚醚酮颅骨修补板","聚醚醚酮颅骨修补板","聚醚醚酮","天津正天医疗器械有限公司","天津正天医疗器械有限公司","C04010411803002018840000512","L30W27H10T1","ZTE01","面积：208cm²\n"]
["15840","神经外科","8","8","颅骨网","PEEK颅骨网板","/","/","已维护","国械注准20243130278","聚醚醚酮颅骨修补板","聚醚醚酮颅骨修补板","聚醚醚酮","天津正天医疗器械有限公司","天津正天医疗器械有限公司","C04010411803002018840000507","L29W25H10T1","ZTE01","面积：165cm²\n"]
["15840","神经外科","8","8","颅骨网","PEEK颅骨网板","/","/","已维护","国械注准20243130278","聚醚醚酮颅骨修补板","聚醚醚酮颅骨修补板","聚醚醚酮","天津正天医疗器械有限公司","天津正天医疗器械有限公司","C04010411803002018840000501","L31W24H10T1","ZTE01","面积：170cm²\n"]
["15840","神经外科","8","8","颅骨网","PEEK颅骨网板","/","/","已维护","国械注准20243130278","聚醚醚酮颅骨修补板","聚醚醚酮颅骨修补板","聚醚醚酮","天津正天医疗器械有限公司","天津正天医疗器械有限公司","C04010411803002018840000485","L16W14H10T1","ZTE01","面积：14.4cm²\n"]
["15840","神经外科","8","8","颅骨网","PEEK颅骨网板","/","/","已维护","国械注准20243130278","聚醚醚酮颅骨修补板","聚醚醚酮颅骨修补板","聚醚醚酮","天津正天医疗器械有限公司","天津正天医疗器械有限公司","C04010411803002018840000473","L27W20H10T1","ZTE01","面积：78cm²\n"]
["15840","神经外科","8","8","颅骨网","PEEK颅骨网板","/","/","已维护","国械注准20243130278","聚醚醚酮颅骨修补板","聚醚醚酮颅骨修补板","聚醚醚酮","天津正天医疗器械有限公司","天津正天医疗器械有限公司","C04010411803002018840000465","L22W20H10T1","ZTE01","面积：48cm²\n"]
["15840","神经外科","8","8","颅骨网","PEEK颅骨网板","/","/","已维护","国械注准20243130278","聚醚醚酮颅骨修补板","聚醚醚酮颅骨修补板","聚醚醚酮","天津正天医疗器械有限公司","天津正天医疗器械有限公司","C04010411803002018840000461","L23W23H10T1","ZTE01","面积：81cm²\n"]
["15840","神经外科","8","8","颅骨网","PEEK颅骨网板","/","/","已维护","国械注准20243130278","聚醚醚酮颅骨修补板","聚醚醚酮颅骨修补板","聚醚醚酮","天津正天医疗器械有限公司","天津正天医疗器械有限公司","C04010411803002018840000453","L26W24H10T1","ZTE01","面积：120cm²\n"]
["15840","神经外科","8","8","颅骨网","PEEK颅骨网板","/","/","已维护","国械注准20243130278","聚醚醚酮颅骨修补板","聚醚醚酮颅骨修补板","聚醚醚酮","天津正天医疗器械有限公司","天津正天医疗器械有限公司","C04010411803002018840000437","L26W20H10T1","ZTE01","面积：72cm²\n"]
["15840","神经外科","8","8","颅骨网","PEEK颅骨网板","/","/","已维护","国械注准20243130278","聚醚醚酮颅骨修补板","聚醚醚酮颅骨修补板","聚醚醚酮","天津正天医疗器械有限公司","天津正天医疗器械有限公司","C04010411803002018840000436","L30W22H10T1","ZTE01","面积：128cm²\n"]
["15840","神经外科","8","8","颅骨网","PEEK颅骨网板","/","/","已维护","国械注准20243130278","聚醚醚酮颅骨修补板","聚醚醚酮颅骨修补板","聚醚醚酮","天津正天医疗器械有限公司","天津正天医疗器械有限公司","C04010411803002018840000435","L30W28H10T1","ZTE01","面积：224cm²\n"]
["15840","神经外科","8","8","颅骨网","PEEK颅骨网板","/","/","已维护","国械注准20243130278","聚醚醚酮颅骨修补板","聚醚醚酮颅骨修补板","聚醚醚酮","天津正天医疗器械有限公司","天津正天医疗器械有限公司","C04010411803002018840000425","L29W26H10T1","ZTE01","面积：180cm²\n"]
["15840","神经外科","8","8","颅骨网","PEEK颅骨网板","/","/","已维护","国械注准20243130278","聚醚醚酮颅骨修补板","聚醚醚酮颅骨修补板","聚醚醚酮","天津正天医疗器械有限公司","天津正天医疗器械有限公司","C04010411803002018840000409","L24W22H10T1","ZTE01","面积：80cm²\n"]
["15840","神经外科","8","8","颅骨网","PEEK颅骨网板","/","/","已维护","国械注准20243130278","聚醚醚酮颅骨修补板","聚醚醚酮颅骨修补板","聚醚醚酮","天津正天医疗器械有限公司","天津正天医疗器械有限公司","C04010411803002018840000406","L29W29H10T1","ZTE01","面积：225cm²\n"]
["15840","神经外科","8","8","颅骨网","PEEK颅骨网板","/","/","已维护","国械注准20243130278","聚醚醚酮颅骨修补板","聚醚醚酮颅骨修补板","聚醚醚酮","天津正天医疗器械有限公司","天津正天医疗器械有限公司","C04010411803002018840000404","L25W21H10T1","ZTE01","面积：77cm²\n"]
["15840","神经外科","8","8","颅骨网","PEEK颅骨网板","/","/","已维护","国械注准20243130278","聚醚醚酮颅骨修补板","聚醚醚酮颅骨修补板","聚醚醚酮","天津正天医疗器械有限公司","天津正天医疗器械有限公司","C04010411803002018840000400","L26W23H10T1","ZTE01","面积：108cm²\n"]
["15840","神经外科","8","8","颅骨网","PEEK颅骨网板","/","/","已维护","国械注准20243130278","聚醚醚酮颅骨修补板","聚醚醚酮颅骨修补板","聚醚醚酮","天津正天医疗器械有限公司","天津正天医疗器械有限公司","C04010411803002018840000392","L16W16H10T1","ZTE01","面积：16cm²\n"]
["15840","神经外科","8","8","颅骨网","PEEK颅骨网板","/","/","已维护","国械注准20243130278","聚醚醚酮颅骨修补板","聚醚醚酮颅骨修补板","聚醚醚酮","天津正天医疗器械有限公司","天津正天医疗器械有限公司","C04010411803002018840000381","L25W19H10T1","ZTE01","面积：55cm²\n"]
["15840","神经外科","8","8","颅骨网","PEEK颅骨网板","/","/","已维护","国械注准20243130278","聚醚醚酮颅骨修补板","聚醚醚酮颅骨修补板","聚醚醚酮","天津正天医疗器械有限公司","天津正天医疗器械有限公司","C04010411803002018840000371","L30W25H10T1","ZTE01","面积：176cm²\n"]
["15840","神经外科","8","8","颅骨网","PEEK颅骨网板","/","/","已维护","国械注准20243130278","聚醚醚酮颅骨修补板","聚醚醚酮颅骨修补板","聚醚醚酮","天津正天医疗器械有限公司","天津正天医疗器械有限公司","C04010411803002018840000360","L26W22H10T1","ZTE01","面积：96cm²\n"]
["15840","神经外科","8","8","颅骨网","PEEK颅骨网板","/","/","已维护","国械注准20243130278","聚醚醚酮颅骨修补板","聚醚醚酮颅骨修补板","聚醚醚酮","天津正天医疗器械有限公司","天津正天医疗器械有限公司","C04010411803002018840000354","L31W27H10T1","ZTE01","面积：221cm²\n"]
["15840","神经外科","8","8","颅骨网","PEEK颅骨网板","/","/","已维护","国械注准20243130278","聚醚醚酮颅骨修补板","聚醚醚酮颅骨修补板","聚醚醚酮","天津正天医疗器械有限公司","天津正天医疗器械有限公司","C04010411803002018840000351","L22W22H10T1","ZTE01","面积：64cm²\n"]
["15840","神经外科","8","8","颅骨网","PEEK颅骨网板","/","/","已维护","国械注准20243130278","聚醚醚酮颅骨修补板","聚醚醚酮颅骨修补板","聚醚醚酮","天津正天医疗器械有限公司","天津正天医疗器械有限公司","C04010411803002018840000350","L23W19H10T1","ZTE01","面积：45cm²\n"]
["15840","神经外科","8","8","颅骨网","PEEK颅骨网板","/","/","已维护","国械注准20243130278","聚醚醚酮颅骨修补板","聚醚醚酮颅骨修补板","聚醚醚酮","天津正天医疗器械有限公司","天津正天医疗器械有限公司","C04010411803002018840000340","L30W20H10T1","ZTE01","面积：96cm²\n"]
["15840","神经外科","8","8","颅骨网","PEEK颅骨网板","/","/","已维护","国械注准20243130278","聚醚醚酮颅骨修补板","聚醚醚酮颅骨修补板","聚醚醚酮","天津正天医疗器械有限公司","天津正天医疗器械有限公司","C04010411803002018840000332","L28W25H10T1","ZTE01","面积：154cm²\n"]
["15840","神经外科","8","8","颅骨网","PEEK颅骨网板","/","/","已维护","国械注准20243130278","聚醚醚酮颅骨修补板","聚醚醚酮颅骨修补板","聚醚醚酮","天津正天医疗器械有限公司","天津正天医疗器械有限公司","C04010411803002018840000327","L28W20H10T1","ZTE01","面积：84cm²\n"]
["15840","神经外科","8","8","颅骨网","PEEK颅骨网板","/","/","已维护","国械注准20243130278","聚醚醚酮颅骨修补板","聚醚醚酮颅骨修补板","聚醚醚酮","天津正天医疗器械有限公司","天津正天医疗器械有限公司","C04010411803002018840000326","L28W21H10T1","ZTE01","面积：98cm²\n"]
["15840","神经外科","8","8","颅骨网","PEEK颅骨网板","/","/","已维护","国械注准20243130278","聚醚醚酮颅骨修补板","聚醚醚酮颅骨修补板","聚醚醚酮","天津正天医疗器械有限公司","天津正天医疗器械有限公司","C04010411803002018840000325","L29W20H10T1","ZTE01","面积：90cm²\n"]
["15840","神经外科","8","8","颅骨网","PEEK颅骨网板","/","/","已维护","国械注准20243130278","聚醚醚酮颅骨修补板","聚醚醚酮颅骨修补板","聚醚醚酮","天津正天医疗器械有限公司","天津正天医疗器械有限公司","C04010411803002018840000318","L24W19H10T1","ZTE01","面积：50cm²\n"]
["15840","神经外科","8","8","颅骨网","PEEK颅骨网板","/","/","已维护","国械注准20243130278","聚醚醚酮颅骨修补板","聚醚醚酮颅骨修补板","聚醚醚酮","天津正天医疗器械有限公司","天津正天医疗器械有限公司","C04010411803002018840000307","L28W24H10T1","ZTE01","面积：140cm²\n"]
["15840","神经外科","8","8","颅骨网","PEEK颅骨网板","/","/","已维护","国械注准20243130278","聚醚醚酮颅骨修补板","聚醚醚酮颅骨修补板","聚醚醚酮","天津正天医疗器械有限公司","天津正天医疗器械有限公司","C04010411803002018840000300","L22W21H10T1","ZTE01","面积：56cm²\n"]
["15840","神经外科","8","8","颅骨网","PEEK颅骨网板","/","/","已维护","国械注准20243130278","聚醚醚酮颅骨修补板","聚醚醚酮颅骨修补板","聚醚醚酮","天津正天医疗器械有限公司","天津正天医疗器械有限公司","C04010411803002018840000299","L31W21H10T1","ZTE01","面积：119cm²\n"]
["15840","神经外科","8","8","颅骨网","PEEK颅骨网板","/","/","已维护","国械注准20243130278","聚醚醚酮颅骨修补板","聚醚醚酮颅骨修补板","聚醚醚酮","天津正天医疗器械有限公司","天津正天医疗器械有限公司","C04010411803002018840000297","L19W16H10T1","ZTE01","面积：20cm²\n"]
["15840","神经外科","8","8","颅骨网","PEEK颅骨网板","/","/","已维护","国械注准20243130278","聚醚醚酮颅骨修补板","聚醚醚酮颅骨修补板","聚醚醚酮","天津正天医疗器械有限公司","天津正天医疗器械有限公司","C04010411803002018840000280","L27W25H10T1","ZTE01","面积：143cm²\n"]
["15840","神经外科","8","8","颅骨网","PEEK颅骨网板","/","/","已维护","国械注准20243130278","聚醚醚酮颅骨修补板","聚醚醚酮颅骨修补板","聚醚醚酮","天津正天医疗器械有限公司","天津正天医疗器械有限公司","C04010411803002018840000273","L19W11H10T1","ZTE01","面积：15cm²\n"]
["15840","神经外科","8","8","颅骨网","PEEK颅骨网板","/","/","已维护","国械注准20243130278","聚醚醚酮颅骨修补板","聚醚醚酮颅骨修补板","聚醚醚酮","天津正天医疗器械有限公司","天津正天医疗器械有限公司","C04010411803002018840000265","L29W28H10T1","ZTE01","面积：210cm²\n"]
["15840","神经外科","8","8","颅骨网","PEEK颅骨网板","/","/","已维护","国械注准20243130278","聚醚醚酮颅骨修补板","聚醚醚酮颅骨修补板","聚醚醚酮","天津正天医疗器械有限公司","天津正天医疗器械有限公司","C04010411803002018840000253","L26W25H10T1","ZTE01","面积：132cm²\n"]
["15840","神经外科","8","8","颅骨网","PEEK颅骨网板","/","/","已维护","国械注准20243130278","聚醚醚酮颅骨修补板","聚醚醚酮颅骨修补板","聚醚醚酮","天津正天医疗器械有限公司","天津正天医疗器械有限公司","C04010411803002018840000251","L27W23H10T1","ZTE01","面积：117cm²\n"]
["15840","神经外科","8","8","颅骨网","PEEK颅骨网板","/","/","已维护","国械注准20243130278","聚醚醚酮颅骨修补板","聚醚醚酮颅骨修补板","聚醚醚酮","天津正天医疗器械有限公司","天津正天医疗器械有限公司","C04010411803002018840000247","L27W24H10T1","ZTE01","面积：130cm²\n"]
["15840","神经外科","8","8","颅骨网","PEEK颅骨网板","/","/","已维护","国械注准20243130278","聚醚醚酮颅骨修补板","聚醚醚酮颅骨修补板","聚醚醚酮","天津正天医疗器械有限公司","天津正天医疗器械有限公司","C04010411803002018840000236","L23W20H10T1","ZTE01","面积：54cm²\n"]
["15840","神经外科","8","8","颅骨网","PEEK颅骨网板","/","/","已维护","国械注准20243130278","聚醚醚酮颅骨修补板","聚醚醚酮颅骨修补板","聚醚醚酮","天津正天医疗器械有限公司","天津正天医疗器械有限公司","C04010411803002018840000225","L22W19H10T1","ZTE01","面积：40cm²\n"]
["15840","神经外科","8","8","颅骨网","PEEK颅骨网板","/","/","已维护","国械注准20243130278","聚醚醚酮颅骨修补板","聚醚醚酮颅骨修补板","聚醚醚酮","天津正天医疗器械有限公司","天津正天医疗器械有限公司","C04010411803002018840000221","L31W31H10T1","ZTE01","面积：289cm²\n"]
["15840","神经外科","8","8","颅骨网","PEEK颅骨网板","/","/","已维护","国械注准20243130278","聚醚醚酮颅骨修补板","聚醚醚酮颅骨修补板","聚醚醚酮","天津正天医疗器械有限公司","天津正天医疗器械有限公司","C04010411803002018840000212","L30W24H10T1","ZTE01","面积：160cm²\n"]
["15840","神经外科","8","8","颅骨网","PEEK颅骨网板","/","/","已维护","国械注准20243130278","聚醚醚酮颅骨修补板","聚醚醚酮颅骨修补板","聚醚醚酮","天津正天医疗器械有限公司","天津正天医疗器械有限公司","C04010411803002018840000201","L28W22H10T1","ZTE01","面积：112cm²\n"]
["15840","神经外科","8","8","颅骨网","PEEK颅骨网板","/","/","已维护","国械注准20243130278","聚醚醚酮颅骨修补板","聚醚醚酮颅骨修补板","聚醚醚酮","天津正天医疗器械有限公司","天津正天医疗器械有限公司","C04010411803002018840000197","L31W22H10T1","ZTE01","面积：136cm²\n"]
["15840","神经外科","8","8","颅骨网","PEEK颅骨网板","/","/","已维护","国械注准20243130278","聚醚醚酮颅骨修补板","聚醚醚酮颅骨修补板","聚醚醚酮","天津正天医疗器械有限公司","天津正天医疗器械有限公司","C04010411803002018840000189","L20W20H10T1","ZTE01","面积：36cm²\n"]
["15840","神经外科","8","8","颅骨网","PEEK颅骨网板","/","/","已维护","国械注准20243130278","聚醚醚酮颅骨修补板","聚醚醚酮颅骨修补板","聚醚醚酮","天津正天医疗器械有限公司","天津正天医疗器械有限公司","C04010411803002018840000183","L14W11H10T1","ZTE01","面积：10.8cm²\n"]
["15840","神经外科","8","8","颅骨网","PEEK颅骨网板","/","/","已维护","国械注准20243130278","聚醚醚酮颅骨修补板","聚醚醚酮颅骨修补板","聚醚醚酮","天津正天医疗器械有限公司","天津正天医疗器械有限公司","C04010411803002018840000176","L24W20H10T1","ZTE01","面积：60cm²\n"]
["15840","神经外科","8","8","颅骨网","PEEK颅骨网板","/","/","已维护","国械注准20243130278","聚醚醚酮颅骨修补板","聚醚醚酮颅骨修补板","聚醚醚酮","天津正天医疗器械有限公司","天津正天医疗器械有限公司","C04010411803002018840000174","L14W14H10T1","ZTE01","面积：12.96cm²\n"]
["15840","神经外科","8","8","颅骨网","PEEK颅骨网板","/","/","已维护","国械注准20243130278","聚醚醚酮颅骨修补板","聚醚醚酮颅骨修补板","聚醚醚酮","天津正天医疗器械有限公司","天津正天医疗器械有限公司","C04010411803002018840000173","L31W25H10T1","ZTE01","面积：187cm²\n"]
["15840","神经外科","8","8","颅骨网","PEEK颅骨网板","/","/","已维护","国械注准20243130278","聚醚醚酮颅骨修补板","聚醚醚酮颅骨修补板","聚醚醚酮","天津正天医疗器械有限公司","天津正天医疗器械有限公司","C04010411803002018840000167","L29W23H10T1","ZTE01","面积：135cm²\n"]
["15840","神经外科","8","8","颅骨网","PEEK颅骨网板","/","/","已维护","国械注准20243130278","聚醚醚酮颅骨修补板","聚醚醚酮颅骨修补板","聚醚醚酮","天津正天医疗器械有限公司","天津正天医疗器械有限公司","C04010411803002018840000165","L16W11H10T1","ZTE01","面积：12cm²\n"]
["15840","神经外科","8","8","颅骨网","PEEK颅骨网板","/","/","已维护","国械注准20243130278","聚醚醚酮颅骨修补板","聚醚醚酮颅骨修补板","聚醚醚酮","天津正天医疗器械有限公司","天津正天医疗器械有限公司","C04010411803002018840000162","L27W27H10T1","ZTE01","面积：169cm²\n"]
["15840","神经外科","8","8","颅骨网","PEEK颅骨网板","/","/","已维护","国械注准20243130278","聚醚醚酮颅骨修补板","聚醚醚酮颅骨修补板","聚醚醚酮","天津正天医疗器械有限公司","天津正天医疗器械有限公司","C04010411803002018840000155","L20W19H10T1","ZTE01","面积：30cm²\n"]
["15840","神经外科","8","8","颅骨网","PEEK颅骨网板","/","/","已维护","国械注准20243130278","聚醚醚酮颅骨修补板","聚醚醚酮颅骨修补板","聚醚醚酮","天津正天医疗器械有限公司","天津正天医疗器械有限公司","C04010411803002018840000153","L30W21H10T1","ZTE01","面积：112cm²\n"]
["15840","神经外科","8","8","颅骨网","PEEK颅骨网板","/","/","已维护","国械注准20243130278","聚醚醚酮颅骨修补板","聚醚醚酮颅骨修补板","聚醚醚酮","天津正天医疗器械有限公司","天津正天医疗器械有限公司","C04010411803002018840000148","L27W26H10T1","ZTE01","面积：156cm²\n"]
["15840","神经外科","8","8","颅骨网","PEEK颅骨网板","/","/","已维护","国械注准20243130278","聚醚醚酮颅骨修补板","聚醚醚酮颅骨修补板","聚醚醚酮","天津正天医疗器械有限公司","天津正天医疗器械有限公司","C04010411803002018840000142","L11W11H10T1","ZTE01","面积：9cm²\n"]
["15840","神经外科","8","8","颅骨网","PEEK颅骨网板","/","/","已维护","国械注准20243130278","聚醚醚酮颅骨修补板","聚醚醚酮颅骨修补板","聚醚醚酮","天津正天医疗器械有限公司","天津正天医疗器械有限公司","C04010411803002018840000141","L26W26H10T1","ZTE01","面积：144cm²\n"]
["15840","神经外科","8","8","颅骨网","PEEK颅骨网板","/","/","已维护","国械注准20243130278","聚醚醚酮颅骨修补板","聚醚醚酮颅骨修补板","聚醚醚酮","天津正天医疗器械有限公司","天津正天医疗器械有限公司","C04010411803002018840000140","L31W29H10T1","ZTE01","面积：255cm²\n"]
["15840","神经外科","8","8","颅骨网","PEEK颅骨网板","/","/","已维护","国械注准20243130278","聚醚醚酮颅骨修补板","聚醚醚酮颅骨修补板","聚醚醚酮","天津正天医疗器械有限公司","天津正天医疗器械有限公司","C04010411803002018840000127","L23W21H10T1","ZTE01","面积：63cm²\n"]
["15840","神经外科","8","8","颅骨网","PEEK颅骨网板","/","/","已维护","国械注准20243130278","聚醚醚酮颅骨修补板","聚醚醚酮颅骨修补板","聚醚醚酮","天津正天医疗器械有限公司","天津正天医疗器械有限公司","C04010411803002018840000126","L25W25H10T1","ZTE01","面积：121cm²\n"]
["15840","神经外科","8","8","颅骨网","PEEK颅骨网板","/","/","已维护","国械注准20243130278","聚醚醚酮颅骨修补板","聚醚醚酮颅骨修补板","聚醚醚酮","天津正天医疗器械有限公司","天津正天医疗器械有限公司","C04010411803002018840000116","L30W29H10T1","ZTE01","面积：240cm²\n"]
["15840","神经外科","8","8","颅骨网","PEEK颅骨网板","/","/","已维护","国械注准20243130278","聚醚醚酮颅骨修补板","聚醚醚酮颅骨修补板","聚醚醚酮","天津正天医疗器械有限公司","天津正天医疗器械有限公司","C04010411803002018840000106","L20W16H10T1","ZTE01","面积：24cm²\n"]
["15840","神经外科","8","8","颅骨网","PEEK颅骨网板","/","/","已维护","国械注准20243130278","聚醚醚酮颅骨修补板","聚醚醚酮颅骨修补板","聚醚醚酮","天津正天医疗器械有限公司","天津正天医疗器械有限公司","C04010411803002018840000105","L26W19H10T1","ZTE01","面积：60cm²\n"]
["15840","神经外科","8","8","颅骨网","PEEK颅骨网板","/","/","已维护","国械注准20243130278","聚醚醚酮颅骨修补板","聚醚醚酮颅骨修补板","聚醚醚酮","天津正天医疗器械有限公司","天津正天医疗器械有限公司","C04010411803002018840000101","L25W23H10T1","ZTE01","面积：99cm²\n"]
["15840","神经外科","8","8","颅骨网","PEEK颅骨网板","/","/","已维护","国械注准20243130278","聚醚醚酮颅骨修补板","聚醚醚酮颅骨修补板","聚醚醚酮","天津正天医疗器械有限公司","天津正天医疗器械有限公司","C04010411803002018840000099","L25W22H10T1","ZTE01","面积：88cm²\n"]
["15840","神经外科","8","8","颅骨网","PEEK颅骨网板","/","/","已维护","国械注准20243130278","聚醚醚酮颅骨修补板","聚醚醚酮颅骨修补板","聚醚醚酮","天津正天医疗器械有限公司","天津正天医疗器械有限公司","C04010411803002018840000083","L23W16H10T1","ZTE01","面积：36cm²\n"]
["15840","神经外科","8","8","颅骨网","PEEK颅骨网板","/","/","已维护","国械注准20243130278","聚醚醚酮颅骨修补板","聚醚醚酮颅骨修补板","聚醚醚酮","天津正天医疗器械有限公司","天津正天医疗器械有限公司","C04010411803002018840000080","L30W23H10T1","ZTE01","面积：144cm²\n"]
["15840","神经外科","8","8","颅骨网","PEEK颅骨网板","/","/","已维护","国械注准20243130278","聚醚醚酮颅骨修补板","聚醚醚酮颅骨修补板","聚醚醚酮","天津正天医疗器械有限公司","天津正天医疗器械有限公司","C04010411803002018840000062","L30W30H10T1","ZTE01","面积：256cm²\n"]
["15840","神经外科","8","8","颅骨网","PEEK颅骨网板","/","/","已维护","国械注准20243130278","聚醚醚酮颅骨修补板","聚醚醚酮颅骨修补板","聚醚醚酮","天津正天医疗器械有限公司","天津正天医疗器械有限公司","C04010411803002018840000061","L19W19H10T1","ZTE01","面积：25cm²\n"]
["15840","神经外科","8","8","颅骨网","PEEK颅骨网板","/","/","已维护","国械注准20243130278","聚醚醚酮颅骨修补板","聚醚醚酮颅骨修补板","聚醚醚酮","天津正天医疗器械有限公司","天津正天医疗器械有限公司","C04010411803002018840000052","L26W21H10T1","ZTE01","面积：84cm²\n"]
["15840","神经外科","8","8","颅骨网","PEEK颅骨网板","/","/","已维护","国械注准20243130278","聚醚醚酮颅骨修补板","聚醚醚酮颅骨修补板","聚醚醚酮","天津正天医疗器械有限公司","天津正天医疗器械有限公司","C04010411803002018840000049","L31W23H10T1","ZTE01","面积：153cm²\n"]
["15840","神经外科","8","8","颅骨网","PEEK颅骨网板","/","/","已维护","国械注准20243130278","聚醚醚酮颅骨修补板","聚醚醚酮颅骨修补板","聚醚醚酮","天津正天医疗器械有限公司","天津正天医疗器械有限公司","C04010411803002018840000039","L28W28H10T1","ZTE01","面积：196cm²\n"]
["15840","神经外科","8","8","颅骨网","PEEK颅骨网板","/","/","已维护","国械注准20243130278","聚醚醚酮颅骨修补板","聚醚醚酮颅骨修补板","聚醚醚酮","天津正天医疗器械有限公司","天津正天医疗器械有限公司","C04010411803002018840000038","L31W30H10T1","ZTE01","面积：272cm²\n"]
["15840","神经外科","8","8","颅骨网","PEEK颅骨网板","/","/","已维护","国械注准20243130278","聚醚醚酮颅骨修补板","聚醚醚酮颅骨修补板","聚醚醚酮","天津正天医疗器械有限公司","天津正天医疗器械有限公司","C04010411803002018840000036","L28W23H10T1","ZTE01","面积：126cm²\n"]
["15840","神经外科","8","8","颅骨网","PEEK颅骨网板","/","/","已维护","国械注准20243130278","聚醚醚酮颅骨修补板","聚醚醚酮颅骨修补板","聚醚醚酮","天津正天医疗器械有限公司","天津正天医疗器械有限公司","C04010411803002018840000034","L20W14H10T1","ZTE01","面积：21.6cm²\n"]
["15840","神经外科","8","8","颅骨网","PEEK颅骨网板","/","/","已维护","国械注准20243130278","聚醚醚酮颅骨修补板","聚醚醚酮颅骨修补板","聚醚醚酮","天津正天医疗器械有限公司","天津正天医疗器械有限公司","C04010411803002018840000026","L24W21H10T1","ZTE01","面积：70cm²\n"]
["15840","神经外科","8","8","颅骨网","PEEK颅骨网板","/","/","已维护","国械注准20243130278","聚醚醚酮颅骨修补板","聚醚醚酮颅骨修补板","聚醚醚酮","天津正天医疗器械有限公司","天津正天医疗器械有限公司","C04010411803002018840000022","L19W14H10T1","ZTE01","面积：18cm²\n"]
["15840","神经外科","8","8","颅骨网","PEEK颅骨网板","/","/","已维护","国械注准20243130278","聚醚醚酮颅骨修补板","聚醚醚酮颅骨修补板","聚醚醚酮","天津正天医疗器械有限公司","天津正天医疗器械有限公司","C04010411803002018840000015","L22W16H10T1","ZTE01","面积：32cm²\n"]
["15840","神经外科","8","8","颅骨网","PEEK颅骨网板","/","/","已维护","国械注准20243130278","聚醚醚酮颅骨修补板","聚醚醚酮颅骨修补板","聚醚醚酮","天津正天医疗器械有限公司","天津正天医疗器械有限公司","C04010411803002018840000014","L31W28H10T1","ZTE01","面积：238cm²\n"]
["15840","神经外科","8","8","颅骨网","PEEK颅骨网板","/","/","已维护","国械注准20243130278","聚醚醚酮颅骨修补板","聚醚醚酮颅骨修补板","聚醚醚酮","天津正天医疗器械有限公司","天津正天医疗器械有限公司","C04010411803002018840000012","L28W27H10T1","ZTE01","面积：182cm²\n"]
["15840","神经外科","8","8","颅骨网","PEEK颅骨网板","/","/","已维护","国械注准20243130278","聚醚醚酮颅骨修补板","聚醚醚酮颅骨修补板","聚醚醚酮","天津正天医疗器械有限公司","天津正天医疗器械有限公司","C04010411803002018840000008","L20W11H10T1","ZTE01","面积：18cm²\n"]
["15840","神经外科","8","8","颅骨网","PEEK颅骨网板","/","/","已维护","国械注准20243130278","聚醚醚酮颅骨修补板","聚醚醚酮颅骨修补板","聚醚醚酮","天津正天医疗器械有限公司","天津正天医疗器械有限公司","C04010411803002018840000007","L27W22H10T1","ZTE01","面积：104cm²\n"]
["15840","神经外科","8","8","颅骨网","PEEK颅骨网板","/","/","已维护","国械注准20243130278","聚醚醚酮颅骨修补板","聚醚醚酮颅骨修补板","聚醚醚酮","天津正天医疗器械有限公司","天津正天医疗器械有限公司","C04010411803002018840000003","L30W26H10T1","ZTE01","面积：192cm²\n"]
["15848","神经外科","17","17","颅骨钉","可吸收颅骨钉","/","/","已维护","国械注进20163131470","聚左旋乳酸可吸收骨固定系统","聚左旋乳酸可吸收骨固定系统-颅骨微型螺钉","聚（L-乳酸)树脂","郡是株式会社","郡是医疗器材（深圳）有限公司","C04010111803001102840000020","M微型螺钉","MS-2205M",""]
["15851","神经外科","8","8","颅骨网","PEEK颅骨网板","/","/","已维护","国械注准20233131912","PEEK颅骨修复系统","PEEK颅骨修复系统","聚合物","宁波慈北医疗器械有限公司","宁波慈北医疗器械有限公司","C04010311803002077590000336","PLX1-C177K185G40H4","PLX1-C177K185G40H4","PEEK颅骨修复体，长厘17.7 米，宽18.5厘 米，面积 327.45平方厘米"]
["15853","神经外科","17","17","颅骨钉","可吸收颅骨钉","/","/","已维护","国械注进20163131470","聚左旋乳酸可吸收骨固定系统","聚左旋乳酸可吸收骨固定系统-颅骨微型螺钉","聚（L-乳酸)树脂","郡是株式会社","郡是医疗器材（深圳）有限公司","C04010111803001102840000003","FP型微钉","MS-F2404",""]
["15854","神经外科","12","12","颅骨连接片","可吸收连接片","/","/","已维护","国械注进20163131470","聚左旋乳酸可吸收骨固定系统","聚左旋乳酸可吸收骨固定系统-颅骨微型骨板","聚（L-乳酸)树脂","郡是株式会社","郡是医疗器材（深圳）有限公司","C04010411803001102840000002","微型骨板","MP-2L-17",""]
["15856","神经外科","12","12","颅骨连接片","可吸收连接片","/","/","已维护","国械注进20163131470","聚左旋乳酸可吸收骨固定系统","聚左旋乳酸可吸收骨固定系统-颅骨微型骨板","聚（L-乳酸)树脂","郡是株式会社","郡是医疗器材（深圳）有限公司","C04010411803001102840000006","TP型微板","TP-4S-22",""]
["15858","神经外科","15","15","颅骨盖孔板","可吸收盖孔板","/","/","已维护","国械注进20163131470","聚左旋乳酸可吸收骨固定系统","聚左旋乳酸可吸收骨固定系统-颅骨微型骨板","聚（L-乳酸)树脂","郡是株式会社","郡是医疗器材（深圳）有限公司","C04010411803001102840000011","微型骨板","MP-B6-28",""]
["15863","神经外科","8","8","颅骨网","PEEK颅骨网板","/","/","已维护","国械注准20233131912","PEEK颅骨修复系统","PEEK颅骨修复系统","聚合物","宁波慈北医疗器械有限公司","宁波慈北医疗器械有限公司","C04010311803002077590001101","PLX1-C177K181G40H4","PLX1-C177K181G40H4","PEEK颅骨修复体，长厘17.7 米，宽18.1 厘米，面积 320.37平方厘米"]
["15865","神经外科","6","6","颅骨网","金属颅骨网板（三维）","/","/","已维护","国械注准20173130573","金属微型接骨板钉系统（颌面颅部）","金属微型接骨板钉系统(颌面颅部)-网状接骨板","纯钛","常州市康辉医疗器械有限公司","常州市康辉医疗器械有限公司","C04010311801003000590000013","100*100*0.6","YEQ56","100平方厘米（10cm*10cm）\n"]
["15865","神经外科","6","6","颅骨网","金属颅骨网板（三维）","/","/","已维护","国械注准20173130573","金属微型接骨板钉系统（颌面颅部）","金属微型接骨板钉系统(颌面颅部)-网状接骨板","纯钛","常州市康辉医疗器械有限公司","常州市康辉医疗器械有限公司","C04010311801003000590000014","120*120*0.6","YEQ56","144平方厘米（12cm*12cm）\n"]
["15865","神经外科","6","6","颅骨网","金属颅骨网板（三维）","/","/","已维护","国械注准20173130573","金属微型接骨板钉系统（颌面颅部）","金属微型接骨板钉系统(颌面颅部)-网状接骨板","纯钛","常州市康辉医疗器械有限公司","常州市康辉医疗器械有限公司","C04010311801003000590000015","152*152*0.6","YEQ56","231.04平方厘米（15.2cm*15.2cm）\n"]
["15865","神经外科","6","6","颅骨网","金属颅骨网板（三维）","/","/","已维护","国械注准20173130573","金属微型接骨板钉系统（颌面颅部）","金属微型接骨板钉系统(颌面颅部)-网状接骨板","纯钛","常州市康辉医疗器械有限公司","常州市康辉医疗器械有限公司","C04010311801003000590000016","200*200*0.6","YEQ56","400平方厘米（20cm*20cm）\n"]
["15866","神经外科","8","8","颅骨网","PEEK颅骨网板","/","/","已维护","国械注准20233131912","PEEK颅骨修复系统","PEEK颅骨修复系统","聚合物","宁波慈北医疗器械有限公司","宁波慈北医疗器械有限公司","C04010311803002077590000284","PLX1-C177K177G40H4","PLX1-C177K177G40H4","PEEK颅骨修复体，长厘17.7 米，宽 17.7厘米，面积313.29 平方厘米"]
["15868","神经外科","9","9","颅骨网","可吸收颅骨网板","/","/","已维护","国械注准20243131809","可吸收颅颌面接骨板系统","可吸收颅颌面接骨板系统-可吸收接骨板","可吸收共聚物","天津正天医疗器械有限公司","天津正天医疗器械有限公司","C04010411803001018840000025","(网状接骨板)45.0 ×45.0×0.6mm","PMS0101","面积：20.25cm²\n"]
["15868","神经外科","9","9","颅骨网","可吸收颅骨网板","/","/","已维护","国械注准20243131809","可吸收颅颌面接骨板系统","可吸收颅颌面接骨板系统-可吸收接骨板","可吸收共聚物","天津正天医疗器械有限公司","天津正天医疗器械有限公司","C04010411803001018840000015","(网状接骨板)90.0 ×90.0×0.6mm","PMS0101","面积：81cm²\n"]
["15870","神经外科","8","8","颅骨网","PEEK颅骨网板","/","/","已维护","国械注准20233131912","PEEK颅骨修复系统","PEEK颅骨修复系统","聚合物","宁波慈北医疗器械有限公司","宁波慈北医疗器械有限公司","C04010411803002077590000283","PLX1-C173K173G40H4","PLX1-C173K173G40H4","PEEK颅骨修复体，长厘17.3 米，宽17.3 厘米，面积299.29 平方厘米"]
["15871","神经外科","6","6","颅骨网","金属颅骨网板（三维）","/","/","已维护","国械注准20173130573","金属微型接骨板钉系统（颌面颅部）","金属微型接骨板钉系统(颌面颅部)-网状接骨板","纯钛","常州市康辉医疗器械有限公司","常州市康辉医疗器械有限公司","C04010311801004000590000001","50*56*0.6","YEQ57","28平方厘米（5cm*5.6cm）\n"]
["15871","神经外科","6","6","颅骨网","金属颅骨网板（三维）","/","/","已维护","国械注准20173130573","金属微型接骨板钉系统（颌面颅部）","金属微型接骨板钉系统(颌面颅部)-网状接骨板","纯钛","常州市康辉医疗器械有限公司","常州市康辉医疗器械有限公司","C04010311801004000590000002","113*77*0.6","YEQ57","87.01平方厘米（11.3cm*7.7cm）\n"]
["15871","神经外科","6","6","颅骨网","金属颅骨网板（三维）","/","/","已维护","国械注准20173130573","金属微型接骨板钉系统（颌面颅部）","金属微型接骨板钉系统(颌面颅部)-网状接骨板","纯钛","常州市康辉医疗器械有限公司","常州市康辉医疗器械有限公司","C04010311801004000590000003","148*148*0.6","YEQ57","219.04平方厘米（14.8cm*14.8cm）\n"]
["15874","神经外科","10","10","颅骨连接片","金属连接片","/","/","已维护","国械注准20173130573","金属微型接骨板钉系统（颌面颅部）","金属微型接骨板钉系统(颌面颅部)-接骨板","纯钛","常州市康辉医疗器械有限公司","常州市康辉医疗器械有限公司","C04010411801001000590000022","0.6*18.4*2孔","ZEQ04","直型，2孔，厚度0.6mm\n"]
["15874","神经外科","10","10","颅骨连接片","金属连接片","/","/","已维护","国械注准20173130573","金属微型接骨板钉系统（颌面颅部）","金属微型接骨板钉系统(颌面颅部)-接骨板","纯钛","常州市康辉医疗器械有限公司","常州市康辉医疗器械有限公司","C04010411801001000590000023","0.6*20.3*4孔","ZEQ05","直型，4孔，厚度0.6mm\n"]
["15875","神经外科","26","26","脑脊液体外引流系统","腰椎外引流系统","/","/","已维护","鲁械注准20212141051","一次性使用颅脑外引流套装","一次性使用颅脑外引流套装","医用硅橡胶及高分子","德州玉东医疗器械有限公司","德州玉东医疗器械有限公司","C04070212000002114390000002","4Fr","YY-6",""]
["15877","神经外科","13","13","颅骨盖孔板","金属盖孔板","/","/","已维护","国械注准20173130573","金属微型接骨板钉系统（颌面颅部）","金属微型接骨板钉系统(颌面颅部)-接骨板","纯钛","常州市康辉医疗器械有限公司","常州市康辉医疗器械有限公司","C04010411801001000590000028","0.6*21*6孔","YEQ61","6孔，厚度0.6mm，不带引流孔\n"]
["15879","神经外科","8","8","颅骨网","PEEK颅骨网板","/","/","已维护","国械注准20233131912","PEEK颅骨修复系统","PEEK颅骨修复系统","聚合物","宁波慈北医疗器械有限公司","宁波慈北医疗器械有限公司","C04010311803002077590001479","PLX1-C161K173G40H4","PLX1-C161K173G40H4","PEEK颅骨修复体，长厘16.1 米，宽17.3 厘米，面积278.53 平方厘米"]
["15880","神经外科","16","16","颅骨钉","金属颅骨钉","/","/","已维护","国械注准20173130573","金属微型接骨板钉系统（颌面颅部）","金属微型接骨板钉系统(颌面颅部)-自钻螺钉","钛合金","常州市康辉医疗器械有限公司","常州市康辉医疗器械有限公司","C04010111802000000590000072","1.7*5","CEG05","直径1.6mm，长度4.0mm；2枚/个\n"]
["15880","神经外科","16","16","颅骨钉","金属颅骨钉","/","/","已维护","国械注准20173130573","金属微型接骨板钉系统（颌面颅部）","金属微型接骨板钉系统(颌面颅部)-自钻螺钉","钛合金","常州市康辉医疗器械有限公司","常州市康辉医疗器械有限公司","C04010111802000000590000074","1.7*4","CEG05","直径1.6mm，长度3.5mm；2枚/个\n"]
["15880","神经外科","16","16","颅骨钉","金属颅骨钉","/","/","已维护","国械注准20173130573","金属微型接骨板钉系统（颌面颅部）","金属微型接骨板钉系统(颌面颅部)-自钻螺钉","钛合金","常州市康辉医疗器械有限公司","常州市康辉医疗器械有限公司","C04010111802000000590000068","1.7*4","CEZ02","直径1.6mm，长度3.5mm；1枚/个\n"]
["15880","神经外科","16","16","颅骨钉","金属颅骨钉","/","/","已维护","国械注准20173130573","金属微型接骨板钉系统（颌面颅部）","金属微型接骨板钉系统(颌面颅部)-自钻螺钉","钛合金","常州市康辉医疗器械有限公司","常州市康辉医疗器械有限公司","C04010111802000000590000069","1.7*5","CEZ02","直径1.6mm，长度4.0mm；1枚/个\n"]
["15882","神经外科","8","8","颅骨网","PEEK颅骨网板","/","/","已维护","国械注准20233131912","PEEK颅骨修复系统","PEEK颅骨修复系统","聚合物","宁波慈北医疗器械有限公司","宁波慈北医疗器械有限公司","C04010311803002077590000534","PLX1-C161K169G40H4","PLX1-C161K169G40H4","PEEK颅骨修复体，长厘16.1 米，宽 16.9厘米，面积 272.09平方厘米"]
["15884","神经外科","8","8","颅骨网","PEEK颅骨网板","/","/","已维护","国械注准20233131912","PEEK颅骨修复系统","PEEK颅骨修复系统","聚合物","宁波慈北医疗器械有限公司","宁波慈北医疗器械有限公司","C04010311803002077590001469","PLX1-C157K165G40H5","PLX1-C157K165G40H5","PEEK颅骨修复体，长厘15.7 米，宽16.5 厘米，面积 259.05平方厘米\n"]
["15886","神经外科","8","8","颅骨网","PEEK颅骨网板","/","/","已维护","国械注准20233131912","PEEK颅骨修复系统","PEEK颅骨修复系统","聚合物","宁波慈北医疗器械有限公司","宁波慈北医疗器械有限公司","C04010311803002077590000200","PLX1-C157K161G40H4","PLX1-C157K161G40H4","PEEK颅骨修复体，长厘 15.7米，宽16.1 厘米，面积 252.77平方厘米\n"]
["15893","神经外科","20","20","脑脊液分流系统","特殊可调压脑室腹腔分流系统","/","/","已维护","国械注进20243130467","一次性使用脑积水分流器及附件Codman Certas Plus Programmable Valve System and Accessories","一次性使用脑积水分流器及附件","聚醚砜和硅橡胶","英特格拉生命科技瑞士公司 Integra LifeSciences Switzerland SARL","英特格拉生命科技(上海)有限公司","C04070812100029112970000003","抗虹吸可调压直线型阀","82-8804","82-8804由特殊抗磁可调压阀门23418.73元+抗虹吸装置199元+储液囊1元组成。产品为抗3T磁共振的特殊属性。\n总价：23618.73元。"]
["15893","神经外科","20","20","脑脊液分流系统","特殊可调压脑室腹腔分流系统","/","/","已维护","国械注进20243130467","一次性使用脑积水分流器及附件Codman Certas Plus Programmable Valve System and Accessories","一次性使用脑积水分流器及附件","聚醚砜和硅橡胶","英特格拉生命科技瑞士公司 Integra LifeSciences Switzerland SARL","英特格拉生命科技(上海)有限公司","C04070812100029112970000004","抗虹吸可调压直线微型阀","82-8814","82-8814由特殊抗磁可调压阀门23418.73元+抗虹吸装置199元+储液囊1元组成。产品为抗3T磁共振的特殊属性。\n总价：23618.73元。\n"]
["15899","神经外科","10","10","颅骨连接片","金属连接片","/","/","已维护","国械注准20233131475","金属颅颌面接骨板","金属颅颌面接骨板","纯钛","天津正天医疗器械有限公司","天津正天医疗器械有限公司","C04010411801001018840000006","（X形板Ⅱ型）4孔×12.2mm×0.3mm","XQ01",""]
["15899","神经外科","10","10","颅骨连接片","金属连接片","/","/","已维护","国械注准20233131475","金属颅颌面接骨板","金属颅颌面接骨板","纯钛","天津正天医疗器械有限公司","天津正天医疗器械有限公司","C04010411801001018840000005","（直形板Ⅵ型）2孔×16.7mm×0.3mm","ZQ01",""]
["15899","神经外科","10","10","颅骨连接片","金属连接片","/","/","已维护","国械注准20233131475","金属颅颌面接骨板","金属颅颌面接骨板","纯钛","天津正天医疗器械有限公司","天津正天医疗器械有限公司","C04010411801001018840000002","（直形板Ⅰ型）2孔×15.6mm×0.4mm","ZQ01",""]
["15901","神经外科","20","20","脑脊液分流系统","特殊可调压脑室腹腔分流系统","/","/","已维护","国械注进20243130467","一次性使用脑积水分流器及附件Codman Certas Plus Programmable Valve System and Accessories","一次性使用脑积水分流器及附件","聚醚砜和硅橡胶","英特格拉生命科技瑞士公司 Integra LifeSciences Switzerland SARL","英特格拉生命科技(上海)有限公司","C04070412100029112970000008","整体抗虹吸可调压直线微型分流阀系统","82-8816","82-8816由特殊抗磁可调压阀门+抗虹吸装置+储液囊+脑室端导管+腹腔端导管组成。产品为抗3T磁共振的特殊属性。\n总价：24209.23元\n"]
["15907","神经外科","11","11","颅骨连接片","PEEK连接片","/","/","已维护","国械注准20253130922","颅骨固定系统","颅骨固定系统-PEEK颅骨链接片","聚醚醚酮(PEEK-OPTIMA LT1)","天津正天医疗器械有限公司","天津正天医疗器械有限公司","C04010411803002018840000603","(两孔链接片)2孔×18mm×1.0mm","LQ01",""]
["15907","神经外科","11","11","颅骨连接片","PEEK连接片","/","/","已维护","国械注准20253130922","颅骨固定系统","颅骨固定系统-PEEK颅骨链接片","聚醚醚酮(PEEK-OPTIMA LT1)","天津正天医疗器械有限公司","天津正天医疗器械有限公司","C04010411803002018840000601","(四孔链接片)4孔×22mm×1.0mm","LQ01",""]
["15911","神经外科","12","12","颅骨连接片","可吸收连接片","/","/","已维护","国械注准20243131809","可吸收颅颌面接骨板系统","可吸收颅颌面接骨板系统-可吸收接骨板","可吸收共聚物","天津正天医疗器械有限公司","天津正天医疗器械有限公司","C04010411803001018840000039","(直形接骨板)37.0 ×7.0×1.3mm","PSZ0101",""]
["15911","神经外科","12","12","颅骨连接片","可吸收连接片","/","/","已维护","国械注准20243131809","可吸收颅颌面接骨板系统","可吸收颅颌面接骨板系统-可吸收接骨板","可吸收共聚物","天津正天医疗器械有限公司","天津正天医疗器械有限公司","C04010411803001018840000029","(X形接骨板)25.7 ×15.7×1.0mm","PXZ0101",""]
["15911","神经外科","12","12","颅骨连接片","可吸收连接片","/","/","已维护","国械注准20243131809","可吸收颅颌面接骨板系统","可吸收颅颌面接骨板系统-可吸收接骨板","可吸收共聚物","天津正天医疗器械有限公司","天津正天医疗器械有限公司","C04010411803001018840000018","(直形接骨板)19.0 ×7.0×1.2mm","PSZ0301",""]
["15911","神经外科","12","12","颅骨连接片","可吸收连接片","/","/","已维护","国械注准20243131809","可吸收颅颌面接骨板系统","可吸收颅颌面接骨板系统-可吸收接骨板","可吸收共聚物","天津正天医疗器械有限公司","天津正天医疗器械有限公司","C04010411803001018840000013","(直形接骨板)100.8 ×5.8×1.0mm","PSZ0101",""]
["15911","神经外科","12","12","颅骨连接片","可吸收连接片","/","/","已维护","国械注准20243131809","可吸收颅颌面接骨板系统","可吸收颅颌面接骨板系统-可吸收接骨板","可吸收共聚物","天津正天医疗器械有限公司","天津正天医疗器械有限公司","C04010411803001018840000012","(直形接骨板)18.0 ×6.0×0.8mm","PSZ0301",""]
["15911","神经外科","12","12","颅骨连接片","可吸收连接片","/","/","已维护","国械注准20243131809","可吸收颅颌面接骨板系统","可吸收颅颌面接骨板系统-可吸收接骨板","可吸收共聚物","天津正天医疗器械有限公司","天津正天医疗器械有限公司","C04010411803001018840000005","(直形接骨板)25.0 ×7.0×1.3mm","PSZ0101",""]
["15911","神经外科","12","12","颅骨连接片","可吸收连接片","/","/","已维护","国械注准20243131809","可吸收颅颌面接骨板系统","可吸收颅颌面接骨板系统-可吸收接骨板","可吸收共聚物","天津正天医疗器械有限公司","天津正天医疗器械有限公司","C04010411803001018840000004","(直形接骨板)28.0 ×7.0×1.3mm","PSZ0101",""]
["15914","神经外科","20","20","脑脊液分流系统","特殊可调压脑室腹腔分流系统","/","/","已维护","国械注进20253130247","脑脊液分流管及附件StrataMR II Valves and Shunts & Accessorises","脑脊液分流管及附件","","","美敦力(上海)管理有限公司","C04070812100029042540000003","StrataMRⅡ阀，小型","42955MR","具有抗磁功能，为特殊可调压阀部件\n"]
["15914","神经外科","20","20","脑脊液分流系统","特殊可调压脑室腹腔分流系统","/","/","已维护","国械注进20253130247","脑脊液分流管及附件StrataMR II Valves and Shunts & Accessorises","脑脊液分流管及附件","","","美敦力(上海)管理有限公司","C04070812100029042540000004","StrataMRⅡ阀，常规型","42965MR","具有抗磁功能，为特殊可调压阀部件\n"]
["15916","神经外科","13","13","颅骨盖孔板","金属盖孔板","/","/","已维护","国械注准20233131475","金属颅颌面接骨板","金属颅颌面接骨板","纯钛","天津正天医疗器械有限公司","天津正天医疗器械有限公司","C04010411801001018840000011","（雪花片Ⅱ型）Φ17mm×0.3mm","CQ01",""]
["15916","神经外科","13","13","颅骨盖孔板","金属盖孔板","/","/","已维护","国械注准20233131475","金属颅颌面接骨板","金属颅颌面接骨板","纯钛","天津正天医疗器械有限公司","天津正天医疗器械有限公司","C04010411801001018840000009","（雪花片Ⅰ型）Φ17mm×0.3mm","CQ01",""]
["15916","神经外科","13","13","颅骨盖孔板","金属盖孔板","/","/","已维护","国械注准20233131475","金属颅颌面接骨板","金属颅颌面接骨板","纯钛","天津正天医疗器械有限公司","天津正天医疗器械有限公司","C04010411801001018840000008","（雪花片Ⅰ型）Φ15mm×0.3mm","CQ01",""]
["15919","神经外科","14","14","颅骨盖孔板","PEEK盖孔板","/","/","已维护","国械注准20253130922","颅骨固定系统","颅骨固定系统-PEEK颅骨链接片","聚醚醚酮(PEEK-OPTIMA LT1)","天津正天医疗器械有限公司","天津正天医疗器械有限公司","C04010411803002018840000602","(雪花链接片)6孔×26.5mm×1.0mm","CQ01",""]
["15920","神经外科","20","20","脑脊液分流系统","特殊可调压脑室腹腔分流系统","/","/","已维护","国械注进20143135605","脑脊液分流管及附件 CSF Flow Control Shunts and Accessories","脑脊液分流管及附件-带涂层可调压抗虹吸脑室/腹腔分流套件","","美敦力公司Medtronic Inc.","美敦力(上海)管理有限公司","C04070412100025042540000003","Strata II阀，常规型","92866","具有亲水特性，为特殊可调压阀部件\n"]
["15922","神经外科","15","15","颅骨盖孔板","可吸收盖孔板","/","/","已维护","国械注准20243131809","可吸收颅颌面接骨板系统","可吸收颅颌面接骨板系统-可吸收接骨板","可吸收共聚物","天津正天医疗器械有限公司","天津正天医疗器械有限公司","C04010411803001018840000033","(三角板)26.6 ×23.8×1.0mm","PTZ0101",""]
["15922","神经外科","15","15","颅骨盖孔板","可吸收盖孔板","/","/","已维护","国械注准20243131809","可吸收颅颌面接骨板系统","可吸收颅颌面接骨板系统-可吸收接骨板","可吸收共聚物","天津正天医疗器械有限公司","天津正天医疗器械有限公司","C04010411803001018840000011","(眶底板Ⅰ型)30.0 ×28.0×0.5mm","PTT0101",""]
["15927","神经外科","20","20","脑脊液分流系统","特殊可调压脑室腹腔分流系统","/","/","已维护","国械注进20143135605","脑脊液分流管及附件 CSF Flow Control Shunts and Accessories","脑脊液分流管及附件-带涂层可调压抗虹吸脑室/腹腔分流套件","","美敦力公司Medtronic Inc.","美敦力(上海)管理有限公司","C04070412100026042540000003","Strata II阀，小型","92856","具有亲水特性，为特殊可调压阀部件\n"]
["15930","神经外科","20","20","脑脊液分流系统","特殊可调压脑室腹腔分流系统","/","/","已维护","国械注进20143135605","脑脊液分流管及附件 CSF Flow Control Shunts and Accessories","脑脊液分流管及附件-脑室端导管","","美敦力公司Medtronic Inc.","美敦力(上海)管理有限公司","C04070112000002042540000007","脑室端导管","41103",""]
["15934","神经外科","20","20","脑脊液分流系统","特殊可调压脑室腹腔分流系统","/","/","已维护","国械注进20183132246","导管 BACTISEAL Catheter","导管","硅胶","Integra LifeSciences Production Corporation 英特格拉生命科技制造公司","英特格拉生命科技(上海)有限公司","C04070412100025112970000001","管内径1.4/1.0mm，管外径2.7/2.2mm，长14cm/120cm","823072","823072由特殊脑室端导管4700元+特殊腹腔端导管4700元组成。导管具有抗菌的特殊功能。\n原注册证下中选产品新增规格，总价：9400元。\n"]
["15935","神经外科","20","20","脑脊液分流系统","特殊可调压脑室腹腔分流系统","/","/","已维护","国械注进20143135605","脑脊液分流管及附件 CSF Flow Control Shunts and Accessories","脑脊液分流管及附件-心脏/腹腔端导管","","美敦力公司Medtronic Inc.","美敦力(上海)管理有限公司","C04070312000002042540000003","心脏／腹腔端导管，常规型，透明","25104",""]
["15940","神经外科","20","20","脑脊液分流系统","特殊可调压脑室腹腔分流系统","/","/","已维护","国械注进20183132246","导管 BACTISEAL Catheter","导管","硅胶","Integra LifeSciences Production Corporation 英特格拉生命科技制造公司","英特格拉生命科技(上海)有限公司","C04070112000001112970000005","23cm脑室导管","NS0343","NS0343为特殊脑室端导管，导管具有抗菌的特殊功能。\n原注册证下中选产品新增规格，去年中选价：4700元。\n"]
["15943","神经外科","16","16","颅骨钉","金属颅骨钉","/","/","已维护","国械注准20153131365","颅颌骨内固定螺钉","颅颌骨内固定螺钉","钛合金","上海双申医疗器械股份有限公司","上海双申医疗器械股份有限公司","C04010111802000112880000022","HE 2.0×4","HE 2.0×4","自钻螺钉，长度4mm"]
["15952","神经外科","14","14","颅骨盖孔板","PEEK盖孔板","/","/","已维护","国械注准20243131265","聚醚醚酮颅骨固定修复系统","聚醚醚酮颅骨固定修复系统","聚合物","","上海双申医疗器械股份有限公司","C04010411803002112880000008","XH0331","XH0331",""]
["15961","神经外科","5","5","颅骨网","金属颅骨网板（二维）","/","/","已维护","国械注准20163131419","颅颌骨内固定夹板","颅颌骨内固定夹板","纯钛","上海双申医疗器械股份有限公司","上海双申医疗器械股份有限公司","C04010311801002112880000209","WQ01-60*60","WQ01-60*60","长60mm，宽60mm，面积36平方厘米"]
["15966","神经外科","8","8","颅骨网","PEEK颅骨网板","/","/","已维护","国械注准20243131265","聚醚醚酮颅骨固定修复系统","聚醚醚酮颅骨固定修复系统","聚合物","","上海双申医疗器械股份有限公司","C04010311803002112880000206","01131341","01131341","长度165mm宽度165mm，面积272.25平方厘米\n"]
["15966","神经外科","8","8","颅骨网","PEEK颅骨网板","/","/","已维护","国械注准20243131265","聚醚醚酮颅骨固定修复系统","聚醚醚酮颅骨固定修复系统","聚合物","","上海双申医疗器械股份有限公司","C04010311803002112880000099","01131344","01131344","长度165mm，宽度165mm，面积272.25平方厘米\n"]
["15966","神经外科","8","8","颅骨网","PEEK颅骨网板","/","/","已维护","国械注准20243131265","聚醚醚酮颅骨固定修复系统","聚醚醚酮颅骨固定修复系统","聚合物","","上海双申医疗器械股份有限公司","C04010311803002112880000152","01131324","01131324","长155mm，宽155mm，面积240.25平方厘米\n"]
["15966","神经外科","8","8","颅骨网","PEEK颅骨网板","/","/","已维护","国械注准20243131265","聚醚醚酮颅骨固定修复系统","聚醚醚酮颅骨固定修复系统","聚合物","","上海双申医疗器械股份有限公司","C04010311803002112880000219","01131322","01131322","长155mm，宽155mm，面积240.25平方厘米\n"]
["15966","神经外科","8","8","颅骨网","PEEK颅骨网板","/","/","已维护","国械注准20243131265","聚醚醚酮颅骨固定修复系统","聚醚醚酮颅骨固定修复系统","聚合物","","上海双申医疗器械股份有限公司","C04010311803002112880000023","01131223","01131223","长155mm，宽135mm，面积209.25平方厘米\n"]
["15966","神经外科","8","8","颅骨网","PEEK颅骨网板","/","/","已维护","国械注准20243131265","聚醚醚酮颅骨固定修复系统","聚醚醚酮颅骨固定修复系统","聚合物","","上海双申医疗器械股份有限公司","C04010311803002112880000171","01121224","01121224","长135mm，宽135mm，面积182.25平方厘米\n"]
["15966","神经外科","8","8","颅骨网","PEEK颅骨网板","/","/","已维护","国械注准20243131265","聚醚醚酮颅骨固定修复系统","聚醚醚酮颅骨固定修复系统","聚合物","","上海双申医疗器械股份有限公司","C04010311803002112880000057","01121241","01121241","长135mm，宽135mm，面积182.25平方厘米\n"]
["15966","神经外科","8","8","颅骨网","PEEK颅骨网板","/","/","已维护","国械注准20243131265","聚醚醚酮颅骨固定修复系统","聚醚醚酮颅骨固定修复系统","聚合物","","上海双申医疗器械股份有限公司","C04010311803002112880000141","01131122","01131122","长155mm，宽115mm，面积178.25平方厘米\n"]
["15966","神经外科","8","8","颅骨网","PEEK颅骨网板","/","/","已维护","国械注准20243131265","聚醚醚酮颅骨固定修复系统","聚醚醚酮颅骨固定修复系统","聚合物","","上海双申医疗器械股份有限公司","C04010311803002112880000016","01131121","01131121","长155mm，宽115mm，面积178.25平方厘米\n"]
["15966","神经外科","8","8","颅骨网","PEEK颅骨网板","/","/","已维护","国械注准20243131265","聚醚醚酮颅骨固定修复系统","聚醚醚酮颅骨固定修复系统","聚合物","","上海双申医疗器械股份有限公司","C04010311803002112880000121","01121121","01121121","长135mm，宽115mm，面积155.25平方厘米\n"]
["15966","神经外科","8","8","颅骨网","PEEK颅骨网板","/","/","已维护","国械注准20243131265","聚醚醚酮颅骨固定修复系统","聚醚醚酮颅骨固定修复系统","聚合物","","上海双申医疗器械股份有限公司","C04010311803002112880000134","01131031","01131031","长155mm，宽100mm，面积155平方厘米\n"]
["15966","神经外科","8","8","颅骨网","PEEK颅骨网板","/","/","已维护","国械注准20243131265","聚醚醚酮颅骨固定修复系统","聚醚醚酮颅骨固定修复系统","聚合物","","上海双申医疗器械股份有限公司","C04010311803002112880000070","01130912","01130912","长155mm，宽90mm，面积139.5平方厘米\n"]
["15966","神经外科","8","8","颅骨网","PEEK颅骨网板","/","/","已维护","国械注准20243131265","聚醚醚酮颅骨固定修复系统","聚醚醚酮颅骨固定修复系统","聚合物","","上海双申医疗器械股份有限公司","C04010311803002112880000277","01121022","01121022","长135mm，宽100mm，面积135平方厘米\n"]
["15966","神经外科","8","8","颅骨网","PEEK颅骨网板","/","/","已维护","国械注准20243131265","聚醚醚酮颅骨固定修复系统","聚醚醚酮颅骨固定修复系统","聚合物","","上海双申医疗器械股份有限公司","C04010311803002112880000226","01111122","01111122","长115mm，宽115mm，面积132.25平方厘米\n"]
["15966","神经外科","8","8","颅骨网","PEEK颅骨网板","/","/","已维护","国械注准20243131265","聚醚醚酮颅骨固定修复系统","聚醚醚酮颅骨固定修复系统","聚合物","","上海双申医疗器械股份有限公司","C04010311803002112880000172","01111123","01111123","长115mm，宽115mm，面积132.25平方厘米\n"]
["15966","神经外科","8","8","颅骨网","PEEK颅骨网板","/","/","已维护","国械注准20243131265","聚醚醚酮颅骨固定修复系统","聚醚醚酮颅骨固定修复系统","聚合物","","上海双申医疗器械股份有限公司","C04010311803002112880000046","01111044","01111044","长115mm，宽100mm，面积115平方厘米\n"]
["15966","神经外科","8","8","颅骨网","PEEK颅骨网板","/","/","已维护","国械注准20243131265","聚醚醚酮颅骨固定修复系统","聚醚醚酮颅骨固定修复系统","聚合物","","上海双申医疗器械股份有限公司","C04010311803002112880000126","01111041","01111041","长115mm，宽100mmmm，面积115平方厘米\n"]
["15966","神经外科","8","8","颅骨网","PEEK颅骨网板","/","/","已维护","国械注准20243131265","聚醚醚酮颅骨固定修复系统","聚醚醚酮颅骨固定修复系统","聚合物","","上海双申医疗器械股份有限公司","C04010311803002112880000249","01120824","01120824","长135mm，宽80mm，面积108平方厘米\n"]
["15966","神经外科","8","8","颅骨网","PEEK颅骨网板","/","/","已维护","国械注准20243131265","聚醚醚酮颅骨固定修复系统","聚醚醚酮颅骨固定修复系统","聚合物","","上海双申医疗器械股份有限公司","C04010311803002112880000004","01120822","01120822","长135mm，宽80mm，面积108平方厘米\n"]
["15966","神经外科","8","8","颅骨网","PEEK颅骨网板","/","/","已维护","国械注准20243131265","聚醚醚酮颅骨固定修复系统","聚醚醚酮颅骨固定修复系统","聚合物","","上海双申医疗器械股份有限公司","C04010311803002112880000258","01110933","01110933","长115mm，宽90mm，面积103.5平方厘米\n"]
["15966","神经外科","8","8","颅骨网","PEEK颅骨网板","/","/","已维护","国械注准20243131265","聚醚醚酮颅骨固定修复系统","聚醚醚酮颅骨固定修复系统","聚合物","","上海双申医疗器械股份有限公司","C04010311803002112880000041","01110922","01110922","长115mm，宽90mm，面积103.5平方厘米\n"]
["15966","神经外科","8","8","颅骨网","PEEK颅骨网板","/","/","已维护","国械注准20243131265","聚醚醚酮颅骨固定修复系统","聚醚醚酮颅骨固定修复系统","聚合物","","上海双申医疗器械股份有限公司","C04010311803002112880000063","01110823","01110823","长115mm，宽80mm，面积92平方厘米\n"]
["15966","神经外科","8","8","颅骨网","PEEK颅骨网板","/","/","已维护","国械注准20243131265","聚醚醚酮颅骨固定修复系统","聚醚醚酮颅骨固定修复系统","聚合物","","上海双申医疗器械股份有限公司","C04010311803002112880000184","01110822","01110822","长115mm，宽80mm，面积92平方厘米\n"]
["15966","神经外科","8","8","颅骨网","PEEK颅骨网板","/","/","已维护","国械注准20243131265","聚醚醚酮颅骨固定修复系统","聚醚醚酮颅骨固定修复系统","聚合物","","上海双申医疗器械股份有限公司","C04010311803002112880000276","01110724","01110724","长115mm宽70mm，面积80.5平方厘米\n"]
["15966","神经外科","8","8","颅骨网","PEEK颅骨网板","/","/","已维护","国械注准20243131265","聚醚醚酮颅骨固定修复系统","聚醚醚酮颅骨固定修复系统","聚合物","","上海双申医疗器械股份有限公司","C04010311803002112880000146","01110632","01110632","长115mm，宽60mm，面积69平方厘米\n"]
["15966","神经外科","8","8","颅骨网","PEEK颅骨网板","/","/","已维护","国械注准20243131265","聚醚醚酮颅骨固定修复系统","聚醚醚酮颅骨固定修复系统","聚合物","","上海双申医疗器械股份有限公司","C04010311803002112880000182","01080822","01080822","长80mm，宽80mm，面积64平方厘米\n"]
["15966","神经外科","8","8","颅骨网","PEEK颅骨网板","/","/","已维护","国械注准20243131265","聚醚醚酮颅骨固定修复系统","聚醚醚酮颅骨固定修复系统","聚合物","","上海双申医疗器械股份有限公司","C04010311803002112880000256","01110532","01110532","长115mm，宽50mm，面积57.5平方厘米\n"]
["15966","神经外科","8","8","颅骨网","PEEK颅骨网板","/","/","已维护","国械注准20243131265","聚醚醚酮颅骨固定修复系统","聚醚醚酮颅骨固定修复系统","聚合物","","上海双申医疗器械股份有限公司","C04010311803002112880000273","01080722","01080722","长80mm，宽70mm，面积56平方厘米\n"]
["15966","神经外科","8","8","颅骨网","PEEK颅骨网板","/","/","已维护","国械注准20243131265","聚醚醚酮颅骨固定修复系统","聚醚醚酮颅骨固定修复系统","聚合物","","上海双申医疗器械股份有限公司","C04010311803002112880000075","01070721","01070721","长70mm，宽70mm，面积49平方厘米\n"]
["15966","神经外科","8","8","颅骨网","PEEK颅骨网板","/","/","已维护","国械注准20243131265","聚醚醚酮颅骨固定修复系统","聚醚醚酮颅骨固定修复系统","聚合物","","上海双申医疗器械股份有限公司","C04010311803002112880000058","01080521","01080521","长80mm，宽50mm，面积40平方厘米\n"]
["15966","神经外科","8","8","颅骨网","PEEK颅骨网板","/","/","已维护","国械注准20243131265","聚醚醚酮颅骨固定修复系统","聚醚醚酮颅骨固定修复系统","聚合物","","上海双申医疗器械股份有限公司","C04010311803002112880000297","01070512","01070512","长70mm，宽50mm，面积35平方厘米\n"]
["15966","神经外科","8","8","颅骨网","PEEK颅骨网板","/","/","已维护","国械注准20243131265","聚醚醚酮颅骨固定修复系统","聚醚醚酮颅骨固定修复系统","聚合物","","上海双申医疗器械股份有限公司","C04010311803002112880000042","01060511","01060511","长60mm，宽50mm，面积30平方厘米\n"]
["15966","神经外科","8","8","颅骨网","PEEK颅骨网板","/","/","已维护","国械注准20243131265","聚醚醚酮颅骨固定修复系统","聚醚醚酮颅骨固定修复系统","聚合物","","上海双申医疗器械股份有限公司","C04010311803002112880000210","01060411","01060411","长60mm，宽40mm，面积24平方厘米\n"]
["15966","神经外科","8","8","颅骨网","PEEK颅骨网板","/","/","已维护","国械注准20243131265","聚醚醚酮颅骨固定修复系统","聚醚醚酮颅骨固定修复系统","聚合物","","上海双申医疗器械股份有限公司","C04010311803002112880000321","01050411","01050411","长50mm，宽40mm，面积20平方厘米\n"]
["15966","神经外科","8","8","颅骨网","PEEK颅骨网板","/","/","已维护","国械注准20243131265","聚醚醚酮颅骨固定修复系统","聚醚醚酮颅骨固定修复系统","聚合物","","上海双申医疗器械股份有限公司","C04010311803002112880000025","01060312","01060312","长60mm，宽30mm，面积18平方厘米\n"]
["15966","神经外科","8","8","颅骨网","PEEK颅骨网板","/","/","已维护","国械注准20243131265","聚醚醚酮颅骨固定修复系统","聚醚醚酮颅骨固定修复系统","聚合物","","上海双申医疗器械股份有限公司","C04010311803002112880000043","01040412","01040412","长40mm，宽40mm，面积16平方厘米\n"]
["15966","神经外科","8","8","颅骨网","PEEK颅骨网板","/","/","已维护","国械注准20243131265","聚醚醚酮颅骨固定修复系统","聚醚醚酮颅骨固定修复系统","聚合物","","上海双申医疗器械股份有限公司","C04010311803002112880000323","01050311","01050311","长50mm，宽30mm，面积15平方厘米\n"]
["15966","神经外科","8","8","颅骨网","PEEK颅骨网板","/","/","已维护","国械注准20243131265","聚醚醚酮颅骨固定修复系统","聚醚醚酮颅骨固定修复系统","聚合物","","上海双申医疗器械股份有限公司","C04010311803002112880000315","01070211","01070211","长70mm，宽20mm，面积14平方厘米\n"]
["15966","神经外科","8","8","颅骨网","PEEK颅骨网板","/","/","已维护","国械注准20243131265","聚醚醚酮颅骨固定修复系统","聚醚醚酮颅骨固定修复系统","聚合物","","上海双申医疗器械股份有限公司","C04010311803002112880000326","01040311","01040311","长40mm，宽30mm，面积12平方厘米\n"]
["15966","神经外科","8","8","颅骨网","PEEK颅骨网板","/","/","已维护","国械注准20243131265","聚醚醚酮颅骨固定修复系统","聚醚醚酮颅骨固定修复系统","聚合物","","上海双申医疗器械股份有限公司","C04010311803002112880000259","01040322","01040322","长40mm，宽30mm，面积12平方厘米\n"]
["15966","神经外科","8","8","颅骨网","PEEK颅骨网板","/","/","已维护","国械注准20243131265","聚醚醚酮颅骨固定修复系统","聚醚醚酮颅骨固定修复系统","聚合物","","上海双申医疗器械股份有限公司","C04010311803002112880000197","01030332","01030332","长30mm，宽30mm，面积9平方厘米\n"]
["15966","神经外科","8","8","颅骨网","PEEK颅骨网板","/","/","已维护","国械注准20243131265","聚醚醚酮颅骨固定修复系统","聚醚醚酮颅骨固定修复系统","聚合物","","上海双申医疗器械股份有限公司","C04010311803002112880000304","01040231","01040231","长40mm，宽20mm，面积8平方厘米\n"]
["15966","神经外科","8","8","颅骨网","PEEK颅骨网板","/","/","已维护","国械注准20243131265","聚醚醚酮颅骨固定修复系统","聚醚醚酮颅骨固定修复系统","聚合物","","上海双申医疗器械股份有限公司","C04010311803002112880000143","01030251","01030251","长30mm，宽20mm，面积6平方厘米\n"]
["15966","神经外科","8","8","颅骨网","PEEK颅骨网板","/","/","已维护","国械注准20243131265","聚醚醚酮颅骨固定修复系统","聚醚醚酮颅骨固定修复系统","聚合物","","上海双申医疗器械股份有限公司","C04010311803002112880000324","01050111","01050111","长50mm，宽10mm，面积5平方厘米\n\n"]
["15966","神经外科","8","8","颅骨网","PEEK颅骨网板","/","/","已维护","国械注准20243131265","聚醚醚酮颅骨固定修复系统","聚醚醚酮颅骨固定修复系统","聚合物","","上海双申医疗器械股份有限公司","C04010311803002112880000322","01040111","01040111","长40mm，宽10mm，面积4平方厘米\n"]
["15966","神经外科","8","8","颅骨网","PEEK颅骨网板","/","/","已维护","国械注准20243131265","聚醚醚酮颅骨固定修复系统","聚醚醚酮颅骨固定修复系统","聚合物","","上海双申医疗器械股份有限公司","C04010311803002112880000301","01020221","01020221","长20mm，宽20mm，面积4平方厘米\n"]
["15966","神经外科","8","8","颅骨网","PEEK颅骨网板","/","/","已维护","国械注准20243131265","聚醚醚酮颅骨固定修复系统","聚醚醚酮颅骨固定修复系统","聚合物","","上海双申医疗器械股份有限公司","C04010311803002112880000316","01030111","01030111","长30mm，宽10mm，面积3平方厘米\n"]
["15967","神经外科","13","13","颅骨盖孔板","金属盖孔板","/","/","已维护","国械注准20163131419","颅颌骨内固定夹板","颅颌骨内固定夹板","纯钛","上海双申医疗器械股份有限公司","上海双申医疗器械股份有限公司","C04010411801001112880000468","102.106.01S","102.106.01S","厚度0.6mm"]
["15968","神经外科","8","8","颅骨网","PEEK颅骨网板","/","/","已维护","国械注准20233131912","PEEK颅骨修复系统","PEEK颅骨修复系统","聚合物","宁波慈北医疗器械有限公司","宁波慈北医疗器械有限公司","C04010311803002077590000411","PLX1-C153K161G40H4","PLX1-C153K161G40H4","PEEK颅骨修复体，长15.3厘米，宽 16.1厘米，面积 246.33平方厘米\n"]
["15969","神经外科","14","14","颅骨盖孔板","PEEK盖孔板","/","/","已维护","国械注准20243131265","聚醚醚酮颅骨固定修复系统","聚醚醚酮颅骨固定修复系统","聚合物","","上海双申医疗器械股份有限公司","C04010411803002112880000008","XH0331","XH0331",""]
["15970","神经外科","8","8","颅骨网","PEEK颅骨网板","/","/","已维护","国械注准20233131912","PEEK颅骨修复系统","PEEK颅骨修复系统","聚合物","宁波慈北医疗器械有限公司","宁波慈北医疗器械有限公司","C04010311803002077590000249","PLX1-C157K153G40H4","PLX1-C157K153G40H4","PEEK颅骨修复体，长15.7 厘米，宽15.3 厘米，面积 240.21平方厘米\n"]
["15971","神经外科","10","10","颅骨连接片","金属连接片","/","/","已维护","国械注准20163131419","颅颌骨内固定夹板","颅颌骨内固定夹板","纯钛","上海双申医疗器械股份有限公司","上海双申医疗器械股份有限公司","C04010411801001112880000049","102.001.06AS","102.001.06AS","厚度0.6mm"]
["15971","神经外科","10","10","颅骨连接片","金属连接片","/","/","已维护","国械注准20163131419","颅颌骨内固定夹板","颅颌骨内固定夹板","纯钛","上海双申医疗器械股份有限公司","上海双申医疗器械股份有限公司","C04010411801001112880000067","ZQ03","ZQ03","厚度0.6mm"]
["15972","神经外科","8","8","颅骨网","PEEK颅骨网板","/","/","已维护","国械注准20233131912","PEEK颅骨修复系统","PEEK颅骨修复系统","聚合物","宁波慈北医疗器械有限公司","宁波慈北医疗器械有限公司","C04010311803002077590000209","PLX1-C153K153G40H5","PLX1-C153K153G40H5","PEEK颅骨修复体，长15.3 厘米，宽15.3 厘米，面积234.09 平方厘米\n"]
["15974","神经外科","11","11","颅骨连接片","PEEK连接片","/","/","已维护","国械注准20243131265","聚醚醚酮颅骨固定修复系统","聚醚醚酮颅骨固定修复系统","聚合物","","上海双申医疗器械股份有限公司","C04010411803002112880000009","LK0211","LK0211",""]
["15975","神经外科","8","8","颅骨网","PEEK颅骨网板","/","/","已维护","国械注准20233131912","PEEK颅骨修复系统","PEEK颅骨修复系统","聚合物","宁波慈北医疗器械有限公司","宁波慈北医疗器械有限公司","C04010311803002077590000143","PLX1-C157K149G40H4","PLX1-C157K149G40H4","PEEK颅骨修复体，长15.7 厘米，宽14.9 厘米，面积 233.93平方厘米\n"]
["15981","神经外科","8","8","颅骨网","PEEK颅骨网板","/","/","已维护","国械注准20233131912","PEEK颅骨修复系统","PEEK颅骨修复系统","聚合物","宁波慈北医疗器械有限公司","宁波慈北医疗器械有限公司","C04010311803002077590000404","PLX1-C145K153G40H4","PLX1-C145K153G40H4","PEEK颅骨修复体，长14.5 厘米，宽15.3 厘米，面积221.85 平方厘米\n"]
["15983","神经外科","8","8","颅骨网","PEEK颅骨网板","/","/","已维护","国械注准20233131912","PEEK颅骨修复系统","PEEK颅骨修复系统","聚合物","宁波慈北医疗器械有限公司","宁波慈北医疗器械有限公司","C04010311803002077590001191","PLX1-C141K157G40H4","PLX1-C141K157G40H4","PEEK颅骨修复体，长 14.1厘米，宽15.7 厘米，面积221.37 平方厘米\n"]
["15986","神经外科","8","8","颅骨网","PEEK颅骨网板","/","/","已维护","国械注准20233131912","PEEK颅骨修复系统","PEEK颅骨修复系统","聚合物","宁波慈北医疗器械有限公司","宁波慈北医疗器械有限公司","C04010311803002077590001542","PLX1-C137K153G40H5","PLX1-C137K153G40H5","PEEK颅骨修复体，13.7长 厘米，宽 15.3厘米，面积209.61 平方厘米\n"]
["15989","神经外科","8","8","颅骨网","PEEK颅骨网板","/","/","已维护","国械注准20233131912","PEEK颅骨修复系统","PEEK颅骨修复系统","聚合物","宁波慈北医疗器械有限公司","宁波慈北医疗器械有限公司","C04010311803002077590001418","PLX1-C141K145G40H5","PLX1-C141K145G40H5","PEEK颅骨修复体，长14.1 厘米，宽14.5 厘米，面积 204.45平方厘米\n"]
["15991","神经外科","8","8","颅骨网","PEEK颅骨网板","/","/","已维护","国械注准20233131912","PEEK颅骨修复系统","PEEK颅骨修复系统","聚合物","宁波慈北医疗器械有限公司","宁波慈北医疗器械有限公司","C04010311803002077590001261","PLX1-C137K149G40H4","PLX1-C137K149G40H4","PEEK颅骨修复体，长 13.7厘米，宽 14.9厘米，面积204.13 平方厘米\n"]
["15996","神经外科","8","8","颅骨网","PEEK颅骨网板","/","/","已维护","国械注准20233131912","PEEK颅骨修复系统","PEEK颅骨修复系统","聚合物","宁波慈北医疗器械有限公司","宁波慈北医疗器械有限公司","C04010311803002077590001323","PLX1-C137K141G40H4","PLX1-C137K141G40H4","PEEK颅骨修复体，长13.7 厘米，宽14.1 厘米，面积193.17 平方厘米\n"]
["16000","神经外科","8","8","颅骨网","PEEK颅骨网板","/","/","已维护","国械注准20233131912","PEEK颅骨修复系统","PEEK颅骨修复系统","聚合物","宁波慈北医疗器械有限公司","宁波慈北医疗器械有限公司","C04010311803002077590001291","PLX1-C125K137G40H4","PLX1-C125K137G40H4","PEEK颅骨修复体，长 12.5厘米，宽13.7 厘米，面积 171.25平方厘米\n"]
["16003","神经外科","8","8","颅骨网","PEEK颅骨网板","/","/","已维护","国械注准20233131912","PEEK颅骨修复系统","PEEK颅骨修复系统","聚合物","宁波慈北医疗器械有限公司","宁波慈北医疗器械有限公司","C04010311803002077590001135","PLX1-C129K133G40H5","PLX1-C129K133G40H5","PEEK颅骨修复体，长12.9 厘米，宽13.3 厘米，面积171.57 平方厘米\n"]
["16005","神经外科","8","8","颅骨网","PEEK颅骨网板","/","/","已维护","国械注准20233131912","PEEK颅骨修复系统","PEEK颅骨修复系统","聚合物","宁波慈北医疗器械有限公司","宁波慈北医疗器械有限公司","C04010311803002077590001075","PLX1-C121K141G40H4","PLX1-C121K141G40H4","PEEK颅骨修复体，长12.1 厘米，宽14.1 厘米，面积170.61 平方厘米\n"]
["16007","神经外科","8","8","颅骨网","PEEK颅骨网板","/","/","已维护","国械注准20233131912","PEEK颅骨修复系统","PEEK颅骨修复系统","聚合物","宁波慈北医疗器械有限公司","宁波慈北医疗器械有限公司","C04010311803002077590001455","PLX1-C121K137G40H4","PLX1-C121K137G40H4","PEEK颅骨修复体，长12.1 厘米，宽13.7 厘米，面积 165.77平方厘米\n"]
["16011","神经外科","8","8","颅骨网","PEEK颅骨网板","/","/","已维护","国械注准20233131912","PEEK颅骨修复系统","PEEK颅骨修复系统","聚合物","宁波慈北医疗器械有限公司","宁波慈北医疗器械有限公司","C04010311803002077590001252","PLX1-C125K129G40H4","PLX1-C125K129G40H4","PEEK颅骨修复体，长12.5 厘米，宽12.9 厘米，面积161.25 平方厘米\n"]
["16014","神经外科","8","8","颅骨网","PEEK颅骨网板","/","/","已维护","国械注准20233131912","PEEK颅骨修复系统","PEEK颅骨修复系统","聚合物","宁波慈北医疗器械有限公司","宁波慈北医疗器械有限公司","C04010311803002077590001477","PLX1-C121K125G40H4","PLX1-C121K125G40H4","PEEK颅骨修复体，长 12.1厘米，宽12.5 厘米，面积151.25 平方厘米\n"]
["16022","神经外科","8","8","颅骨网","PEEK颅骨网板","/","/","已维护","国械注准20233131912","PEEK颅骨修复系统","PEEK颅骨修复系统","聚合物","宁波慈北医疗器械有限公司","宁波慈北医疗器械有限公司","C04010311803002077590000048","PLX1-C117K121G40H4","PLX1-C117K121G40H4","PEEK颅骨修复体，长11.7 厘米，宽12.1 厘米，面积141.57 平方厘米\n"]
["16024","神经外科","8","8","颅骨网","PEEK颅骨网板","/","/","已维护","国械注准20233131912","PEEK颅骨修复系统","PEEK颅骨修复系统","聚合物","宁波慈北医疗器械有限公司","宁波慈北医疗器械有限公司","C04010311803002077590001270","PLX1-C129K109G40H5","PLX1-C129K109G40H5","PEEK颅骨修复体，长12.9 厘米，宽10.9 厘米，面积140.61 平方厘米\n"]
["16026","神经外科","8","8","颅骨网","PEEK颅骨网板","/","/","已维护","国械注准20233131912","PEEK颅骨修复系统","PEEK颅骨修复系统","聚合物","宁波慈北医疗器械有限公司","宁波慈北医疗器械有限公司","C04010311803002077590001074","PLX1-C113K117G40H4","PLX1-C113K117G40H4","PEEK颅骨修复体，长11.3 厘米，宽11.7 厘米，面积 132.21平方厘米\n"]
["16029","神经外科","8","8","颅骨网","PEEK颅骨网板","/","/","已维护","国械注准20233131912","PEEK颅骨修复系统","PEEK颅骨修复系统","聚合物","宁波慈北医疗器械有限公司","宁波慈北医疗器械有限公司","C04010311803002077590001048","PLX1-C105K109G36H4","PLX1-C105K109G36H4","PEEK颅骨修复体，长10.5 厘米，宽10.9 厘米，面积 114.45平方厘米\n"]
["16031","神经外科","8","8","颅骨网","PEEK颅骨网板","/","/","已维护","国械注准20233131912","PEEK颅骨修复系统","PEEK颅骨修复系统","聚合物","宁波慈北医疗器械有限公司","宁波慈北医疗器械有限公司","C04010311803002077590000939","PLX1-C101K101G30H4","PLX1-C101K101G30H4","PEEK颅骨修复体，长 10.1厘米，宽10.1 厘米，面积102.01 平方厘米\n"]
["16034","神经外科","8","8","颅骨网","PEEK颅骨网板","/","/","已维护","国械注准20233131912","PEEK颅骨修复系统","PEEK颅骨修复系统","聚合物","宁波慈北医疗器械有限公司","宁波慈北医疗器械有限公司","C04010311803002077590000548","PLX1-C93K93G30H4","PLX1-C93K93G30H4","PEEK颅骨修复体，长9.3 厘米，宽 9.3厘米，面积 86.49平方厘米\n"]
["16036","神经外科","8","8","颅骨网","PEEK颅骨网板","/","/","已维护","国械注准20233131912","PEEK颅骨修复系统","PEEK颅骨修复系统","聚合物","宁波慈北医疗器械有限公司","宁波慈北医疗器械有限公司","C04010511800001077590000049","PLX1-C93K89G20H4","PLX1-C93K89G20H4","PEEK颅骨修复体，长9.3 厘米，宽8.9 厘米，面积 82.77平方厘米\n"]
["16043","神经外科","25","25","脑脊液体外引流系统","特殊涂层脑室外引流系统","/","/","已维护","湘械注准20212141846","体外引流系统","体外引流系统","医用高分子材料","湖南浩通湘聚医疗科技有限公司","英特格拉生命科技(上海)有限公司","C04071403500003176220000005","611801","611801","611801为带测压外接装置，原注册证下中选产品新增规格"]
["16049","神经外科","24","24","脑脊液体外引流系统","带测压装置脑室外引流系统","/","/","已维护","粤械注准20232140306","一次性使用颅脑外引流套件","一次性使用颅脑外引流套件","","深圳长久康联生物科技有限公司","深圳长久康联生物科技有限公司","C04071403500003181720000019","CY212-10F","CY212-10F","导管内径2.0±0.2mm，导管外径3.3±0.2mm\n导管长度：300mm\n引流袋容量：650ML\n滴瓶容量：100ML\n是否为防逆流产品：是\n含测压板，用于脑室外引流、脑血肿腔外引流和脑脊液外引流"]
["16049","神经外科","24","24","脑脊液体外引流系统","带测压装置脑室外引流系统","/","/","已维护","粤械注准20232140306","一次性使用颅脑外引流套件","一次性使用颅脑外引流套件","","深圳长久康联生物科技有限公司","深圳长久康联生物科技有限公司","C04071403500003181720000024","CY212-14F","CY212-14F","导管内径2.8±0.2mm，导管外径4.7±0.2mm\n导管长度：300mm\n引流袋容量：650ML\n滴瓶容量：100ML\n是否为防逆流产品：是\n含测压板，用于脑室外引流、脑血肿腔外引流和脑脊液外引流"]
["16049","神经外科","24","24","脑脊液体外引流系统","带测压装置脑室外引流系统","/","/","已维护","粤械注准20232140306","一次性使用颅脑外引流套件","一次性使用颅脑外引流套件","","深圳长久康联生物科技有限公司","深圳长久康联生物科技有限公司","C04071403500003181720000025","CY212-8F","CY212-8F","导管内径1.3±0.2mm，导管外径2.7±0.2mm\n导管长度：300mm\n引流袋容量：650ML\n滴瓶容量：100ML\n是否为防逆流产品：是\n含测压板，用于脑室外引流、脑血肿腔外引流和脑脊液外引流"]
["16049","神经外科","24","24","脑脊液体外引流系统","带测压装置脑室外引流系统","/","/","已维护","粤械注准20232140306","一次性使用颅脑外引流套件","一次性使用颅脑外引流套件","","深圳长久康联生物科技有限公司","深圳长久康联生物科技有限公司","C04071403500003181720000029","CY212-12F","CY212-12F","导管内径2.4±0.2mm，导管外径4.0±0.2mm\n导管长度：300mm\n引流袋容量：650ML\n滴瓶容量：100ML\n是否为防逆流产品：是\n含测压板，用于脑室外引流、脑血肿腔外引流和脑脊液外引流"]
["16060","神经外科","11","11","颅骨连接片","PEEK连接片","/","/","已维护","国械注准20253130742","聚醚醚酮颅骨固定板","聚醚醚酮颅骨固定板","","深圳长久康联生物科技有限公司","深圳长久康联生物科技有限公司","C04010411803002181720000002","CLG-SK-22","CLG-SK-22","形状（直型）；孔数（四孔）\n长度（22mm）；厚度（1.0mm）"]
["16060","神经外科","11","11","颅骨连接片","PEEK连接片","/","/","已维护","国械注准20253130742","聚醚醚酮颅骨固定板","聚醚醚酮颅骨固定板","","深圳长久康联生物科技有限公司","深圳长久康联生物科技有限公司","C04010411803002181720000001","CLG-LK-18","CLG-LK-18","形状（直型）；孔数（两孔）\n长度（18mm）；厚度（1.0mm）"]
["16063","神经外科","14","14","颅骨盖孔板","PEEK盖孔板","/","/","已维护","国械注准20253130742","聚醚醚酮颅骨固定板","聚醚醚酮颅骨固定板","","深圳长久康联生物科技有限公司","深圳长久康联生物科技有限公司","C04010411803002181720000005","CLG-XH-28","CLG-XH-28","不带引流，形状（雪花）；孔数（六孔）\n长度（28mm）；厚度（1.0mm）"]
["16064","神经外科","16","16","颅骨钉","金属颅骨钉","/","/","未维护","国械注准20253132295","颅骨接骨螺钉","颅骨接骨螺钉","钛合金","深圳长久康联生物科技有限公司","深圳长久康联生物科技有限公司","","CL-1.6*4-1-S,CL-1.6*4-2-S,CL-1.6*4-4-S,CL-1.6*4-6-S,CL-1.6*5-1-S,CL-1.6*5-2-S,CL-1.6*5-4-S,CL-1.6*5-6-S,\nCL-1.9*5-1-S,CL-1.9*5-2-S,CL-1.9*5-4-S,CL-1.9*5-6-S,CL-1.9*6-1-S,CL-1.9*6-2-S,CL-1.9*6-4-S,CL-1.9*6-6-S","CL-1.6*4-1-S,CL-1.6*4-2-S,CL-1.6*4-4-S,CL-1.6*4-6-S,CL-1.6*5-1-S,CL-1.6*5-2-S,CL-1.6*5-4-S,CL-1.6*5-6-S,\nCL-1.9*5-1-S,CL-1.9*5-2-S,CL-1.9*5-4-S,CL-1.9*5-6-S,CL-1.9*6-1-S,CL-1.9*6-2-S,CL-1.9*6-4-S,CL-1.9*6-6-S",""]
["16069","神经外科","8","8","颅骨网","PEEK颅骨网板","/","/","已维护","国械注准20233131912","PEEK颅骨修复系统","PEEK颅骨修复系统","聚合物","宁波慈北医疗器械有限公司","宁波慈北医疗器械有限公司","C04010311803002077590000488","PLX1-C85K93G20H4","PLX1-C85K93G20H4","PEEK颅骨修复体，长8.5 厘米，宽 9.3厘米，面积 79.05平方厘米\n"]
["16071","神经外科","8","8","颅骨网","PEEK颅骨网板","/","/","已维护","国械注准20233131912","PEEK颅骨修复系统","PEEK颅骨修复系统","聚合物","宁波慈北医疗器械有限公司","宁波慈北医疗器械有限公司","C04010311803002077590000161","PLX1-C81K81G20H4","PLX1-C81K81G20H4","PEEK颅骨修复体，长 8.1厘米，宽8.1 厘米，面积65.61 平方厘米\n"]
["16072","神经外科","8","8","颅骨网","PEEK颅骨网板","/","/","已维护","国械注准20233131912","PEEK颅骨修复系统","PEEK颅骨修复系统","聚合物","宁波慈北医疗器械有限公司","宁波慈北医疗器械有限公司","C04010311803002077590000888","PLX1-C85K73G30H4","PLX1-C85K73G30H4","PEEK颅骨修复体，长 8.5厘米，宽7.3 厘米，面积 62.05平方厘米\n"]
["16073","神经外科","8","8","颅骨网","PEEK颅骨网板","/","/","已维护","国械注准20233131912","PEEK颅骨修复系统","PEEK颅骨修复系统","聚合物","宁波慈北医疗器械有限公司","宁波慈北医疗器械有限公司","C04010311803002077590000306","PLX1-C73K73G20H4","PLX1-C73K73G20H4","PEEK颅骨修复体，长7.3 厘米，宽7.3 厘米，面积53.29 平方厘米\n"]
["16074","神经外科","8","8","颅骨网","PEEK颅骨网板","/","/","已维护","国械注准20233131912","PEEK颅骨修复系统","PEEK颅骨修复系统","聚合物","宁波慈北医疗器械有限公司","宁波慈北医疗器械有限公司","C04010311803002077590000225","PLX1-C61K61G20H4","PLX1-C61K61G20H4","PEEK颅骨修复体，长6.1 厘米，宽6.1 厘米，面积37.21 平方厘米\n"]
["16075","神经外科","8","8","颅骨网","PEEK颅骨网板","/","/","已维护","国械注准20233131912","PEEK颅骨修复系统","PEEK颅骨修复系统","聚合物","宁波慈北医疗器械有限公司","宁波慈北医疗器械有限公司","C04010311803002077590001560","PLX1-C61K61G6H3","PLX1-C61K61G6H3","PEEK颅骨修复体，长6.1 厘米，宽 6.1厘米，面积 37.21平方厘米\n"]
["16076","神经外科","8","8","颅骨网","PEEK颅骨网板","/","/","已维护","国械注准20233131912","PEEK颅骨修复系统","PEEK颅骨修复系统","聚合物","宁波慈北医疗器械有限公司","宁波慈北医疗器械有限公司","C04010311803002077590001095","PLX1-C61K53G6H3","PLX1-C61K53G6H3","PEEK颅骨修复体，长 6.1厘米，宽 5.3厘米，面积 32.33平方厘米\n"]
["16077","神经外科","10","10","颅骨连接片","金属连接片","/","/","已维护","国械注准20153131763","微小型接骨板、螺钉系统","微小型接骨板、螺钉系统-接骨板","纯钛","深圳市沃尔德外科医疗器械技术有限公司","深圳市沃尔德外科医疗器械技术有限公司","C04010411801001056100000352","(直形接骨板)长度16mm 宽度4.5mm 厚度0.3mm 2孔","SNLS 01",""]
["16078","神经外科","10","10","颅骨连接片","金属连接片","/","/","已维护","国械注准20153131763","微小型接骨板、螺钉系统","微小型接骨板、螺钉系统-接骨板","纯钛","深圳市沃尔德外科医疗器械技术有限公司","深圳市沃尔德外科医疗器械技术有限公司","C04010411801001056100000066","（直形接骨板）长度16mm 宽度4.5mm 厚度0.6mm 2孔","SNLS 01",""]
["16081","神经外科","8","8","颅骨网","PEEK颅骨网板","/","/","已维护","国械注准20233130083","聚醚醚酮颅骨板","聚醚醚酮颅骨板","聚醚醚酮","","山东威高海星医疗器械有限公司","C04010311803002094550001379","175\t×\t30\t×\t4\tmm","HXSD1Z01","306.25cm²\n"]
["16081","神经外科","8","8","颅骨网","PEEK颅骨网板","/","/","已维护","国械注准20233130083","聚醚醚酮颅骨板","聚醚醚酮颅骨板","聚醚醚酮","","山东威高海星医疗器械有限公司","C04010311803002094550001113","165\t×\t30\t×\t4\tmm","HXSD1Z01","272.25cm²\n"]
["16081","神经外科","8","8","颅骨网","PEEK颅骨网板","/","/","已维护","国械注准20233130083","聚醚醚酮颅骨板","聚醚醚酮颅骨板","聚醚醚酮","","山东威高海星医疗器械有限公司","C04010311803002094550000815","155\t×\t30\t×\t4\tmm","HXSD1Z01","240.25cm²\n"]
["16082","神经外科","8","8","颅骨网","PEEK颅骨网板","/","/","已维护","国械注准20233131912","PEEK颅骨修复系统","PEEK颅骨修复系统","聚合物","宁波慈北医疗器械有限公司","宁波慈北医疗器械有限公司","C04010311803002077590001088","PLX1-C61K53G6H4","PLX1-C61K53G6H4","PEEK颅骨修复体，长6.1 厘米，宽5.3 厘米，面积32.33 平方厘米\n"]
["16083","神经外科","8","8","颅骨网","PEEK颅骨网板","/","/","已维护","国械注准20233131912","PEEK颅骨修复系统","PEEK颅骨修复系统","聚合物","宁波慈北医疗器械有限公司","宁波慈北医疗器械有限公司","C04010311803002077590001558","PLX1-C53K53G6H3","PLX1-C53K53G6H3","PEEK颅骨修复体，长5.3 厘米，宽5.3 厘米，面积28.09 平方厘米\n"]
["16085","神经外科","8","8","颅骨网","PEEK颅骨网板","/","/","已维护","国械注准20233131912","PEEK颅骨修复系统","PEEK颅骨修复系统","聚合物","宁波慈北医疗器械有限公司","宁波慈北医疗器械有限公司","C04010311803002077590001647","PLX1-C49K53G6H3","PLX1-C49K53G6H3","PEEK颅骨修复体，长4.9 厘米，宽5.3 厘米，面积 25.97平方厘米\n"]
["16087","神经外科","8","8","颅骨网","PEEK颅骨网板","/","/","已维护","国械注准20233131912","PEEK颅骨修复系统","PEEK颅骨修复系统","聚合物","宁波慈北医疗器械有限公司","宁波慈北医疗器械有限公司","C04010311803002077590001727","PLX1-C49K57G6H3","PLX1-C49K57G6H3","PEEK颅骨修复体，长4.9 厘米，宽5.7 厘米，面积 27.93平方厘米\n"]
["16089","神经外科","8","8","颅骨网","PEEK颅骨网板","/","/","已维护","国械注准20233131912","PEEK颅骨修复系统","PEEK颅骨修复系统","聚合物","宁波慈北医疗器械有限公司","宁波慈北医疗器械有限公司","C04010311803002077590001580","PLX1-C49K41G6H3","PLX1-C49K41G6H3","PEEK颅骨修复体，长4.9 厘米，宽4.1 厘米，面积 20.09平方厘米\n"]
["16090","神经外科","8","8","颅骨网","PEEK颅骨网板","/","/","已维护","国械注准20233131912","PEEK颅骨修复系统","PEEK颅骨修复系统","聚合物","宁波慈北医疗器械有限公司","宁波慈北医疗器械有限公司","C04010311803002077590001569","PLX1-C45K49G6H4","PLX1-C45K49G6H4","PEEK颅骨修复体，长4.5 厘米，宽4.9 厘米，面积22.05 平方厘米\n"]
["16092","神经外科","8","8","颅骨网","PEEK颅骨网板","/","/","已维护","国械注准20233131912","PEEK颅骨修复系统","PEEK颅骨修复系统","聚合物","宁波慈北医疗器械有限公司","宁波慈北医疗器械有限公司","C04010311803002077590001590","PLX1-C45K53G6H3","PLX1-C45K53G6H3","PEEK颅骨修复体，长 4.5厘米，宽5.3 厘米，面积23.85 平方厘米\n"]
["16095","神经外科","8","8","颅骨网","PEEK颅骨网板","/","/","已维护","国械注准20233131912","PEEK颅骨修复系统","PEEK颅骨修复系统","聚合物","宁波慈北医疗器械有限公司","宁波慈北医疗器械有限公司","C04010311803002077590001607","PLX1-C45K53G6H4","PLX1-C45K53G6H4","PEEK颅骨修复体，长4.5 厘米，宽 5.3厘米，面积 23.85平方厘米\n"]
["16098","神经外科","11","11","颅骨连接片","PEEK连接片","/","/","已维护","国械注准20253131090","聚醚醚酮颅颌面固定板","聚醚醚酮颅颌面固定板","PEEK","","山东威高海星医疗器械有限公司","C04010411803002094550000013","(四孔连接片(PEEK灭菌))24.1×1.0mm","HXSD5Z02S","1mm\n"]
["16098","神经外科","11","11","颅骨连接片","PEEK连接片","/","/","已维护","国械注准20253131090","聚醚醚酮颅颌面固定板","聚醚醚酮颅颌面固定板","PEEK","","山东威高海星医疗器械有限公司","C04010411803002094550000004","(两孔连接片(PEEK灭菌))18.2×1.0mm","HXSD5Z01S","1mm\n"]
["16099","神经外科","8","8","颅骨网","PEEK颅骨网板","/","/","已维护","国械注准20233131912","PEEK颅骨修复系统","PEEK颅骨修复系统","聚合物","宁波慈北医疗器械有限公司","宁波慈北医疗器械有限公司","C04010311803002077590001627","PLX1-C45K49G6H3","PLX1-C45K49G6H3","PEEK颅骨修复体，长4.5 厘米，宽4.9 厘米，面积22.05 平方厘米\n"]
["16101","神经外科","8","8","颅骨网","PEEK颅骨网板","/","/","已维护","国械注准20233131912","PEEK颅骨修复系统","PEEK颅骨修复系统","聚合物","宁波慈北医疗器械有限公司","宁波慈北医疗器械有限公司","C04010311803002077590001133","PLX1-C41K45G6H2","PLX1-C41K45G6H2","PEEK颅骨修复体，长4.1 厘米，宽4.5 厘米，面积 18.45平方厘米\n"]
["16102","神经外科","14","14","颅骨盖孔板","PEEK盖孔板","/","/","已维护","国械注准20253131090","聚醚醚酮颅颌面固定板","聚醚醚酮颅颌面固定板","PEEK","","山东威高海星医疗器械有限公司","C04010411803002094550000008","(雪花片(PEEK灭菌))26.6×1.0mm","HXSD5Z03S","1mm\n"]
["16103","神经外科","8","8","颅骨网","PEEK颅骨网板","/","/","已维护","国械注准20233131912","PEEK颅骨修复系统","PEEK颅骨修复系统","聚合物","宁波慈北医疗器械有限公司","宁波慈北医疗器械有限公司","C04010311803002077590001393","PLX1-C41K41G6H2","PLX1-C41K41G6H2","PEEK颅骨修复体，长4.1 厘米，宽4.1 厘米，面积16.81 平方厘米\n"]
["16105","神经外科","8","8","颅骨网","PEEK颅骨网板","/","/","已维护","国械注准20233131912","PEEK颅骨修复系统","PEEK颅骨修复系统","聚合物","宁波慈北医疗器械有限公司","宁波慈北医疗器械有限公司","C04010411803002077590000853","PLX1-C41K17G6H2","PLX1-C41K17G6H2","PEEK颅骨修复体，长4.1 厘米，宽1.7 厘米，面积6.97 平方厘米\n"]
["16106","神经外科","8","8","颅骨网","PEEK颅骨网板","/","/","已维护","国械注准20233131912","PEEK颅骨修复系统","PEEK颅骨修复系统","聚合物","宁波慈北医疗器械有限公司","宁波慈北医疗器械有限公司","C04010511800000077590000069","PLX1-C41K37G6H2","PLX1-C41K37G6H2","PEEK颅骨修复体，长4.1 厘米，宽 3.7厘米，面积 15.17平方厘米\n"]
["16108","神经外科","8","8","颅骨网","PEEK颅骨网板","/","/","已维护","国械注准20233131912","PEEK颅骨修复系统","PEEK颅骨修复系统","聚合物","宁波慈北医疗器械有限公司","宁波慈北医疗器械有限公司","C04010511800000077590000024","PLX1-C81K85G20H4","PLX1-C81K85G20H4","PEEK颅骨修复体，长8.1 厘米，宽8.5 厘米，面积68.85 平方厘米\n"]
["16110","神经外科","8","8","颅骨网","PEEK颅骨网板","/","/","已维护","国械注准20233131912","PEEK颅骨修复系统","PEEK颅骨修复系统","聚合物","宁波慈北医疗器械有限公司","宁波慈北医疗器械有限公司","C04010411803002077590000441","PLX1-C69K69G20H4","PLX1-C69K69G20H4","PEEK颅骨修复体，长6.9 厘米，宽 6.9厘米，面积 47.61平方厘米\n"]
["16112","神经外科","8","8","颅骨网","PEEK颅骨网板","/","/","已维护","国械注准20233131912","PEEK颅骨修复系统","PEEK颅骨修复系统","聚合物","宁波慈北医疗器械有限公司","宁波慈北医疗器械有限公司","C04010411803002077590000823","PLX1-C21K33G6H2","PLX1-C21K33G6H2","PEEK颅骨修复体，长2.1 厘米，宽3.3 厘米，面积6.93 平方厘米\n"]
["16115","神经外科","8","8","颅骨网","PEEK颅骨网板","/","/","已维护","国械注准20233131912","PEEK颅骨修复系统","PEEK颅骨修复系统","聚合物","宁波慈北医疗器械有限公司","宁波慈北医疗器械有限公司","C04010411803002077590000819","PLX1-C21K17G6H2","PLX1-C21K17G6H2","PEEK颅骨修复体，长2.1 厘米，宽 1.7厘米，面积 3.57平方厘米\n"]
["16117","神经外科","8","8","颅骨网","PEEK颅骨网板","/","/","已维护","国械注准20233131912","PEEK颅骨修复系统","PEEK颅骨修复系统","聚合物","宁波慈北医疗器械有限公司","宁波慈北医疗器械有限公司","C04010511800000077590000054","PLX1-C21K37G6H2","PLX1-C21K37G6H2","PEEK颅骨修复体，长2.1 厘米，宽3.7 厘米，面积 7.77平方厘米\n"]
["16120","神经外科","8","8","颅骨网","PEEK颅骨网板","/","/","已维护","国械注准20233131912","PEEK颅骨修复系统","PEEK颅骨修复系统","聚合物","宁波慈北医疗器械有限公司","宁波慈北医疗器械有限公司","C04010511800000077590000067","PLX1-C33K37G6H2","PLX1-C33K37G6H2","PEEK颅骨修复体，长3.3 厘米，宽 3.7厘米，面积12.21 平方厘米\n"]
["16123","神经外科","8","8","颅骨网","PEEK颅骨网板","/","/","已维护","国械注准20233131912","PEEK颅骨修复系统","PEEK颅骨修复系统","聚合物","宁波慈北医疗器械有限公司","宁波慈北医疗器械有限公司","C04010511800000077590000074","PLX1-C37K37G6H2","PLX1-C37K37G6H2","PEEK颅骨修复体，长3.7 厘米，宽 3.7厘米，面积13.69 平方厘米\n"]
["16125","神经外科","8","8","颅骨网","PEEK颅骨网板","/","/","已维护","国械注准20233131912","PEEK颅骨修复系统","PEEK颅骨修复系统","聚合物","宁波慈北医疗器械有限公司","宁波慈北医疗器械有限公司","C04010511800000077590000056","PLX1-C17K37G6H2","PLX1-C17K37G6H2","PEEK颅骨修复体，长1.7 厘米，宽 3.7厘米，面积6.29 平方厘米\n"]
["16137","神经外科","15","15","颅骨盖孔板","可吸收盖孔板","/","/","已维护","国械注进20183131801","可吸收固定系统RapidSorb Resorbable Implant System","可吸收固定系统-接骨板","L-丙交醋-乙交酯共聚物","辛迪思有限公司 Synthes GmbH","强生(上海)医疗器材有限公司","C04010411803001090980000009","1.5盖孔板，快速可吸收，8孔，直径21mm,厚0.5mm,无菌包装","851.506.01S","1.5盖孔板，快速可吸收，8孔，直径21mm,厚0.5mm,无菌包装\n"]
["16138","神经外科","16","16","颅骨钉","金属颅骨钉","/","/","已维护","国械注准20153131763","微小型接骨板、螺钉系统","微小型接骨板、螺钉系统-螺钉","钛合金","深圳市沃尔德外科医疗器械技术有限公司","深圳市沃尔德外科医疗器械技术有限公司","C04010111802000056100002782","（自攻自钻钉）直径2.0mm 长度4mm 灭菌包装","NLLPSD02",""]
["16139","神经外科","16","16","颅骨钉","金属颅骨钉","/","/","已维护","国械注准20153131763","微小型接骨板、螺钉系统","微小型接骨板、螺钉系统-螺钉","钛合金","深圳市沃尔德外科医疗器械技术有限公司","深圳市沃尔德外科医疗器械技术有限公司","C04010111802000056100002784","（自攻自钻钉）直径2.0mm 长度5mm 灭菌包装","NLLPSD02",""]
["16140","神经外科","2","2","颅骨锁","PEEK颅骨锁","/","/","已维护","国械注准20243130655","聚醚醚酮颅骨锁","聚醚醚酮颅骨锁","聚醚醚酮","深圳市沃尔德外科医疗器械技术有限公司","深圳市沃尔德外科医疗器械技术有限公司","C04010211802002056100000001","12mm（灭菌）","PCFS1-L",""]
["16142","神经外科","2","2","颅骨锁","PEEK颅骨锁","/","/","已维护","国械注准20243130655","聚醚醚酮颅骨锁","聚醚醚酮颅骨锁","聚醚醚酮","深圳市沃尔德外科医疗器械技术有限公司","深圳市沃尔德外科医疗器械技术有限公司","C04010211802002056100000002","16mm（灭菌）","PCFS1-M",""]
["16143","神经外科","2","2","颅骨锁","PEEK颅骨锁","/","/","已维护","国械注准20243130655","聚醚醚酮颅骨锁","聚醚醚酮颅骨锁","聚醚醚酮","深圳市沃尔德外科医疗器械技术有限公司","深圳市沃尔德外科医疗器械技术有限公司","C04010211802002056100000003","22mm（灭菌）","PCFS1-B",""]
["16145","神经外科","13","13","颅骨盖孔板","金属盖孔板","/","/","已维护","国械注准20153131763","微小型接骨板、螺钉系统","微小型接骨板、螺钉系统-接骨板","纯钛","深圳市沃尔德外科医疗器械技术有限公司","深圳市沃尔德外科医疗器械技术有限公司","C04010411801001056100000355","(0形接骨板)长度18mm 宽度3.3mm 厚度0.3mm 6孔","ONLS 07",""]
["16148","神经外科","16","16","颅骨钉","金属颅骨钉","/","/","已维护","国械注准20153132158","钛合金螺钉","钛合金螺钉","钛合金","","宁波慈北医疗器械有限公司","C04010111802000077590000444","内固定专用，十字槽旋动，螺纹外径(mm)×螺钉长度(mm)：1.5×5D2.7，(D(mm):头部直径)","MA102-1.5×5D2.7","钛合金螺钉，螺纹直径1.5mm，长度5mm，头部直径2.7mm，自攻自钻"]
["16150","神经外科","24","24","脑脊液体外引流系统","带测压装置脑室外引流系统","/","/","已维护","鲁械注准20242140621","颅脑外引流装置","颅脑外引流装置","硅胶","山东安得医疗用品股份有限公司","山东安得医疗用品股份有限公司","C04071312200000115610000004","QV106C","QV106C",""]
["16150","神经外科","24","24","脑脊液体外引流系统","带测压装置脑室外引流系统","/","/","已维护","鲁械注准20242140621","颅脑外引流装置","颅脑外引流装置","硅胶","山东安得医疗用品股份有限公司","山东安得医疗用品股份有限公司","C04071312200000115610000010","QV108C","QV108C",""]
["16150","神经外科","24","24","脑脊液体外引流系统","带测压装置脑室外引流系统","/","/","已维护","鲁械注准20242140621","颅脑外引流装置","颅脑外引流装置","硅胶","山东安得医疗用品股份有限公司","山东安得医疗用品股份有限公司","C04071312200000115610000006","QV110C","QV110C",""]
["16150","神经外科","24","24","脑脊液体外引流系统","带测压装置脑室外引流系统","/","/","已维护","鲁械注准20242140621","颅脑外引流装置","颅脑外引流装置","硅胶","山东安得医疗用品股份有限公司","山东安得医疗用品股份有限公司","C04071312200000115610000002","QV112C","QV112C",""]
["16150","神经外科","24","24","脑脊液体外引流系统","带测压装置脑室外引流系统","/","/","已维护","鲁械注准20242140621","颅脑外引流装置","颅脑外引流装置","硅胶","山东安得医疗用品股份有限公司","山东安得医疗用品股份有限公司","C04071312200000115610000005","QV114C","QV114C",""]
["16150","神经外科","24","24","脑脊液体外引流系统","带测压装置脑室外引流系统","/","/","已维护","鲁械注准20242140621","颅脑外引流装置","颅脑外引流装置","硅胶","山东安得医疗用品股份有限公司","山东安得医疗用品股份有限公司","C04071312200000115610000003","QV116C","QV116C",""]
["16150","神经外科","24","24","脑脊液体外引流系统","带测压装置脑室外引流系统","/","/","已维护","鲁械注准20242140621","颅脑外引流装置","颅脑外引流装置","硅胶","山东安得医疗用品股份有限公司","山东安得医疗用品股份有限公司","C04071312200000115610000011","QV118C","QV118C",""]
["16150","神经外科","24","24","脑脊液体外引流系统","带测压装置脑室外引流系统","/","/","已维护","鲁械注准20242140621","颅脑外引流装置","颅脑外引流装置","硅胶","山东安得医疗用品股份有限公司","山东安得医疗用品股份有限公司","C04071312200000115610000001","QV120C","QV120C",""]
["16150","神经外科","24","24","脑脊液体外引流系统","带测压装置脑室外引流系统","/","/","已维护","鲁械注准20242140621","颅脑外引流装置","颅脑外引流装置","硅胶","山东安得医疗用品股份有限公司","山东安得医疗用品股份有限公司","C04071312200000115610000008","QV122C","QV122C",""]
["16150","神经外科","24","24","脑脊液体外引流系统","带测压装置脑室外引流系统","/","/","已维护","鲁械注准20242140621","颅脑外引流装置","颅脑外引流装置","硅胶","山东安得医疗用品股份有限公司","山东安得医疗用品股份有限公司","C04071312200000115610000009","QV124C","QV124C",""]
["16150","神经外科","24","24","脑脊液体外引流系统","带测压装置脑室外引流系统","/","/","已维护","鲁械注准20242140621","颅脑外引流装置","颅脑外引流装置","硅胶","山东安得医疗用品股份有限公司","山东安得医疗用品股份有限公司","C04071312200000115610000012","QV210C","QV210C",""]
["16150","神经外科","24","24","脑脊液体外引流系统","带测压装置脑室外引流系统","/","/","已维护","鲁械注准20242140621","颅脑外引流装置","颅脑外引流装置","硅胶","山东安得医疗用品股份有限公司","山东安得医疗用品股份有限公司","C04071312200000115610000013","QV212C","QV212C",""]
["16150","神经外科","24","24","脑脊液体外引流系统","带测压装置脑室外引流系统","/","/","已维护","鲁械注准20242140621","颅脑外引流装置","颅脑外引流装置","硅胶","山东安得医疗用品股份有限公司","山东安得医疗用品股份有限公司","C04071312200000115610000007","QV214C","QV214C",""]
["16155","神经外科","13","13","颅骨盖孔板","金属盖孔板","/","/","已维护","国械注准20153131763","微小型接骨板、螺钉系统","微小型接骨板、螺钉系统-接骨板","纯钛","深圳市沃尔德外科医疗器械技术有限公司","深圳市沃尔德外科医疗器械技术有限公司","C04010411801001056100000241","(0形接骨板) 长度22mm 宽度3.3mm 厚度0.3mm 6孔","ONLS 07",""]
["16158","神经外科","26","26","脑脊液体外引流系统","腰椎外引流系统","/","/","已维护","鲁械注准20242140621","颅脑外引流装置","颅脑外引流装置","硅胶","山东安得医疗用品股份有限公司","山东安得医疗用品股份有限公司","C04071403500003115610000036","QL104A","QL104A",""]
["16158","神经外科","26","26","脑脊液体外引流系统","腰椎外引流系统","/","/","已维护","鲁械注准20242140621","颅脑外引流装置","颅脑外引流装置","硅胶","山东安得医疗用品股份有限公司","山东安得医疗用品股份有限公司","C04071403500003115610000049","QL104B","QL104B",""]
["16158","神经外科","26","26","脑脊液体外引流系统","腰椎外引流系统","/","/","已维护","鲁械注准20242140621","颅脑外引流装置","颅脑外引流装置","硅胶","山东安得医疗用品股份有限公司","山东安得医疗用品股份有限公司","C04071403500003115610000032","QL105A","QL105A",""]
["16158","神经外科","26","26","脑脊液体外引流系统","腰椎外引流系统","/","/","已维护","鲁械注准20242140621","颅脑外引流装置","颅脑外引流装置","硅胶","山东安得医疗用品股份有限公司","山东安得医疗用品股份有限公司","C04071403500003115610000052","QL105B","QL105B",""]
["16159","神经外科","25","25","脑脊液体外引流系统","特殊涂层脑室外引流系统","/","/","已维护","粤械注准20232140306","一次性使用颅脑外引流套件","一次性使用颅脑外引流套件","PVC、硅橡胶、PC、不锈钢、TPU、ABS","深圳长久康联生物科技有限公司","深圳长久康联生物科技有限公司","C04071403500001181720000002","CY222-12F","CY222-12F","导管内径2.4±0.2mm，导管外径4.0±0.2mm\n导管长度：300mm\n引流袋容量：650ML\n滴瓶容量：100ML\n是否为防逆流产品：是\n含测压板，用于脑室外引流、脑血肿腔外引流和脑脊液外引流\n亲水涂层：聚乙烯吡咯烷酮（PVP）涂层"]
["16159","神经外科","25","25","脑脊液体外引流系统","特殊涂层脑室外引流系统","/","/","已维护","粤械注准20232140306","一次性使用颅脑外引流套件","一次性使用颅脑外引流套件","PVC、硅橡胶、PC、不锈钢、TPU、ABS","深圳长久康联生物科技有限公司","深圳长久康联生物科技有限公司","C04071403500001181720000005","CY222-14F","CY222-14F","导管内径2.8±0.2mm，导管外径4.7±0.2mm\n导管长度：300mm\n引流袋容量：650ML\n滴瓶容量：100ML\n是否为防逆流产品：是\n含测压板，用于脑室外引流、脑血肿腔外引流和脑脊液外引流\n亲水涂层：聚乙烯吡咯烷酮（PVP）涂层"]
["16159","神经外科","25","25","脑脊液体外引流系统","特殊涂层脑室外引流系统","/","/","已维护","粤械注准20232140306","一次性使用颅脑外引流套件","一次性使用颅脑外引流套件","PVC、硅橡胶、PC、不锈钢、TPU、ABS","深圳长久康联生物科技有限公司","深圳长久康联生物科技有限公司","C04071403500001181720000027","CY222-8F","CY222-8F","导管内径1.3±0.2mm，导管外径2.7±0.2mm\n导管长度：300mm\n引流袋容量：650ML\n滴瓶容量：100ML\n是否为防逆流产品：是\n含测压板，用于脑室外引流、脑血肿腔外引流和脑脊液外引流\n亲水涂层：聚乙烯吡咯烷酮（PVP）涂层"]
["16159","神经外科","25","25","脑脊液体外引流系统","特殊涂层脑室外引流系统","/","/","已维护","粤械注准20232140306","一次性使用颅脑外引流套件","一次性使用颅脑外引流套件","PVC、硅橡胶、PC、不锈钢、TPU、ABS","深圳长久康联生物科技有限公司","深圳长久康联生物科技有限公司","C04071403500001181720000030","CY222-10F","CY222-10F","导管内径2.0±0.2mm，导管外径3.3±0.2mm\n导管长度：300mm\n引流袋容量：650ML\n滴瓶容量：100ML\n是否为防逆流产品：是\n含测压板，用于脑室外引流、脑血肿腔外引流和脑脊液外引流\n亲水涂层：聚乙烯吡咯烷酮（PVP）涂层"]
["16161","神经外科","16","16","颅骨钉","金属颅骨钉","/","/","已维护","国械注准20243130857","颅骨钛网板系统","颅骨钛网板系统-螺钉","钛合金","宁波慈北医疗器械有限公司","宁波慈北医疗器械有限公司","C04010111802000077590000216","23.302.030S","23.302.030S","钛合金颅骨钉，螺纹直径2mm，长度5mm，自攻自钻低切迹"]
["16162","神经外科","16","16","颅骨钉","金属颅骨钉","/","/","已维护","国械注准20243130857","颅骨钛网板系统","颅骨钛网板系统-螺钉","钛合金","宁波慈北医疗器械有限公司","宁波慈北医疗器械有限公司","C04010111802000077590000234","23.302.029S","23.302.029S","钛合金颅骨钉，螺纹直径2mm，长度4.5mm，自攻自钻低切迹"]
["16163","神经外科","10","10","颅骨连接片","金属连接片","/","/","已维护","国械注准20243130857","颅骨钛网板系统","颅骨钛网板系统-钛板","纯钛","宁波慈北医疗器械有限公司","宁波慈北医疗器械有限公司","C04010411801001077590000849","23.101.002S","23.101.002S","两孔连接片，厚度0.4mm，长度15.2mm"]
["16164","神经外科","10","10","颅骨连接片","金属连接片","/","/","已维护","国械注准20243130857","颅骨钛网板系统","颅骨钛网板系统-钛板","纯钛","宁波慈北医疗器械有限公司","宁波慈北医疗器械有限公司","C04010411801001077590000749","23.101.006S","23.101.006S","两孔连接片，厚度0.5mm，长度15.2mm"]
["16166","神经外科","10","10","颅骨连接片","金属连接片","/","/","已维护","国械注准20243130857","颅骨钛网板系统","颅骨钛网板系统-钛板","纯钛","宁波慈北医疗器械有限公司","宁波慈北医疗器械有限公司","C04010411801001077590000823","23.101.010S","23.101.010S","两孔连接片，厚度0.6mm，长度15.2mm"]
["16167","神经外科","10","10","颅骨连接片","金属连接片","/","/","已维护","国械注准20243130857","颅骨钛网板系统","颅骨钛网板系统-钛板","纯钛","宁波慈北医疗器械有限公司","宁波慈北医疗器械有限公司","C04010411801001077590000731","23.102.001S","23.102.001S","四孔连接片，厚度0.4mm，长度24.2mm"]
["16168","神经外科","13","13","颅骨盖孔板","金属盖孔板","/","/","已维护","国械注准20243130857","颅骨钛网板系统","颅骨钛网板系统-钛板","纯钛","宁波慈北医疗器械有限公司","宁波慈北医疗器械有限公司","C04010411801001077590000766","23.111.001S","23.111.001S","雪花型盖孔板，6孔，厚度0.4mm，直径26mm"]
["16169","神经外科","13","13","颅骨盖孔板","金属盖孔板","/","/","已维护","国械注准20243130857","颅骨钛网板系统","颅骨钛网板系统-钛板","纯钛","宁波慈北医疗器械有限公司","宁波慈北医疗器械有限公司","C04010411801001077590000761","23.115.001S","23.115.001S","雪花型盖孔板，厚度0.4mm，5孔，侧边引流孔，直径26mm"]
["16172","神经外科","4","4","颅骨锁","可吸收颅骨锁","/","/","已维护","国械注准20243131894","可吸收颅骨内固定系统","可吸收颅骨内固定系统","","大博医疗科技股份有限公司","大博医疗科技股份有限公司","C04010211802001004190000001","长度12mm","BASP-O",""]
["16173","神经外科","4","4","颅骨锁","可吸收颅骨锁","/","/","已维护","国械注准20243131894","可吸收颅骨内固定系统","可吸收颅骨内固定系统","","大博医疗科技股份有限公司","大博医疗科技股份有限公司","C04010211802001004190000002","长度14mm","BASP-O",""]
["16177","神经外科","8","8","颅骨网","PEEK颅骨网板","/","/","已维护","国械注准20223130332","颅骨修补重建系统","颅骨修补重建系统-网板","聚醚醚酮","大博医疗科技股份有限公司","大博医疗科技股份有限公司","C04010311803002004190000754","长度62mm 宽度50mm 灭菌包装","FYY",""]
["16179","神经外科","8","8","颅骨网","PEEK颅骨网板","/","/","已维护","国械注准20223130332","颅骨修补重建系统","颅骨修补重建系统-网板","聚醚醚酮","大博医疗科技股份有限公司","大博医疗科技股份有限公司","C04010311803002004190000762","长度50mm 宽度50mm 灭菌包装","FYY",""]
["16180","神经外科","8","8","颅骨网","PEEK颅骨网板","/","/","已维护","国械注准20223130332","颅骨修补重建系统","颅骨修补重建系统-网板","聚醚醚酮","大博医疗科技股份有限公司","大博医疗科技股份有限公司","C04010311803002004190000802","长度66mm 宽度62mm 灭菌包装","FYY",""]
["16181","神经外科","5","5","颅骨网","金属颅骨网板（二维）","/","/","已维护","国械注准20243130857","颅骨钛网板系统","颅骨钛网板系统-颅骨网板","纯钛","宁波慈北医疗器械有限公司","宁波慈北医疗器械有限公司","C04010311801002077590000291","23.001.049","23.001.049","二维硬钛网，厚度0.6mm，长18厘米，宽18.55厘米，面积333.9平方厘米"]
["16182","神经外科","8","8","颅骨网","PEEK颅骨网板","/","/","已维护","国械注准20223130332","颅骨修补重建系统","颅骨修补重建系统","聚醚醚酮","大博医疗科技股份有限公司","大博医疗科技股份有限公司","C04010411803002004190001905","长度54mm 宽度54mm 灭菌包装","FYY",""]
["16183","神经外科","8","8","颅骨网","PEEK颅骨网板","/","/","已维护","国械注准20223130332","颅骨修补重建系统","颅骨修补重建系统","聚醚醚酮","大博医疗科技股份有限公司","大博医疗科技股份有限公司","C04010411803002004190001916","长度58mm 宽度54mm 灭菌包装","FYY",""]
["16184","神经外科","6","6","颅骨网","金属颅骨网板（三维）","/","/","已维护","国械注准20243130857","颅骨钛网板系统","颅骨钛网板系统-颅骨网板","纯钛","宁波慈北医疗器械有限公司","宁波慈北医疗器械有限公司","C04010311801004077590000625","23.003.049","23.003.049","三维软钛网，厚度0.6mm，长17.2厘米，宽17.82厘米，面积306.504平方厘米"]
["16185","神经外科","8","8","颅骨网","PEEK颅骨网板","/","/","已维护","国械注准20223130332","颅骨修补重建系统","颅骨修补重建系统","聚醚醚酮","大博医疗科技股份有限公司","大博医疗科技股份有限公司","C04010411803002004190001940","长度66mm 宽度54mm 灭菌包装","FYY",""]
["16186","神经外科","8","8","颅骨网","PEEK颅骨网板","/","/","已维护","国械注准20223130332","颅骨修补重建系统","颅骨修补重建系统","聚醚醚酮","大博医疗科技股份有限公司","大博医疗科技股份有限公司","C04010411803002004190001942","长度62mm 宽度58mm 灭菌包装","FYY",""]
["16190","神经外科","9","9","颅骨网","可吸收颅骨网板","/","/","已维护","国械注准20243131894","可吸收颅骨内固定系统","可吸收颅骨内固定系统","","大博医疗科技股份有限公司","大博医疗科技股份有限公司","C04010411803001004190000009","长度10mm 4孔","BASP-O",""]
["16191","神经外科","9","9","颅骨网","可吸收颅骨网板","/","/","已维护","国械注准20243131894","可吸收颅骨内固定系统","可吸收颅骨内固定系统","","","大博医疗科技股份有限公司","C04010411803001004190000015","长度10mm 5孔","BASP-O",""]
["16192","神经外科","11","11","颅骨连接片","PEEK连接片","/","/","已维护","国械注准20253130574","聚醚醚酮颅骨接骨板","聚醚醚酮颅骨接骨板","","大博医疗科技股份有限公司","大博医疗科技股份有限公司","C04010411803002004190002011","(直形连接板)长度18mm 厚度0.8mm 非灭菌包装","SL Ⅱ 01",""]
["16193","神经外科","8","8","颅骨网","PEEK颅骨网板","/","/","已维护","国械注准20233131912","PEEK颅骨修复系统","PEEK颅骨修复系统","聚合物","宁波慈北医疗器械有限公司","宁波慈北医疗器械有限公司","C04010311803002077590001385","PLX1-C33K25G6H2","PLX1-C33K25G6H2","PEEK颅骨修复体，长 3.3厘米，宽 2.5厘米，面积 8.25平方厘米\n"]
["16194","神经外科","11","11","颅骨连接片","PEEK连接片","/","/","已维护","国械注准20253130574","聚醚醚酮颅骨接骨板","聚醚醚酮颅骨接骨板","","大博医疗科技股份有限公司","大博医疗科技股份有限公司","C04010411803002004190002102","(直形连接板)长度18mm 厚度0.8mm 灭菌包装","SL Ⅱ 01",""]
["16195","神经外科","8","8","颅骨网","PEEK颅骨网板","/","/","已维护","国械注准20233131912","PEEK颅骨修复系统","PEEK颅骨修复系统","聚合物","宁波慈北医疗器械有限公司","宁波慈北医疗器械有限公司","C04010311803002077590001730","PLX1-C45K33G6H3","PLX1-C45K33G6H3","PEEK颅骨修复体，长4.5 厘米，宽 3.3厘米，面积14.85 平方厘米\n"]
["16197","神经外科","12","12","颅骨连接片","可吸收连接片","/","/","已维护","国械注准20243131894","可吸收颅骨内固定系统","可吸收颅骨内固定系统","","大博医疗科技股份有限公司","大博医疗科技股份有限公司","C04010411803001004190000017","长度23mm 6孔 宽度15mm 厚度1.5mm","BASP-X",""]
["16198","神经外科","8","8","颅骨网","PEEK颅骨网板","/","/","已维护","国械注准20233131912","PEEK颅骨修复系统","PEEK颅骨修复系统","聚合物","宁波慈北医疗器械有限公司","宁波慈北医疗器械有限公司","C04010311803002077590001558","PLX1-C53K53G6H3","PLX1-C53K53G6H3","PEEK颅骨修复体，长5.3 厘米，宽5.3 厘米，面积28.09 平方厘米\n"]
["16200","神经外科","12","12","颅骨连接片","可吸收连接片","/","/","已维护","国械注准20243131894","可吸收颅骨内固定系统","可吸收颅骨内固定系统","","大博医疗科技股份有限公司","大博医疗科技股份有限公司","C04010411803001004190000025","长度22mm 4孔 宽度5mm 厚度1.5mm","BASP-S",""]
["16202","神经外科","8","8","颅骨网","PEEK颅骨网板","/","/","已维护","国械注准20233131912","PEEK颅骨修复系统","PEEK颅骨修复系统","聚合物","宁波慈北医疗器械有限公司","宁波慈北医疗器械有限公司","C04010311803002077590001643","PLX1-C45K41G6H3","PLX1-C45K41G6H3","PEEK颅骨修复体，长4.5 厘米，宽4.1 厘米，面积 18.45平方厘米\n"]
["16203","神经外科","12","12","颅骨连接片","可吸收连接片","/","/","已维护","国械注准20243131894","可吸收颅骨内固定系统","可吸收颅骨内固定系统","","大博医疗科技股份有限公司","大博医疗科技股份有限公司","C04010411803001004190000032","长度26mm 4孔 宽度5mm 厚度1.5mm","BASP-S",""]
["16205","神经外科","12","12","颅骨连接片","可吸收连接片","/","/","已维护","国械注准20243131894","可吸收颅骨内固定系统","可吸收颅骨内固定系统","","大博医疗科技股份有限公司","大博医疗科技股份有限公司","C04010411803001004190000006","长度28mm 4孔 宽度5mm 厚度1.5mm","BASP-S",""]
["16207","神经外科","8","8","颅骨网","PEEK颅骨网板","/","/","已维护","国械注准20233131912","PEEK颅骨修复系统","PEEK颅骨修复系统","聚合物","宁波慈北医疗器械有限公司","宁波慈北医疗器械有限公司","C04010311803002077590001600","PLX1-C45K41G6H4","PLX1-C45K41G6H4","PEEK颅骨修复体，长4.5 厘米，宽4.1 厘米，面积18.45 平方厘米\n"]
["16209","神经外科","14","14","颅骨盖孔板","PEEK盖孔板","/","/","已维护","国械注准20253130574","聚醚醚酮颅骨接骨板","聚醚醚酮颅骨接骨板","","大博医疗科技股份有限公司","大博医疗科技股份有限公司","C04010411803002004190002120","(O形连接板)长度26.6mm 厚度0.8mm 灭菌包装","OLⅠ 01",""]
["16211","神经外科","14","14","颅骨盖孔板","PEEK盖孔板","/","/","已维护","国械注准20253130574","聚醚醚酮颅骨接骨板","聚醚醚酮颅骨接骨板","","大博医疗科技股份有限公司","大博医疗科技股份有限公司","C04010411803002004190002125","(O形连接板)长度30.6mm 厚度0.8mm 灭菌包装","OLⅠ 01",""]
["16214","神经外科","14","14","颅骨盖孔板","PEEK盖孔板","/","/","已维护","国械注准20253130574","聚醚醚酮颅骨接骨板","聚醚醚酮颅骨接骨板","","大博医疗科技股份有限公司","大博医疗科技股份有限公司","C04010411803002004190001977","(O形连接板)长度26.6mm 厚度0.8mm 灭菌包装","OLⅠ 02",""]
["16215","神经外科","14","14","颅骨盖孔板","PEEK盖孔板","/","/","已维护","国械注准20253130574","聚醚醚酮颅骨接骨板","聚醚醚酮颅骨接骨板","","大博医疗科技股份有限公司","大博医疗科技股份有限公司","C04010411803002004190002070","(O形连接板)长度30.6mm 厚度0.8mm 灭菌包装","OLⅠ 02",""]
["16217","神经外科","15","15","颅骨盖孔板","可吸收盖孔板","/","/","已维护","国械注准20243131894","可吸收颅骨内固定系统","可吸收颅骨内固定系统","","大博医疗科技股份有限公司","大博医疗科技股份有限公司","C04010411803001004190000016","长度20mm 5孔","BASP-O",""]
["16220","神经外科","15","15","颅骨盖孔板","可吸收盖孔板","/","/","已维护","国械注准20243131894","可吸收颅骨内固定系统","可吸收颅骨内固定系统","","大博医疗科技股份有限公司","大博医疗科技股份有限公司","C04010411803001004190000014","长度22mm 5孔","BASP-O",""]
["16222","神经外科","16","16","颅骨钉","金属颅骨钉","/","/","已维护","国械注准20223130332","颅骨修补重建系统","颅骨修补重建系统-螺钉","钛合金","大博医疗科技股份有限公司","大博医疗科技股份有限公司","C04010111802000004190000003","(自攻自钻钉)直径2.0mm 长度6mm灭菌包装","QSD 01",""]
["16224","神经外科","17","17","颅骨钉","可吸收颅骨钉","/","/","已维护","国械注准20243131894","可吸收颅骨内固定系统","可吸收颅骨内固定系统-螺钉","","大博医疗科技股份有限公司","大博医疗科技股份有限公司","C04010111803001004190000005","直径2.2mm 长度5mm","BASS-PTQ01",""]
["16225","神经外科","17","17","颅骨钉","可吸收颅骨钉","/","/","已维护","国械注准20243131894","可吸收颅骨内固定系统","可吸收颅骨内固定系统-螺钉","","大博医疗科技股份有限公司","大博医疗科技股份有限公司","C04010111803001004190000011","直径2.3mm 长度5mm","BASS-PTQ01",""]
["16234","神经外科","8","8","颅骨网","PEEK颅骨网板","/","/","已维护","国械注准20233131912","PEEK颅骨修复系统","PEEK颅骨修复系统","聚合物","宁波慈北医疗器械有限公司","宁波慈北医疗器械有限公司","C04010311803002077590001562","PLX1-C57K45G12H5","PLX1-C57K45G12H5","PEEK颅骨修复体，长5.7 厘米，宽4.5 厘米，面积25.65 平方厘米\n"]
["16236","神经外科","8","8","颅骨网","PEEK颅骨网板","/","/","已维护","国械注准20233131912","PEEK颅骨修复系统","PEEK颅骨修复系统","聚合物","宁波慈北医疗器械有限公司","宁波慈北医疗器械有限公司","C04010311803002077590001561","PLX1-C57K45G12H6","PLX1-C57K45G12H6","PEEK颅骨修复体，长5.7 厘米，宽 4.5厘米，面积 25.65平方厘米\n"]
["16237","神经外科","8","8","颅骨网","PEEK颅骨网板","/","/","已维护","国械注准20233131912","PEEK颅骨修复系统","PEEK颅骨修复系统","聚合物","宁波慈北医疗器械有限公司","宁波慈北医疗器械有限公司","C04010311803002077590001559","PLX1-C61K49G12H5","PLX1-C61K49G12H5","PEEK颅骨修复体，长6.1 厘米，宽4.9 厘米，面积29.89 平方厘米\n"]
["16238","神经外科","8","8","颅骨网","PEEK颅骨网板","/","/","已维护","国械注准20233131912","PEEK颅骨修复系统","PEEK颅骨修复系统","聚合物","宁波慈北医疗器械有限公司","宁波慈北医疗器械有限公司","C04010311803002077590001557","PLX1-C61K49G12H6","PLX1-C61K49G12H6","PEEK颅骨修复体，长6.1 厘米，宽4.9厘米，面积 29.89平方厘米\n"]
["16239","神经外科","12","12","颅骨连接片","可吸收连接片","/","/","已维护","国械注进20163131470","聚左旋乳酸可吸收骨固定系统","聚左旋乳酸可吸收骨固定系统-颅骨FP型微板","聚（L-乳酸)树脂","郡是株式会社","郡是医疗器材（深圳）有限公司","C04010511800000102840000013","FP型微板","FP-X6M-20",""]
["16240","神经外科","15","15","颅骨盖孔板","可吸收盖孔板","/","/","已维护","国械注进20163131470","聚左旋乳酸可吸收骨固定系统","聚左旋乳酸可吸收骨固定系统-颅骨FP型微板","聚（L-乳酸)树脂","郡是株式会社","郡是医疗器材（深圳）有限公司","C04010511800000102840000011","FP型微板","FP-B4-18",""]
["16245","神经外科","16","16","颅骨钉","金属颅骨钉","/","/","已维护","国械注准20233131912","PEEK颅骨修复系统","PEEK颅骨修复系统","钛合金","宁波慈北医疗器械有限公司","宁波慈北医疗器械有限公司","C04010111802000077590000034","PLX3-X0Z0D2.0L5Y1","PLX3-X0Z0D2.0L5Y1","颅骨钉，螺纹直径2mm，长度5mm，自攻自钻"]
["16248","神经外科","16","16","颅骨钉","金属颅骨钉","/","/","已维护","国械注准20233131912","PEEK颅骨修复系统","PEEK颅骨修复系统","钛合金","宁波慈北医疗器械有限公司","宁波慈北医疗器械有限公司","C04010111802000077590000088","PLX3-X0Z0D2.0L4Y1","PLX3-X0Z0D2.0L4Y1","颅骨钉，螺纹直径2mm，长度4mm，自攻自钻"]
["16250","神经外科","26","26","脑脊液体外引流系统","腰椎外引流系统","/","/","已维护","湘械注准20232140299","一次性使用脑科引流器","一次性使用脑科引流器","管身-硫化硅橡胶；导管-TPU；连接器-PC；鲁尔接头-PC；肝素帽-PC；滴液瓶-PC；气囊-PVC；集液袋-PVC；简易测压管-PVC；堵头-PP；防折管-TPE；导丝-304不锈钢；经皮穿刺针304不锈钢；引导针304不锈钢；颅骨手钻-4Cr13不锈","湖南医科医工科技有限公司","湖南医科医工科技有限公司","C04071403500003163060000028","006","WK-043-00006",""]
["16250","神经外科","26","26","脑脊液体外引流系统","腰椎外引流系统","/","/","已维护","湘械注准20232140299","一次性使用脑科引流器","一次性使用脑科引流器","管身-硫化硅橡胶；导管-TPU；连接器-PC；鲁尔接头-PC；肝素帽-PC；滴液瓶-PC；气囊-PVC；集液袋-PVC；简易测压管-PVC；堵头-PP；防折管-TPE；导丝-304不锈钢；经皮穿刺针304不锈钢；引导针304不锈钢；颅骨手钻-4Cr13不锈","湖南医科医工科技有限公司","湖南医科医工科技有限公司","C04071403500003163060000178","631","WK-043-00631",""]
["16250","神经外科","26","26","脑脊液体外引流系统","腰椎外引流系统","/","/","已维护","湘械注准20232140299","一次性使用脑科引流器","一次性使用脑科引流器","管身-硫化硅橡胶；导管-TPU；连接器-PC；鲁尔接头-PC；肝素帽-PC；滴液瓶-PC；气囊-PVC；集液袋-PVC；简易测压管-PVC；堵头-PP；防折管-TPE；导丝-304不锈钢；经皮穿刺针304不锈钢；引导针304不锈钢；颅骨手钻-4Cr13不锈","湖南医科医工科技有限公司","湖南医科医工科技有限公司","C04071403500003163060000035","单腔 80cm腰椎 000","WK-043-18000",""]
["16250","神经外科","26","26","脑脊液体外引流系统","腰椎外引流系统","/","/","已维护","湘械注准20232140299","一次性使用脑科引流器","一次性使用脑科引流器","管身-硫化硅橡胶；导管-TPU；连接器-PC；鲁尔接头-PC；肝素帽-PC；滴液瓶-PC；气囊-PVC；集液袋-PVC；简易测压管-PVC；堵头-PP；防折管-TPE；导丝-304不锈钢；经皮穿刺针304不锈钢；引导针304不锈钢；颅骨手钻-4Cr13不锈","湖南医科医工科技有限公司","湖南医科医工科技有限公司","C04071403500003163060000186","单腔 60cm腰椎 000","WK-043-16000",""]
["16250","神经外科","26","26","脑脊液体外引流系统","腰椎外引流系统","/","/","已维护","湘械注准20232140299","一次性使用脑科引流器","一次性使用脑科引流器","管身-硫化硅橡胶；导管-TPU；连接器-PC；鲁尔接头-PC；肝素帽-PC；滴液瓶-PC；气囊-PVC；集液袋-PVC；简易测压管-PVC；堵头-PP；防折管-TPE；导丝-304不锈钢；经皮穿刺针304不锈钢；引导针304不锈钢；颅骨手钻-4Cr13不锈","湖南医科医工科技有限公司","湖南医科医工科技有限公司","C04071403500003163060000078","单腔 92cm腰椎 631","WK-043-19631",""]
["16250","神经外科","26","26","脑脊液体外引流系统","腰椎外引流系统","/","/","已维护","湘械注准20232140299","一次性使用脑科引流器","一次性使用脑科引流器","管身-硫化硅橡胶；导管-TPU；连接器-PC；鲁尔接头-PC；肝素帽-PC；滴液瓶-PC；气囊-PVC；集液袋-PVC；简易测压管-PVC；堵头-PP；防折管-TPE；导丝-304不锈钢；经皮穿刺针304不锈钢；引导针304不锈钢；颅骨手钻-4Cr13不锈","湖南医科医工科技有限公司","湖南医科医工科技有限公司","C04071403500003163060000163","单腔 92cm腰椎 621","WK-043-19621",""]
["16250","神经外科","26","26","脑脊液体外引流系统","腰椎外引流系统","/","/","已维护","湘械注准20232140299","一次性使用脑科引流器","一次性使用脑科引流器","管身-硫化硅橡胶；导管-TPU；连接器-PC；鲁尔接头-PC；肝素帽-PC；滴液瓶-PC；气囊-PVC；集液袋-PVC；简易测压管-PVC；堵头-PP；防折管-TPE；导丝-304不锈钢；经皮穿刺针304不锈钢；引导针304不锈钢；颅骨手钻-4Cr13不锈","湖南医科医工科技有限公司","湖南医科医工科技有限公司","C04071403500003163060000152","单腔 92cm腰椎 636","WK-043-19636",""]
["16250","神经外科","26","26","脑脊液体外引流系统","腰椎外引流系统","/","/","已维护","湘械注准20232140299","一次性使用脑科引流器","一次性使用脑科引流器","管身-硫化硅橡胶；导管-TPU；连接器-PC；鲁尔接头-PC；肝素帽-PC；滴液瓶-PC；气囊-PVC；集液袋-PVC；简易测压管-PVC；堵头-PP；防折管-TPE；导丝-304不锈钢；经皮穿刺针304不锈钢；引导针304不锈钢；颅骨手钻-4Cr13不锈","湖南医科医工科技有限公司","湖南医科医工科技有限公司","C04071403500003163060000123","单腔 80cm腰椎 631","WK-043-18631",""]
["16250","神经外科","26","26","脑脊液体外引流系统","腰椎外引流系统","/","/","已维护","湘械注准20232140299","一次性使用脑科引流器","一次性使用脑科引流器","管身-硫化硅橡胶；导管-TPU；连接器-PC；鲁尔接头-PC；肝素帽-PC；滴液瓶-PC；气囊-PVC；集液袋-PVC；简易测压管-PVC；堵头-PP；防折管-TPE；导丝-304不锈钢；经皮穿刺针304不锈钢；引导针304不锈钢；颅骨手钻-4Cr13不锈","湖南医科医工科技有限公司","湖南医科医工科技有限公司","C04071403500003163060000107","单腔 80cm腰椎 621","WK-043-18621",""]
["16250","神经外科","26","26","脑脊液体外引流系统","腰椎外引流系统","/","/","已维护","湘械注准20232140299","一次性使用脑科引流器","一次性使用脑科引流器","管身-硫化硅橡胶；导管-TPU；连接器-PC；鲁尔接头-PC；肝素帽-PC；滴液瓶-PC；气囊-PVC；集液袋-PVC；简易测压管-PVC；堵头-PP；防折管-TPE；导丝-304不锈钢；经皮穿刺针304不锈钢；引导针304不锈钢；颅骨手钻-4Cr13不锈","湖南医科医工科技有限公司","湖南医科医工科技有限公司","C04071403500003163060000132","单腔 80cm腰椎 636","WK-043-18636",""]
["16250","神经外科","26","26","脑脊液体外引流系统","腰椎外引流系统","/","/","已维护","湘械注准20232140299","一次性使用脑科引流器","一次性使用脑科引流器","管身-硫化硅橡胶；导管-TPU；连接器-PC；鲁尔接头-PC；肝素帽-PC；滴液瓶-PC；气囊-PVC；集液袋-PVC；简易测压管-PVC；堵头-PP；防折管-TPE；导丝-304不锈钢；经皮穿刺针304不锈钢；引导针304不锈钢；颅骨手钻-4Cr13不锈","湖南医科医工科技有限公司","湖南医科医工科技有限公司","C04071403500003163060000168","单腔 80cm腰椎 626 简易测压导管","WK-043-18626",""]
["16250","神经外科","26","26","脑脊液体外引流系统","腰椎外引流系统","/","/","已维护","湘械注准20232140299","一次性使用脑科引流器","一次性使用脑科引流器","管身-硫化硅橡胶；导管-TPU；连接器-PC；鲁尔接头-PC；肝素帽-PC；滴液瓶-PC；气囊-PVC；集液袋-PVC；简易测压管-PVC；堵头-PP；防折管-TPE；导丝-304不锈钢；经皮穿刺针304不锈钢；引导针304不锈钢；颅骨手钻-4Cr13不锈","湖南医科医工科技有限公司","湖南医科医工科技有限公司","C04071403500003163060000075","单腔 60cm腰椎 631","WK-043-16631",""]
["16250","神经外科","26","26","脑脊液体外引流系统","腰椎外引流系统","/","/","已维护","湘械注准20232140299","一次性使用脑科引流器","一次性使用脑科引流器","管身-硫化硅橡胶；导管-TPU；连接器-PC；鲁尔接头-PC；肝素帽-PC；滴液瓶-PC；气囊-PVC；集液袋-PVC；简易测压管-PVC；堵头-PP；防折管-TPE；导丝-304不锈钢；经皮穿刺针304不锈钢；引导针304不锈钢；颅骨手钻-4Cr13不锈","湖南医科医工科技有限公司","湖南医科医工科技有限公司","C04071403500003163060000081","单腔 60cm腰椎 621","WK-043-16621",""]
["16250","神经外科","26","26","脑脊液体外引流系统","腰椎外引流系统","/","/","已维护","湘械注准20232140299","一次性使用脑科引流器","一次性使用脑科引流器","管身-硫化硅橡胶；导管-TPU；连接器-PC；鲁尔接头-PC；肝素帽-PC；滴液瓶-PC；气囊-PVC；集液袋-PVC；简易测压管-PVC；堵头-PP；防折管-TPE；导丝-304不锈钢；经皮穿刺针304不锈钢；引导针304不锈钢；颅骨手钻-4Cr13不锈","湖南医科医工科技有限公司","湖南医科医工科技有限公司","C04071403500003163060000230","单腔 60cm腰椎 636","WK-043-16636",""]
["16250","神经外科","26","26","脑脊液体外引流系统","腰椎外引流系统","/","/","已维护","湘械注准20232140299","一次性使用脑科引流器","一次性使用脑科引流器","管身-硫化硅橡胶；导管-TPU；连接器-PC；鲁尔接头-PC；肝素帽-PC；滴液瓶-PC；气囊-PVC；集液袋-PVC；简易测压管-PVC；堵头-PP；防折管-TPE；导丝-304不锈钢；经皮穿刺针304不锈钢；引导针304不锈钢；颅骨手钻-4Cr13不锈","湖南医科医工科技有限公司","湖南医科医工科技有限公司","C04071403500003163060000059","单腔 60cm腰椎 626 简易测压导管","WK-043-16626",""]
["16252","神经外科","16","16","颅骨钉","金属颅骨钉","/","/","已维护","国械注准20223130332","颅骨修补重建系统","颅骨修补重建系统-螺钉","钛合金","大博医疗科技股份有限公司","大博医疗科技股份有限公司","C04010111802000004190000015","(自攻自钻钉)直径2.0mm 长度4mm灭菌包装","QSD 01",""]
["16254","神经外科","16","16","颅骨钉","金属颅骨钉","/","/","已维护","国械注准20223130332","颅骨修补重建系统","颅骨修补重建系统-螺钉","钛合金","大博医疗科技股份有限公司","大博医疗科技股份有限公司","C04010111802000004190000017","(自攻自钻钉)直径2.0mm 长度5mm灭菌包装","QSD 01",""]
["16255","神经外科","23","23","脑脊液体外引流系统","简易脑室外引流系统","/","/","已维护","鲁械注准20212141051","一次性使用颅脑外引流套装","一次性使用颅脑外引流套装","","","德州玉东医疗器械有限公司","C04071403500004114390000031","10Fr(含导引针)","YY-5",""]
["16255","神经外科","23","23","脑脊液体外引流系统","简易脑室外引流系统","/","/","已维护","鲁械注准20212141051","一次性使用颅脑外引流套装","一次性使用颅脑外引流套装","","","德州玉东医疗器械有限公司","C04071403500004114390000034","16Fr（含导引针）","YY-5",""]
["16257","神经外科","15","15","颅骨盖孔板","可吸收盖孔板","/","/","已维护","国械注准20243131894","可吸收颅骨内固定系统","可吸收颅骨内固定系统","","大博医疗科技股份有限公司","大博医疗科技股份有限公司","C04010411803001004190000029","长度22mm 6孔","BASP-O",""]
["16259","神经外科","15","15","颅骨盖孔板","可吸收盖孔板","/","/","已维护","国械注准20243131894","可吸收颅骨内固定系统","可吸收颅骨内固定系统","","大博医疗科技股份有限公司","大博医疗科技股份有限公司","C04010411803001004190000026","长度20mm 6孔","BASP-O",""]
["16263","神经外科","17","17","颅骨钉","可吸收颅骨钉","/","/","已维护","国械注准20243131894","可吸收颅骨内固定系统","可吸收颅骨内固定系统-螺钉","","大博医疗科技股份有限公司","大博医疗科技股份有限公司","C04010111803001004190000010","直径2.3mm 长度6mm","BASS-PTQ01",""]
["16264","神经外科","17","17","颅骨钉","可吸收颅骨钉","/","/","已维护","国械注准20243131894","可吸收颅骨内固定系统","可吸收颅骨内固定系统-螺钉","","大博医疗科技股份有限公司","大博医疗科技股份有限公司","C04010111803001004190000008","直径2.3mm 长度7mm","BASS-PTQ01",""]
["16266","神经外科","17","17","颅骨钉","可吸收颅骨钉","/","/","已维护","国械注准20243131894","可吸收颅骨内固定系统","可吸收颅骨内固定系统-螺钉","","大博医疗科技股份有限公司","大博医疗科技股份有限公司","C04010111803001004190000003","直径2.2mm 长度6mm","BASS-PTQ01",""]
["16267","神经外科","17","17","颅骨钉","可吸收颅骨钉","/","/","已维护","国械注准20243131894","可吸收颅骨内固定系统","可吸收颅骨内固定系统-螺钉","","大博医疗科技股份有限公司","大博医疗科技股份有限公司","C04010111803001004190000006","直径2.2mm 长度7mm","BASS-PTQ01",""]
["16268","神经外科","8","8","颅骨网","PEEK颅骨网板","/","/","已维护","国械注准20233131912","PEEK颅骨修复系统","PEEK颅骨修复系统","聚合物","宁波慈北医疗器械有限公司","宁波慈北医疗器械有限公司","C04010311803002077590000123","PLX1-C49K49G10H4","PLX1-C49K49G10H4","PEEK颅骨修复体，长4.9 厘米，宽4.9 厘米，面积24.01平方厘米\n"]
["16269","神经外科","8","8","颅骨网","PEEK颅骨网板","/","/","已维护","国械注准20233131912","PEEK颅骨修复系统","PEEK颅骨修复系统","聚合物","宁波慈北医疗器械有限公司","宁波慈北医疗器械有限公司","C04010311803002077590000537","PLX1-C45K49G10H4","PLX1-C45K49G10H4","PEEK颅骨修复体，长4.5 厘米，宽 4.9厘米，面积 22.05平方厘米\n"]
["16271","神经外科","8","8","颅骨网","PEEK颅骨网板","/","/","已维护","国械注准20233131912","PEEK颅骨修复系统","PEEK颅骨修复系统","聚合物","宁波慈北医疗器械有限公司","宁波慈北医疗器械有限公司","C04010311803002077590000015","PLX1-C45K45G10H4","PLX1-C45K45G10H4","PEEK颅骨修复体，长4.5 厘米，宽4.5 厘米，面积20.25 平方厘米\n"]
["16272","神经外科","8","8","颅骨网","PEEK颅骨网板","/","/","已维护","国械注准20233131912","PEEK颅骨修复系统","PEEK颅骨修复系统","聚合物","宁波慈北医疗器械有限公司","宁波慈北医疗器械有限公司","C04010311803002077590000464","PLX1-C45K41G10H3","PLX1-C45K41G10H3","PEEK颅骨修复体，长4.5 厘米，宽4.1 厘米，面积18.45 平方厘米\n"]
["16273","神经外科","8","8","颅骨网","PEEK颅骨网板","/","/","已维护","国械注准20233131912","PEEK颅骨修复系统","PEEK颅骨修复系统","聚合物","宁波慈北医疗器械有限公司","宁波慈北医疗器械有限公司","C04010311803002077590000513","PLX1-C41K37G10H4","PLX1-C41K37G10H4","PEEK颅骨修复体，长4.1 厘米，宽3.7 厘米，面积15.17 平方厘米\n"]
["16274","神经外科","8","8","颅骨网","PEEK颅骨网板","/","/","已维护","国械注准20233131912","PEEK颅骨修复系统","PEEK颅骨修复系统","聚合物","宁波慈北医疗器械有限公司","宁波慈北医疗器械有限公司","C04010311803002077590000033","PLX1-C37K41G10H3","PLX1-C37K41G10H3","PEEK颅骨修复体，长3.7 厘米，宽4.1 厘米，面积15.17 平方厘米\n"]
["16275","神经外科","8","8","颅骨网","PEEK颅骨网板","/","/","已维护","国械注准20233131912","PEEK颅骨修复系统","PEEK颅骨修复系统","聚合物","宁波慈北医疗器械有限公司","宁波慈北医疗器械有限公司","C04010311803002077590000147","PLX1-C37K33G10H3","PLX1-C37K33G10H3","PEEK颅骨修复体，长3.7 厘米，宽 3.3厘米，面积 12.21平方厘米\n"]
["16276","神经外科","8","8","颅骨网","PEEK颅骨网板","/","/","已维护","国械注准20233131912","PEEK颅骨修复系统","PEEK颅骨修复系统","聚合物","宁波慈北医疗器械有限公司","宁波慈北医疗器械有限公司","C04010311803002077590000409","PLX1-C29K29G10H3","PLX1-C29K29G10H3","PEEK颅骨修复体，长 2.9厘米，宽2.9 厘米，面积8.41 平方厘米\n"]
["16277","神经外科","8","8","颅骨网","PEEK颅骨网板","/","/","已维护","国械注准20233131912","PEEK颅骨修复系统","PEEK颅骨修复系统","聚合物","宁波慈北医疗器械有限公司","宁波慈北医疗器械有限公司","C04010311803002077590000312","PLX1-C29K25G10H3","PLX1-C29K25G10H3","PEEK颅骨修复体，长2.9 厘米，宽 2.5厘米，面积 7.25平方厘米\n"]
["16278","神经外科","8","8","颅骨网","PEEK颅骨网板","/","/","已维护","国械注准20233131912","PEEK颅骨修复系统","PEEK颅骨修复系统","聚合物","宁波慈北医疗器械有限公司","宁波慈北医疗器械有限公司","C04010411803002077590000339","PLX1-C25K25G8H2","PLX1-C25K25G8H2","PEEK颅骨修复体，长2.5 厘米，宽 2.5厘米，面积6.25 平方厘米\n"]
["16279","神经外科","8","8","颅骨网","PEEK颅骨网板","/","/","已维护","国械注准20233131912","PEEK颅骨修复系统","PEEK颅骨修复系统","聚合物","宁波慈北医疗器械有限公司","宁波慈北医疗器械有限公司","C04010511800001077590000051","PLX1-C25K21G8H2","PLX1-C25K21G8H2","PEEK颅骨修复体，长2.5 厘米，宽2.1 厘米，面积 5.25平方厘米\n"]
["16282","神经外科","14","14","颅骨盖孔板","PEEK盖孔板","/","/","已维护","国械注准20233131912","PEEK颅骨修复系统","PEEK颅骨修复系统","聚合物","宁波慈北医疗器械有限公司","宁波慈北医疗器械有限公司","C04010311803002077590000294","PLX4-X7H0.8C27.1K27.1R40Y0","PLX4-X7H0.8C27.1K27.1R40Y0","PEEK颅骨盖孔板，厚度0.8mm，5孔，侧边引流孔，直径27.1mm"]
["16285","神经外科","13","13","颅骨盖孔板","金属盖孔板","/","/","已维护","国械注准20243130857","颅骨钛网板系统","颅骨钛网板系统-钛板","纯钛","宁波慈北医疗器械有限公司","宁波慈北医疗器械有限公司","C04010411801001077590000735","23.110.001S","23.110.001S","雪花型盖孔板，厚度0.4mm，6孔，直径23mm"]